## Port Count
Site ID | 10G | 1G | STM1
AAN-2005-PREAGG-SR7-1 | 4 | 16 | 1
AAN-2006-PREAGG-SR7-1 | 14 | 18 | 1
AAN-2009-PREAGG-SR7-1 | 3 | 11 | 1
AAN-2021-PREAGG-SR7-1 | 20 | 19 | 1
AAN-2042-PREAGG-SR7-1 | 17 | 16 | 1
AAN-2043-PREAGG-SR7-1 | 5 | 15 | 1
AAN-2058-PREAGG-SR7-1 | 8 | 31 | 2
AAN-2059-PREAGG-SR7-1 | 16 | 30 | 1
AAN-2065-PREAGG-SR7-1 | 15 | 15 | 1
AAN-2078-PREAGG-SR7-1 | 5 | 10 | 2
AAN-2088-PREAGG-SR7-1 | 14 | 19 | 4
AAN-2258-PREAGG-SR7-1 | 4 | 14 | 1
AAN-2265-PREAGG-SR7-1 | 11 | 17 | 1
AAN-2302-PREAGG-SR7-1 | 15 | 33 | 1
AAN-2399-PREAGG-SR7-1 | 4 | 15 | 1
AAN-2460-PREAGG-SR7-1 | 6 | 8 | 1
AAN-2495-PREAGG-SR7-1 | 9 | 18 | 1
AJM-2457-PREAGG-SR7-1 | 6 | 11 | 1
AUH-0619-PREAGG-SR7-1 | 3 | 13
AUH-0639-PREAGG-SR7-1 | 3 | 17 | 1
AUH-1048-PREAGG-SR7-1 | 13 | 45 | 1
AUH-1090-PREAGG-SR7-1 | 5 | 9
AUH-1093-PREAGG-SR7-1 | 8 | 22 | 1
AUH-1097-PREAGG-SR7-1 | 5 | 20
AUH-1222-PREAGG-SR7-1 | 4 | 5
AUH-1316-PREAGG-SR7-1 | 13 | 28 | 1
AUH-1336-PREAGG-SR7-1 | 2 | 8 | 1
AUH-1359-PREAGG-SR7-1 | 4 | 12 | 1
AUH-1372-PREAGG-SR7-1 | 18 | 19 | 1
AUH-1405-PREAGG-SR7-1 | 11 | 13 | 2
AUH-1417-PREAGG-SR7-1 | 9 | 10 | 1
AUH-1426-PREAGG-SR7-1 | 3 | 4
AUH-1437-PREAGG-SR7-1 | 3 | 13 | 1
AUH-2039-PREAGG-SR7-1 | 8 | 27 | 2
AUH-2050-PREAGG-SR7-1 | 6 | 9 | 1
AUH-2054-PREAGG-SR7-1 | 13 | 10 | 1
AUH-2055-PREAGG-SR7-1 | 2 | 11
AUH-2076-PREAGG-SR7-1 | 11 | 21 | 1
AUH-2080-PREAGG-SR7-1 | 6 | 6 | 1
AUH-2088-PREAGG-SR7-1 | 11 | 12 | 1
AUH-2099-PREAGG-SR7-1 | 9 | 15 | 1
AUH-2118-PREAGG-SR7-1 | 2 | 8
AUH-2122-PREAGG-SR7-1 | 2 | 5
AUH-2123-PREAGG-SR7-1 | 5 | 9 | 1
AUH-2129-PREAGG-SR7-1 | 3 | 19 | 1
AUH-2132-PREAGG-SR7-1 | 3 | 17
AUH-2134-PREAGG-SR7-1 | 2 | 8 | 1
AUH-2136-PREAGG-SR7-1 | 9 | 9 | 1
AUH-2138-PREAGG-SR7-1 | 12 | 7 | 1
AUH-2142-PREAGG-SR7-1 | 18 | 19 | 1
AUH-2149-PREAGG-SR7-1 | 2 | 3
AUH-2165-PREAGG-SR7-1 | 4 | 15 | 2
AUH-2170-PREAGG-SR7-1 | 3 | 10 | 2
AUH-2178-PREAGG-SR7-1 | 9 | 17 | 1
AUH-2184-PREAGG-SRa8-1 | 19 | 22 | 1
AUH-2205-PREAGG-SR7-1 | 9 | 10 | 1
AUH-2223-PREAGG-SR7-1 | 15 | 30 | 2
AUH-2360-PREAGG-SR7-1 | 11 | 10 | 1
AUH-2366-PREAGG-SR7-1 | 6 | 17 | 3
AUH-2392-PREAGG-SR7-1 | 8 | 8 | 1
AUH-2402-PREAGG-SR7-1 | 15 | 27 | 1
AUH-2410-PREAGG-SR7-1 | 8 | 10
AUH-2427-PREAGG-SR7-1 | 6 | 6 | 1
AUH-2433-PREAGG-SR7-1 | 5 | 6 | 1
AUH-2562-PREAGG-SR7-1 | 3 | 14 | 2
AUH-2674-PREAGG-SR7-1 | 17 | 39 | 1
AUH-2713-PREAGG-SRa8-1 | 29 | 26 | 1
AUH-2784-PREAGG-SR7-1 | 13 | 10 | 1
AUH-2836-PREAGG-SR7-1 | 18 | 23 | 1
AUH-2904-PREAGG-SR7-1 | 4 | 20 | 1
AUH-2908-PREAGG-SR7-1 | 13 | 20 | 1
AUH-2911-PREAGG-SR7-1 | 13 | 34 | 4
AUH-2916-PREAGG-SR7-1 | 6 | 9 | 1
AUH-2918-PREAGG-SR7-1 | 5 | 17 | 1
AUH-2923-PREAGG-SRa8-1 | 9 | 13 | 1
AUH-2925-PREAGG-SRa8-1 | 8 | 13 | 1
AUH-2929-PREAGG-SRa8-1 | 20 | 17 | 1
AUH-2934-PREAGG-SR7-1 | 17 | 36 | 1
AUH-2937-PREAGG-SR7-1 | 9 | 24 | 1
AUH2962-MSS8-1-5-6-PREAGG-2-1-6 |  | 0 | 1
AUH-2962-PREAGG-SR7-1 | 11 | 16 | 1
AUH-5003-PREAGG-SR7-1 | 6 | 11 | 1
AUH-5004-PREAGG-SR7-1 | 4 | 13
AUH-6005-PREAGG-SRa8-1 | 16 | 48
AUH-ADAC-PREAGG-SR7-1 | 8 | 18
AUH-MariaIsland-PREAGG-SR7-1 | 13 | 48
AUH-MASDARCITY-PREAGG-SR7-1 | 6 | 31 | 3
DXB-0296A-PREAGG-SR7-1 | 4 | 35
DXB-0298-PREAGG-SR7-1 | 5 | 16
DXB-1001-PREAGG-SR7-1 | 6 | 16 | 1
DXB-1025-PREAGG-SR7-1 | 12 | 20 | 3
DXB-1069-PREAGG-SR7-1 | 3 | 20
DXB-1074-PREAGG-SR7-1 | 2 | 19 | 1
DXB-1090-PREAGG-SR7-1 | 5 | 6 | 1
DXB-1096-PREAGG-SR7-1 | 3 | 5
DXB-1103-PREAGG-SR7-1 | 11 | 19 | 2
DXB-1156-PREAGG-SR7-1 | 6 | 14 | 1
DXB-1347-PREAGG-SR7-1 | 3 | 10 | 1
DXB-1635-PREAGG-SR7-1 | 12 | 49 | 1
DXB-1683-PREAGG-SR7-1 | 5 | 17 | 1
DXB-1693-PREAGG-SR7-1 | 3 | 9
DXB-1828-PREAGG-SR7-1 | 12 | 23 | 1
DXB-1852-PREAGG-SR7-1 | 5 | 11
DXB-1946-PREAGG-SR7-1 | 8 | 7 | 1
DXB-2123-PREAGG-SR7-1 | 16 | 22 | 1
DXB-2282-PREAGG-SR7-1 | 3 | 17
DXB-2302-PREAGG-SR7-1 | 9 | 19 | 1
DXB-2313-PREAGG-SR7-1 | 11 | 23 | 1
DXB-2583-PREAGG-SR7-1 | 7 | 13
DXB-2770-PREAGG-SR7-1 | 2 | 10
DXB-3121-PREAGG-SR7-1 | 2 | 10
DXB-3122-PREAGG-SR7-1 | 2 | 34 | 1
DXB-3131-PREAGG-SR7-1 | 9 | 15 | 1
DXB-3145-PREAGG-SR7-1 | 18 | 36 | 2
DXB-3155-PREAGG-SR7-1 | 3 | 21
DXB-3160-PREAGG-SR7-1 | 9 | 24 | 1
DXB-3161-PREAGG-SR7-1 | 4 | 87
DXB-3164-PREAGG-SR7-1 | 14 | 28 | 1
DXB-3183-PREAGG-SR7-1 | 5 | 20 | 1
DXB-3215-PREAGG-SR7-1 | 6 | 9 | 1
DXB-3248-PREAGG-SR7-1 | 4 | 18
DXB-3249-PREAGG-SR7-1 | 7 | 13 | 2
DXB-3252-PREAGG-SR7-1 | 5 | 88
DXB-6020-PREAGG-SR7-1 | 6 | 84 | 7
DXB-BB-PREAGG-SR7-1 | 6 | 33 | 3
DXB-BB-PREAGG-SR7-2 | 7 | 27
DXB-DFC-PREAGG-SR7-1 | 2 | 22
DXB-DIFC-TER-1-PREAGG-SR7-1 | 2 | 41
DXB-DIFC-TER-2-PREAGG-SR7-1 | 3 | 36
DXB-DMC-PREAGG-SR7-1 | 6 | 13
DXB-DUBAIOTECH-PREAGG-SR7-1 | 5 | 75 | 3
DXB-KHZMEYDAN-PREAGG-SR7-1 | 10 | 15
DXB-KHZMEYDAN-PREAGG-SR7-2 | 9 | 10
FUJ-5003-PREAGG-SRa8-1 | 14 | 22 | 1
RAK-2000-PREAGG-SR7-1 | 2 | 7 | 2
RAK-2009-PREAGG-SR7-1 | 5 | 9
RAK-2028-PREAGG-SR7-1 | 10 | 29 | 1
RAK-2711-PREAGG-SR7-1 | 2 | 8
RAK-2718-PREAGG-SR7-1 | 9 | 31 | 4
RAK-2727-PREAGG-SR7-1 | 4 | 12 | 2
RAK-2759-PREAGG-SR7-1 | 4 | 7 | 1
SHJ-2010-PREAGG-SR7-1 | 4 | 21 | 1
SHJ-2012-PREAGG-SR7-1 | 9 | 43 | 1
SHJ-2017-PREAGG-SR7-1 | 2 | 5
SHJ-2019-PREAGG-SR7-1 | 8 | 11 | 2
SHJ-2020-PREAGG-SR7-1 | 12 | 11 | 2
SHJ-2022-PREAGG-SR7-1 | 2 | 7
SHJ-2040-PREAGG-SR7-1 | 4 | 11 | 2
SHJ-2044-PREAGG-SR7-1 | 3 | 5
SHJ-2049-PREAGG-SR7-1 | 2 | 8
SHJ-2059-PREAGG-SR7-1 | 2 | 11 | 3
SHJ-2226-PREAGG-SR7-1 | 8 | 53 | 1
SHJ-2486-PREAGG-SR7-1 | 8 | 8 | 1
SHJ-2508-PREAGG-SR7-1 | 13 | 30 | 2
SHJ-2580-PREAGG-SR7-1 | 2 | 16
SHJ-2649-PREAGG-SR7-1 | 4 | 16 | 2
SHJ-2650-PREAGG-SR7-1 | 5 | 9 | 1
SHJ-6501-PREAGG-SR7-1 | 7 | 36 | 3
UAQ-2012-PREAGG-SR7-1 | 7 | 42 | 2
UAQ-2016-PREAGG-SR7-1 | 8 | 26 | 1
UAQ-2805-PREAGG-SR7-1 | 8 | 24 | 1
UAQ-2806-PREAGG-SR7-1 | 8 | 23 | 1
Device Name | Free Ports | Reserved Ports | Used Ports
DXB-KHZMEYDAN-PREAGG-SR7-1 | 21 | 4 | 25
DXB-KHZMEYDAN-PREAGG-SR7-2 | 28 | 3 | 19
AUH-KHAZNA-BPE-SR7-1 | 44 | 6 | 22
AUH-KHAZNA-BPE-SR7-2 | 53 | 2 | 17
Device Name | CSG Port Count | Services Port Count | Total UP Ports
AAN-5002-AGGR-SR12-1 |  |  | 65
AAN-5002-AGGR-SR12-2 |  |  | 63
AUH-5002-AGGR-SR7-1 |  |  | 15
AUH-5002-AGGR-SR7-2 |  |  | 15

## Commercial BoQ Prices
NOKIA CODE | DESCRIPTION | Qty inside the BoQ | Nokia PN | Description | Qty inside the bundle | TOTAL QTY
AGGv1 Bundle | Nokia SR-7s - AGG v1 Bundle including: (1) 3HE16196AA BNDL 7750 SR-7s CPM2-7s CNTL RED DC PWR (1) 3HE12328AA ACC - SR-7s/14s PWR SHELF ACC KIT LVDC (1) 3HE12460AA ACC - 7750 SR-7s AIR FILTER DOOR KIT (3) 3HE12378AA ACC - 7750 SR-7s XCM IMPEDANCE PNL (2) 3HE11305AA XCM - 7750 SR-s XCM-7s (2) 3HE14027BA IOM-s - SR-s IOM-s 3.0T - ER |  | 3HE16196AA | BNDL 7750 SR-7s CPM2-7s CNTL RED DC PWR | 1 | 0
|  |  | 3HE12328AA | ACC - SR-7s/14s PWR SHELF ACC KIT LVDC | 1 | 0
|  |  | 3HE12460AA | ACC - 7750 SR-7s AIR FILTER DOOR KIT | 1 | 0
|  |  | 3HE12378AA | ACC - 7750 SR-7s XCM IMPEDANCE PNL | 3 | 0
|  |  | 3HE11305AA | XCM - 7750 SR-s XCM-7s | 2 | 0
|  |  | 3HE14027BA | IOM-s - SR-s IOM-s 3.0T - ER | 2 | 0
AGGv2 Bundle | Nokia SR-7s - AGG v2 Bundle including: (1) 3HE16196AA BNDL 7750 SR-7s CPM2-7s CNTL RED DC PWR (1) 3HE12328AA ACC - SR-7s/14s PWR SHELF ACC KIT LVDC (1) 3HE12460AA ACC - 7750 SR-7s AIR FILTER DOOR KIT (3) 3HE12378AA ACC - 7750 SR-7s XCM IMPEDANCE PNL (2) 3HE11305AA XCM - 7750 SR-s XCM-7s (2) 3HE12510BA IOM-s - SR-s IOM-s 1.6T - ER |  | 3HE16196AA | BNDL 7750 SR-7s CPM2-7s CNTL RED DC PWR | 1 | 0
|  |  | 3HE12328AA | ACC - SR-7s/14s PWR SHELF ACC KIT LVDC | 1 | 0
|  |  | 3HE12460AA | ACC - 7750 SR-7s AIR FILTER DOOR KIT | 1 | 0
|  |  | 3HE12378AA | ACC - 7750 SR-7s XCM IMPEDANCE PNL | 3 | 0
|  |  | 3HE11305AA | XCM - 7750 SR-s XCM-7s | 2 | 0
|  |  | 3HE12510BA | IOM-s - SR-s IOM-s 1.6T - ER | 2 | 0
AGGv3 Bundle | Nokia SR-2s - AGG v3 Bundle including: (1) 3HE14032AA BNDL - 7750 SR-2s LVDC (1) 3HE12519AA ACC - 7750 SR-2s AIR FILTER KIT (1) 3HE14029AA ACC - 7750 SR-s MDA-s IMPEDANCE PANEL (2) 3HE12379AA XCM - 7750 SR-s XCM-2s (2) 3HE12510BA IOM-s - SR-s IOM-s 1.6T - ER |  | 3HE14032AA | BNDL - 7750 SR-2s LVDC | 1 | 0
|  |  | 3HE12519AA | ACC - 7750 SR-2s AIR FILTER KIT | 1 | 0
|  |  | 3HE14029AA | ACC - 7750 SR-s MDA-s IMPEDANCE PANEL | 1 | 0
|  |  | 3HE12379AA | XCM - 7750 SR-s XCM-2s | 2 | 0
|  |  | 3HE12510BA | IOM-s - SR-s IOM-s 1.6T - ER | 2 | 0
AGGv1 400G Bundle | AGG 400G MDA-s bundle including: (1) 3HE12515AA MDA-s – SR-s 4-pt QSFP-DD + 4-pt QSFP28 (4) 3HE15212AA QSFP56-DD - 400G LR8 10Km 0/70C - each with 3HE00400PP - RTU License for 400G port (2) 3HE10550AA QSFP28 - 100GBASE-LR4 ROHS6/6 0/70C - each with 3HE00100PP - RTU License for 100G port |  | 3HE12515AA | MDA-s – SR-s 4-pt QSFP-DD + 4-pt QSFP28 | 1 | 0
|  |  | 3HE15212AA | QSFP56-DD - 400G LR8 10Km 0/70C - each with 3HE00100PP - RTU License for 400G port | 4 | 0
|  |  | 3HE10550AA | QSFP28 - 100GBASE-LR4 ROHS6/6 0/70C - each with 3HE00100PP - RTU License for 100G port | 2 | 0
AGGv3 400G Bundle | AGG 400G MDA-s bundle including: (1) 3HE12515AA MDA-s – SR-s 4-pt QSFP-DD + 4-pt QSFP28 (2) 3HE15212AA QSFP56-DD - 400G LR8 10Km 0/70C - each with 3HE00400PP - RTU License for 400G port (4) 3HE10550AA QSFP28 - 100GBASE-LR4 ROHS6/6 0/70C - each with 3HE00100PP - RTU License for 100G port |  | 3HE12515AA | MDA-s – SR-s 4-pt QSFP-DD + 4-pt QSFP28 | 1 | 0
|  |  | 3HE15212AA | QSFP56-DD - 400G LR8 10Km 0/70C - each with 3HE00100PP - RTU License for 400G port | 2 | 0
|  |  | 3HE10550AA | QSFP28 - 100GBASE-LR4 ROHS6/6 0/70C - each with 3HE00100PP - RTU License for 100G port | 4 | 0
AGG 100G Bundle1 | AGG 100G MDA-s Bundle including: (1) 3HE12511AA MDA-s - SR-s 18-pt QSFP28 (12) 3HE10550AA QSFP28 - 100GBASE-LR4 ROHS6/6 0/70C - each with 3HE00100PP - RTU License for 100G port |  | 3HE12511AA | MDA-s - SR-s 18-pt QSFP28 | 1 | 0
|  |  | 3HE10550AA | QSFP28 - 100GBASE-LR4 ROHS6/6 0/70C - each with 3HE00100PP - RTU License for 100G port | 12 | 0
AGG 100G Bundle2 | AGG 100G MDA-s bundle including: (1) 3HE12511AA MDA-s - SR-s 18-pt QSFP28 (4) 3HE10550AA QSFP28 - 100GBASE-LR4 ROHS6/6 0/70C - each with 3HE00100PP - RTU License for 100G port |  | 3HE12511AA | MDA-s - SR-s 18-pt QSFP28 | 1 | 0
|  |  | 3HE10550AA | QSFP28 - 100GBASE-LR4 ROHS6/6 0/70C - each with 3HE00100PP - RTU License for 100G port | 4 | 0
AGG 100G&25G Bundle | AGG 100G/25G MDA-s Bundle_v1 including: (1) 3HE12511AA MDA-s - 16pt SFP-DD MACsec + 4pt QSFP28 (4) 3HE10550AA QSFP28 - 100GBASE-LR4 ROHS6/6 0/70C - each with 3HE00100PP - RTU License for 100G port (8) 3HE14835AA SFP28 25GE LR - LC ROHS6/6 -40/85C - each with 3HE00025PP - RTU License for 25G port (4) 3HE15377AA SFP28 - 25GE ER - LC ROHS6/6 -40/85C - each with 3HE00100PP - RTU License for 25G port |  | 3HE12513AA | MDA-s - 16pt SFP-DD MACsec + 4pt QSFP28 | 1 | 0
|  |  | 3HE10550AA | QSFP28 - 100GBASE-LR4 ROHS6/6 0/70C - each with 3HE00100PP - RTU License for 100G port | 4 | 0
|  |  | 3HE14835AA | SFP28 25GE LR - LC ROHS6/6 -40/85C - each with 3HE00100PP - RTU License for 25G port | 8 | 0
|  |  | 3HE15377AA | SFP28 - 25GE ER - LC ROHS6/6 -40/85C - each with 3HE00100PP - RTU License for 25G port | 4 | 0
ESA Bundle | AGG ESA Bundle for Ipsec including: (1) 3HE15841AA ESA - 7750 SR ESA 100G DC (2) 3HE10551AA QSFP28 - 100GBASE-SR4 ROHS6/6 0/70C - each with 3HE00100PP - RTU License for 100G port |  | 3HE15841AA | ESA - 7750 SR ESA 100G DC | 1 | 0
|  |  | 3HE10551AA | QSFP28 - 100GBASE-SR4 ROHS6/6 0/70C - each with 3HE00100PP - RTU License for 100G port | 2 | 0
3HE12392AA | XMA - SR-s 4.8T 36pt QSFP-DD CR to 12T | #VALUE! | 3HE12392AA | XMA - SR-s 4.8T 36pt QSFP-DD CR to 12T | 1 | #VALUE!
3HE12390AA | XMA - SR-s 3.6T 36pt QSFP-DD CR | #VALUE! | 3HE12390AA | XMA - SR-s 3.6T 36pt QSFP-DD CR | 1 | #VALUE!
3HE13956AA | XMA-SR-s 3.6T 36pt QSFP28 CR | #VALUE! | 3HE13956AA | XMA-SR-s 3.6T 36pt QSFP28 CR | 1 | #VALUE!
3HE11307AA | XMA - SR-s 2.4T 36pt QSFP28 CR to 3.6T | #VALUE! | 3HE11307AA | XMA - SR-s 2.4T 36pt QSFP28 CR to 3.6T | 1 | #VALUE!
3HE13956BA | XMA-SR-s 3.6T 36pt QSFP28 ER | #VALUE! | 3HE13956BA | XMA-SR-s 3.6T 36pt QSFP28 ER | 1 | #VALUE!
3HE12388BA | XMA - SR-s 2.4T 24pt QSFP28 ER | #VALUE! | 3HE12388BA | XMA - SR-s 2.4T 24pt QSFP28 ER | 1 | #VALUE!
3HE12526BA | XMA - SR-s 1.2T 18pt QSFP28 ER to 1.8T | #VALUE! | 3HE12526BA | XMA - SR-s 1.2T 18pt QSFP28 ER to 1.8T | 1 | #VALUE!
3HE12525BA | XMA - SR-s 1.2T 12pt QSFP28 ER | #VALUE! | 3HE12525BA | XMA - SR-s 1.2T 12pt QSFP28 ER | 1 | #VALUE!
3HE11305AA | XCM - 7750 SR-s XCM-7s | #VALUE! | 3HE11305AA | XCM - 7750 SR-s XCM-7s | 1 | #VALUE!
3HE12379AA | XCM - 7750 SR-s XCM-2s | #VALUE! | 3HE12379AA | XCM - 7750 SR-s XCM-2s | 1 | #VALUE!
3HE14027BA | IOM-s - SR-s IOM-s 3.0T - ER | #VALUE! | 3HE14027BA | IOM-s - SR-s IOM-s 3.0T - ER | 1 | #VALUE!
3HE12510BA | IOM-s - SR-s IOM-s 1.6T - ER | #VALUE! | 3HE12510BA | IOM-s - SR-s IOM-s 1.6T - ER | 1 | #VALUE!
3HE15563AA | MDA-s - SR-s 2pt QSFP-DD + 2pt QSFP28 | #VALUE! | 3HE15563AA | MDA-s - SR-s 2pt QSFP-DD + 2pt QSFP28 | 1 | #VALUE!
3HE12511AA | MDA-s - SR-s 18-pt QSFP28 | #VALUE! | 3HE12511AA | MDA-s - SR-s 18-pt QSFP28 | 1 | #VALUE!
3HE12513AA | MDA-s - 16pt SFP-DD MACsec + 4pt QSFP28 | #VALUE! | 3HE12513AA | MDA-s - 16pt SFP-DD MACsec + 4pt QSFP28 | 1 | #VALUE!
3HE15562AA | MDA-s - 8pt SFP-DD MACsec + 2pt QSFP28 | #VALUE! | 3HE15562AA | MDA-s - 8pt SFP-DD MACsec + 2pt QSFP28 | 1 | #VALUE!
3HE12515AA | MDA-s – SR-s 4-pt QSFP-DD + 4-pt QSFP28 | #VALUE! | 3HE12515AA | MDA-s – SR-s 4-pt QSFP-DD + 4-pt QSFP28 | 1 | #VALUE!
AGG_SR12E_Upgrade_400G | 7750 SR-7/12e AGG 400G IOM5 + MDA-e-XP card Bundle including: (1) 3HE12332BA IOM - 7750 SR IOM5-e - ER (2) 3HE15152AA MDA-e-XP - 7750 SR 6-pt QSFP-DD (8) 3HE15212AA QSFP56-DD - 400G LR8 10Km 0/70C - each with 3HE00100PP - RTU License for 400G port (10) 3HE10550AA QSFP28 - 100GBASE-LR4 ROHS6/6 0/70C - each with 3HE00100PP - RTU License for 100G port | #VALUE! | 3HE12332BA | IOM - 7750 SR IOM5-e - ER | 1 | #VALUE!
|  |  | 3HE15152AA | MDA-e-XP - 7750 SR 6-pt QSFP-DD | 2 | #VALUE!
|  |  | 3HE15212AA | QSFP56-DD - 400G LR8 10Km 0/70C - each with 3HE00100PP - RTU License for 400G port | 8 | #VALUE!
|  |  | 3HE10550AA | QSFP28 - 100GBASE-LR4 ROHS6/6 0/70C - each with 3HE00100PP - RTU License for 100G port | 10 | #VALUE!
AGG_SR12E_Upgrade_100G | 7750 SR-7/12e 100G MDA-e-XP Bundle including: (1) 3HE12333AA MDA-e-XP - 7750 SR 6-pt QSFP28 (2) 3HE10550AA QSFP28 - 100GBASE-LR4 ROHS6/6 0/70C - each with 3HE00100PP - RTU License for 100G port (1) 3HE11239AA QSFP28 - 100GBase-ER4Lite RoHS6/6 0/70C - each with 3HE00100PP - RTU License for 100G port | #VALUE! | 3HE12333AA | MDA-e-XP - 7750 SR 6-pt QSFP28 | 1 | #VALUE!
|  |  | 3HE10550AA | QSFP28 - 100GBASE-LR4 ROHS6/6 0/70C - each with 3HE00100PP - RTU License for 100G port | 2 | #VALUE!
|  |  | 3HE11239AA | QSFP28 - 100GBase-ER4Lite RoHS6/6 0/70C - each with 3HE00100PP - RTU License for 100G port | 1 | #VALUE!
AGG_SR7/12E_Upgrade_25G | 7750 SR-7/12e 25G MDA-e-XP Bundle including: (1) 3HE15151AA MDA-e-XP 16pt 10/25G SFP28 + 2pt QSFP28 (2) 3HE10550AA QSFP28 - 100GBASE-LR4 ROHS6/6 0/70C - each with 3HE00100PP - RTU License for 100G port (8) 3HE14835AA SFP28 25GE LR - LC ROHS6/6 -40/85C - each with 3HE00100PP - RTU License for 25G port (4) 3HE15377AA SFP28 - 25GE ER - LC ROHS6/6 -40/85C - each with 3HE00100PP - RTU License for 25G port | #VALUE! | 3HE15151AA | MDA-e-XP 16pt 10/25G SFP28 + 2pt QSFP28 | 1 | #VALUE!
|  |  | 3HE10550AA | QSFP28 - 100GBASE-LR4 ROHS6/6 0/70C - each with 3HE00100PP - RTU License for 100G port | 6 | #VALUE!
|  |  | 3HE14835AA | SFP28 25GE LR - LC ROHS6/6 -40/85C - each with 3HE00100PP - RTU License for 25G port | 8 | #VALUE!
|  |  | 3HE15377AA | SFP28 - 25GE ER - LC ROHS6/6 -40/85C - each with 3HE00100PP - RTU License for 25G port | 4 | #VALUE!
SR7B Upgrade for PAGG Layer | 7750 SR-7 PAGG 400G upgrade Bundle including: (2) 3HE15764AA MDA-e-XP - 7750 SR 3-pt QSFP-DD (1) 3HE15151AA MDA-e-XP 16pt 10/25G SFP28 + 2pt QSFP28 (2) 3HE15212AA QSFP56-DD - 400G LR8 10Km 0/70C - each with 3HE00100PP - RTU License for 400G port (7) 3HE14835AA SFP28 25GE LR - LC ROHS6/6 -40/85C - each with 3HE00100PP - RTU License for 25G port (3) 3HE15377AA SFP28 - 25GE ER - LC ROHS6/6 -40/85C - each with 3HE00100PP - RTU License for 25G port | #VALUE! | 3HE15764AA | MDA-e-XP - 7750 SR 3-pt QSFP-DD | 2 | #VALUE!
|  |  | 3HE15151AA | MDA-e-XP 16pt 10/25G SFP28 + 2pt QSFP28 | 1 | #VALUE!
|  |  | 3HE15212AA | QSFP56-DD - 400G LR8 10Km 0/70C - each with 3HE00100PP - RTU License for 400G port | 2 | #VALUE!
|  |  | 3HE14835AA | SFP28 25GE LR - LC ROHS6/6 -40/85C - each with 3HE00100PP - RTU License for 25G port | 7 | #VALUE!
|  |  | 3HE15377AA | SFP28 - 25GE ER - LC ROHS6/6 -40/85C - each with 3HE00100PP - RTU License for 25G port | 3 | #VALUE!
3HE12332BA | IOM - 7750 SR IOM5-e - ER | #VALUE! | 3HE12332BA | IOM - 7750 SR IOM5-e - ER | 1 | #VALUE!
3HE13727BA | IOM - 7750 SR IOM5-e 400G - ER - SR7/12 | #VALUE! | 3HE13727BA | IOM - 7750 SR IOM5-e 400G - ER - SR7/12 | 1 | #VALUE!
3HE12334AA | MDA-e-XP - 7750 SR 12-pt QSFP28 | #VALUE! | 3HE12334AA | MDA-e-XP - 7750 SR 12-pt QSFP28 | 1 | #VALUE!
3HE15152AA | MDA-e-XP - 7750 SR 6-pt QSFP-DD | #VALUE! | 3HE15152AA | MDA-e-XP - 7750 SR 6-pt QSFP-DD | 1 | #VALUE!
3HE15764AA | MDA-e-XP - 7750 SR 3-pt QSFP-DD | #VALUE! | 3HE15764AA | MDA-e-XP - 7750 SR 3-pt QSFP-DD | 1 | #VALUE!
3HE15151AA | MDA-e-XP 16pt 10/25G SFP28 + 2pt QSFP28 | #VALUE! | 3HE15151AA | MDA-e-XP 16pt 10/25G SFP28 + 2pt QSFP28 | 1 | #VALUE!
3HE12333AA | MDA-e-XP - 7750 SR 6-pt QSFP28 | #VALUE! | 3HE12333AA | MDA-e-XP - 7750 SR 6-pt QSFP28 | 1 | #VALUE!
3HE13478AA | VSR-a SN7 R16 DC | #VALUE! | 3HE13478AA | VSR-a SN7 R16 DC | 1 | #VALUE!
3HE12032AA | DC Power Supply Cable | #VALUE! | 3HE12032AA | DC Power Supply Cable | 1 | #VALUE!
SCSG_High Bundle | 7250 IXR-R6 SCSG-High 400G Base Bundle: (1) 7250 IXR-R6 Chassis Bundle (1) 3HE16706AA SYS - 7250-IXR-R6x Fan Tray (2) 3HE16704AA CPM - 7250 IXR-R6x/xp CPIOM (1) 3HE16738AA ACC - MDA Impedance Panel (R6x) (2) 3HE16717AA MDA - 1 x QSFP-DD + 1 x QSFP28 (R6x) (2) 3HE15212AA QSFP56-DD - 400G LR8 10Km 0/70C - each with 3HE00100PP - RTU License for 400G port (1) 3HE16712AA MDA - 15 x SFP28 or 18 x SFP+ (R6x) (3) 3HE14835AA SFP28 25GE LR - LC ROHS6/6 -40/85C - each with 3HE00100PP - RTU License for 25G port (2) 3HE15377AA SFP28 - 25GE ER - LC ROHS6/6 -40/85C - each with 3HE00100PP - RTU License for 25G port (2) 3HE16713AA MDA - 20 x SFP+ (R6x) (16) 3HE09327AA SFP+ 10GE LR - LC ROHS6/6-40/85C - each with 3HE00100PP - RTU License for 10G port (4) 3HE09328AA SFP+ 10GE ER - LC ROHS6/6-40/85C - each with 3HE00100PP - RTU License for 10G port (2) 3HE09329AA SFP+ 10GE ZR - LC ROHS6/6 -40/85C - each with 3HE00100PP - RTU License for 10G port | #VALUE! | 3HE16708AA | SYS - 7250 IXR-R6x Chassis | 1 | #VALUE!
|  |  | 3HE16706AA | SYS - 7250-IXR-R6x Fan Tray | 1 | #VALUE!
|  |  | 3HE16704AA | CPM - 7250 IXR-R6x/xp CPIOM | 2 | #VALUE!
|  |  | 3HE16738AA | ACC - MDA Impedance Panel (R6x) | 1 | #VALUE!
|  |  | 3HE16717AA | MDA - 1 x QSFP-DD + 1 x QSFP28 (R6x) | 2 | #VALUE!
|  |  | 3HE16712AA | MDA - 15 x SFP28/SFP+ + 3 x SFP+ MDA | 1 | #VALUE!
|  |  | 3HE16713AA | MDA - 20 x SFP+ (R6x) | 2 | #VALUE!
|  |  | 3HE15212AA | QSFP56-DD - 400G LR8 10Km 0/70C - each with 3HE00100PP - RTU License for 400G port | 2 | #VALUE!
|  |  | 3HE14835AA | SFP28 25GE LR - LC ROHS6/6 -40/85C - each with 3HE00100PP - RTU License for 25G port | 3 | #VALUE!
|  |  | 3HE15377AA | SFP28 - 25GE ER - LC ROHS6/6 -40/85C - each with 3HE00100PP - RTU License for 25G port | 2 | #VALUE!
|  |  | 3HE09327AA | SFP+ 10GE LR - LC ROHS6/6-40/85C - each with 3HE00100PP - RTU License for 10G port | 16 | #VALUE!
|  |  | 3HE09328AA | SFP+ 10GE ER - LC ROHS6/6-40/85C - each with 3HE00100PP - RTU License for 10G port | 4 | #VALUE!
|  |  | 3HE09329AA | SFP+ 10GE ZR - LC ROHS6/6 -40/85C - each with 3HE00100PP - RTU License for 10G port | 2 | #VALUE!
SCSG_Low Bundle1 | 7250 IXR-R6 SCSG-Low1 Bundle including: (1) 3HE13584AA 7250 IXR-R6 Chassis Bundle (1) 3HE11283AA 7250 IXR-R6 CPIOM (4) 3HE11282AA. 1P 100GE QSFP28 +6P 10GE SFP+ MDA (2) 3HE12523AA. 6P 10GE SFP+ + 4P 25GE SFP28 MDA (4) 3HE10550AA QSFP28 - 100GBASE-LR4 ROHS6/6 0/70C - each with 3HE00100PP - RTU License for 100G port (3) 3HE14835AA. SFP28 25GE LR - LC ROHS6/6 -40/85C - each with 3HE00100PP - RTU License for 25G port (2) 3HE15377AA. SFP28 - 25GE ER - LC ROHS6/6 -40/85C - each with 3HE00100PP - RTU License for 25G port (15) 3HE09327AA. SFP+ 10GE LR - LC ROHS6/6-40/85C - each with 3HE00100PP - RTU License for 10G port (3) 3HE09328AA SFP+ 10GE ER - LC ROHS6/6-40/85C - each with 3HE00100PP - RTU License for 10G port (2) 3HE09329AA SFP+ 10GE ZR - LC ROHS6/6 -40/85C - each with 3HE00100PP - RTU License for 10G port | #VALUE! | 3HE13584AA | 7250 IXR-R6 Chassis Bundle | 1 | #VALUE!
|  |  | 3HE11283AA | 7250 IXR-R6 CPIOM | 1 | #VALUE!
|  |  | 3HE11282AA | 1P 100GE QSFP28 +6P 10GE SFP+ MDA | 4 | #VALUE!
|  |  | 3HE12523AA | 6P 10GE SFP+ + 4P 25GE SFP28 MDA | 2 | #VALUE!
|  |  | 3HE10550AA | QSFP28 - 100GBASE-LR4 ROHS6/6 0/70C - each with 3HE00100PP - RTU License for 100G port | 4 | #VALUE!
|  |  | 3HE14835AA | SFP28 25GE LR - LC ROHS6/6 -40/85C - each with 3HE00100PP - RTU License for 25G port | 3 | #VALUE!
|  |  | 3HE15377AA | SFP28 - 25GE ER - LC ROHS6/6 -40/85C - each with 3HE00100PP - RTU License for 25G port | 2 | #VALUE!
|  |  | 3HE09327AA | SFP+ 10GE LR - LC ROHS6/6-40/85C - each with 3HE00100PP - RTU License for 10G port | 15 | #VALUE!
|  |  | 3HE09328AA | SFP+ 10GE ER - LC ROHS6/6-40/85C - each with 3HE00100PP - RTU License for 10G port | 3 | #VALUE!
|  |  | 3HE09329AA | SFP+ 10GE ZR - LC ROHS6/6 -40/85C - each with 3HE00100PP - RTU License for 10G port | 2 | #VALUE!
SCSG_Low Bundle2 | 7250 IXR-R6 SCSG-Low2 Bundle including: (1) 3HE13584AA 7250 IXR-R6 Chassis Bundle (1) 3HE11283AA 7250 IXR-R6 CPIOM (2) 3HE11282AA. 1P 100GE QSFP28 +6P 10GE SFP+ MDA (2) 3HE11280AA 10P 10GE SFP+ MDA (2) 3HE12523AA. 6P 10GE SFP+ + 4P 25GE SFP28 MDA (2) 3HE10550AA. QSFP28 - 100GBASE-LR4 ROHS6/6 0/70C - each with 3HE00100PP - RTU License for 100G port (3) 3HE14835AA. SFP28 25GE LR - LC ROHS6/6 -40/85C - each with 3HE00100PP - RTU License for 25G port (2) 3HE15377AA. SFP28 - 25GE ER - LC ROHS6/6 -40/85C - each with 3HE00100PP - RTU License for 25G port (15) 3HE09327AA. SFP+ 10GE LR - LC ROHS6/6-40/85C - each with 3HE00100PP - RTU License for 10G port (3) 3HE09328AA SFP+ 10GE ER - LC ROHS6/6-40/85C - each with 3HE00100PP - RTU License for 10G port (2) 3HE09329AA SFP+ 10GE ZR - LC ROHS6/6 -40/85C - each with 3HE00100PP - RTU License for 10G port | #VALUE! | 3HE13584AA | 7250 IXR-R6 Chassis Bundle | 1 | #VALUE!
|  |  | 3HE11283AA | 7250 IXR-R6 CPIOM | 1 | #VALUE!
|  |  | 3HE11282AA | 1P 100GE QSFP28 +6P 10GE SFP+ MDA | 2 | #VALUE!
|  |  | 3HE11280AA | 10P 10GE SFP+ MDA | 2 | #VALUE!
|  |  | 3HE12523AA | 6P 10GE SFP+ + 4P 25GE SFP28 MDA | 2 | #VALUE!
|  |  | 3HE10550AA | QSFP28 - 100GBASE-LR4 ROHS6/6 0/70C - each with 3HE00100PP - RTU License for 100G port | 2 | #VALUE!
|  |  | 3HE14835AA | SFP28 25GE LR - LC ROHS6/6 -40/85C - each with 3HE00100PP - RTU License for 25G port | 3 | #VALUE!
|  |  | 3HE15377AA | SFP28 - 25GE ER - LC ROHS6/6 -40/85C - each with 3HE00100PP - RTU License for 25G port | 2 | #VALUE!
|  |  | 3HE09327AA | SFP+ 10GE LR - LC ROHS6/6-40/85C - each with 3HE00100PP - RTU License for 10G port | 15 | #VALUE!
|  |  | 3HE09328AA | SFP+ 10GE ER - LC ROHS6/6-40/85C - each with 3HE00100PP - RTU License for 10G port | 3 | #VALUE!
|  |  | 3HE09329AA | SFP+ 10GE ZR - LC ROHS6/6 -40/85C - each with 3HE00100PP - RTU License for 10G port | 2 | #VALUE!
SCSG_High_25G Bundle | 7250 IXR-R6 25G MDA bundle including: (1) 3HE16712AA MDA - 15 x SFP28 or 18 x SFP+ (R6x) (7) 3HE14835AA SFP28 25GE LR - LC ROHS6/6 -40/85C - each with 3HE00100PP - RTU License for 25G port (3) 3HE15377AA SFP28 - 25GE ER - LC ROHS6/6 -40/85C - each with 3HE00100PP - RTU License for 25G port | #VALUE! | 3HE16712AA | MDA - 15 x SFP28 or 18 x SFP+ (R6x) | 1 | #VALUE!
|  |  | 3HE14835AA | SFP28 25GE LR - LC ROHS6/6 -40/85C - each with 3HE00100PP - RTU License for 25G port | 7 | #VALUE!
|  |  | 3HE15377AA | SFP28 - 25GE ER - LC ROHS6/6 -40/85C - each with 3HE00100PP - RTU License for 25G port | 3 | #VALUE!
SCSG_25G Bundle | 7250 IXR-R6 SGCG 25G MDA Bundle including: (1) 3HE12523AA 6P 10GE SFP+ + 4P 25GE SFP28 MDA (3) 3HE14835AA SFP28 25GE LR - LC ROHS6/6 -40/85C - each with 3HE00100PP - RTU License for 25G port (1) 3HE15377AA SFP28 - 25GE ER - LC ROHS6/6 -40/85C - each with 3HE00100PP - RTU License for 25G port | #VALUE! | 3HE12523AA | 6P 10GE SFP+ + 4P 25GE SFP28 MDA | 1 | #VALUE!
|  |  | 3HE14835AA | SFP28 25GE LR - LC ROHS6/6 -40/85C - each with 3HE00100PP - RTU License for 25G port | 3 | #VALUE!
|  |  | 3HE15377AA | SFP28 - 25GE ER - LC ROHS6/6 -40/85C - each with 3HE00100PP - RTU License for 25G port | 1 | #VALUE!
SCSG_High_10G Bundle | 7250 IXR-R6 High 10G Bundle including: (1)3HE16713AA MDA - 20 x SFP+ (R6x) (14) 3HE09327AA SFP+ 10GE LR - LC ROHS6/6-40/85C - each with 3HE00100PP - RTU License for 10G port (4) 3HE09328AA SFP+ 10GE ER - LC ROHS6/6-40/85C - each with 3HE00100PP - RTU License for 10G port (2) 3HE09329AA SFP+ 10GE ZR - LC ROHS6/6 -40/85C - each with 3HE00100PP - RTU License for 10G port | #VALUE! | 3HE16738AA | MDA - 20 x SFP+ (R6x) | 1 | #VALUE!
|  |  | 3HE09327AA | SFP+ 10GE LR - LC ROHS6/6-40/85C - each with 3HE00100PP - RTU License for 10G port | 14 | #VALUE!
|  |  | 3HE09328AA | SFP+ 10GE ER - LC ROHS6/6-40/85C - each with 3HE00100PP - RTU License for 10G port | 4 | #VALUE!
|  |  | 3HE09329AA | SFP+ 10GE ZR - LC ROHS6/6 -40/85C - each with 3HE00100PP - RTU License for 10G port | 2 | #VALUE!
SCSG_10G_Bundle | 7250 IXR-R6 Low 10G Bundle including: (1) 3HE11280AA 10P 10GE SFP+ MDA (2) 3HE09327AA SFP+ 10GE LR - LC ROHS6/6-40/85C - each with 3HE00100PP - RTU License for 10G port | #VALUE! | 3HE11280AA | 10P 10GE SFP+ MDA | 1 | #VALUE!
|  |  | 3HE09327AA | SFP+ 10GE LR - LC ROHS6/6-40/85C - each with 3HE00100PP - RTU License for 10G port | 2 | #VALUE!
IXR 100G to 400G Upgrade Bundle | 7250 IXR-R6 400G upgrade Bundle (2) 3HE16717AA MDA - 1 x QSFP-DD + 1 x QSFP28 (R6x) (2) 3HE15212AA QSFP56-DD - 400G LR8 10Km 0/70C - each with 3HE00100PP - RTU License for 400G port Applicable on Existing IXR-R6 | #VALUE! | 3HE16717AA | MDA - 1 x QSFP-DD + 1 x QSFP28 (R6x) | 2 | #VALUE!
|  |  | 3HE15212AA | QSFP56-DD - 400G LR8 10Km 0/70C - each with 3HE00100PP - RTU License for 400G port | 2 | #VALUE!
3HE16717AA | MDA - 1 x QSFP-DD + 1 x QSFP28 (R6x) | #VALUE! | 3HE16717AA | MDA - 1 x QSFP-DD + 1 x QSFP28 (R6x) | 1 | #VALUE!
3HE16716AA | MDA - 5 x QSFP28 (R6x) | #VALUE! | 3HE16716AA | MDA - 5 x QSFP28 (R6x) | 1 | #VALUE!
3HE11282AA-BL | (1)3HE11282AA 1P 100GE QSFP28 +6P 10GE SFP+ MDA (1)3HE10550AA QSFP28-LR | #VALUE! | 3HE11282AA | 1P 100GE QSFP28 +6P 10GE SFP+ MDA | 1 | #VALUE!
|  | #VALUE! | 3HE10550AA | QSFP28 - 100GBASE-LR4 ROHS6/6 0/70C - each with 3HE00100PP - RTU License for 100G port | 1 | #VALUE!
3HE16713AA | MDA - 20 x SFP+ (R6x) | #VALUE! | 3HE16738AA | MDA - 20 x SFP+ (R6x) | 1 | #VALUE!
3HE11280AA | 10P 10GE SFP+ MDA | #VALUE! | 3HE11280AA | 10P 10GE SFP+ MDA | 1 | #VALUE!
3HE16712AA | MDA - 15 x SFP28 or 18 x SFP+ (R6x) | #VALUE! | 3HE16712AA | MDA - 15 x SFP28 or 18 x SFP+ (R6x) | 1 | #VALUE!
3HELB010AA | MDA - 16 x cSFP (R6x) | #VALUE! | 3HELB010AA | MDA - 16 x cSFP (R6x) | 1 | #VALUE!
3HELB008AA | MDA - 10 x SFP56 (R6x) | #VALUE! | 3HELB008AA | MDA - 10 x SFP56 (R6x) | 1 | #VALUE!
3HE12523AA | 6P 10GE SFP+ + 4P 25GE SFP28 MDA | #VALUE! | 3HE12523AA | 6P 10GE SFP+ + 4P 25GE SFP28 MDA | 1 | #VALUE!
IXR-e-Big Bundle | 7250 IXR-E CSG-High with 100G Bundle including: (1) 3HE15554AA BNDL-7250 IXR-e 24SFP+ 8SFP28 2QSFP28 DC (2) 3HE10550AA QSFP28 - 100GBASE-LR4 ROHS6/6 0/70C - each with 3HE00100PP - RTU License for 100G port (3) 3HE14835AA SFP28 25GE LR - LC ROHS6/6 -40/85C - each with 3HE00100PP - RTU License for 25G port (1) 3HE15377AA SFP28 - 25GE ER - LC ROHS6/6 -40/85C - each with 3HE00100PP - RTU License for 25G port (7) 3HE09327AA SFP+ 10GE LR - LC ROHS6/6-40/85C - each with 3HE00100PP - RTU License for 10G port (2) 3HE09328AA SFP+ 10GE ER - LC ROHS6/6-40/85C - each with 3HE00100PP - RTU License for 10G port (1) 3HE09329AA SFP+ 10GE ZR - LC ROHS6/6 -40/85C - each with 3HE00100PP - RTU License for 10G port (1) 3HE15664BA OS - 7250 IXR R20.x ZTP OS LICENSE SMALL (1) 3HE14633AA 1588 Freq & Phase, IXR-e Small | #VALUE! | 3HE15554AA | BNDL-7250 IXR-e 24SFP+ 8SFP28 2QSFP28 DC | 1 | #VALUE!
|  |  | 3HE10550AA | QSFP28 - 100GBASE-LR4 ROHS6/6 0/70C - each with 3HE00100PP - RTU License for 100G port | 2 | #VALUE!
|  |  | 3HE14835AA | SFP28 25GE LR - LC ROHS6/6 -40/85C - each with 3HE00100PP - RTU License for 25G port | 3 | #VALUE!
|  |  | 3HE15377AA | SFP28 - 25GE ER - LC ROHS6/6 -40/85C - each with 3HE00100PP - RTU License for 25G port | 1 | #VALUE!
|  |  | 3HE09327AA | SFP+ 10GE LR - LC ROHS6/6-40/85C - each with 3HE00100PP - RTU License for 10G port | 7 | #VALUE!
|  |  | 3HE09328AA | SFP+ 10GE ER - LC ROHS6/6-40/85C - each with 3HE00100PP - RTU License for 10G port | 2 | #VALUE!
|  |  | 3HE09329AA | SFP+ 10GE ZR - LC ROHS6/6 -40/85C - each with 3HE00100PP - RTU License for 10G port | 1 | #VALUE!
|  |  | 3HE15664BA | OS - 7250 IXR R20.x ZTP OS LICENSE SMALL | 1 | #VALUE!
|  |  | 3HE14633AA | 1588 Freq & Phase, IXR-e Small | 1 | #VALUE!
IXR-e-Big Bundle wthout 100G | 7250 IXR-E CSG-High without 100G Bundle including: (1) 3HE15554AA BNDL-7250 IXR-e 24SFP+ 8SFP28 2QSFP28 DC (2) 3HE14835AA SFP28 25GE LR - LC ROHS6/6 -40/85C - each with 3HE00100PP - RTU License for 25G port (7) 3HE09327AA SFP+ 10GE LR - LC ROHS6/6-40/85C - each with 3HE00100PP - RTU License for 10G port (2) 3HE09328AA SFP+ 10GE ER - LC ROHS6/6-40/85C - each with 3HE00100PP - RTU License for 10G port (1) 3HE09329AA SFP+ 10GE ZR - LC ROHS6/6 -40/85C - each with 3HE00100PP - RTU License for 10G port (1) 3HE15664BA OS - 7250 IXR R20.x ZTP OS LICENSE SMALL (1) 3HE14633AA 1588 Freq & Phase, IXR-e Small | #VALUE! | 3HE15554AA | BNDL-7250 IXR-e 24SFP+ 8SFP28 2QSFP28 DC | 1 | #VALUE!
|  |  | 3HE14835AA | SFP28 25GE LR - LC ROHS6/6 -40/85C - each with 3HE00100PP - RTU License for 25G port | 2 | #VALUE!
|  |  | 3HE09327AA | SFP+ 10GE LR - LC ROHS6/6-40/85C - each with 3HE00100PP - RTU License for 10G port | 7 | #VALUE!
|  |  | 3HE09328AA | SFP+ 10GE ER - LC ROHS6/6-40/85C - each with 3HE00100PP - RTU License for 10G port | 2 | #VALUE!
|  |  | 3HE09329AA | SFP+ 10GE ZR - LC ROHS6/6 -40/85C - each with 3HE00100PP - RTU License for 10G port | 1 | #VALUE!
|  |  | 3HE15664BA | OS - 7250 IXR R20.x ZTP OS LICENSE SMALL | 1 | #VALUE!
|  |  | 3HE14633AA | 1588 Freq & Phase, IXR-e Small | 1 | #VALUE!
IXR-e-Small Bundle | 7250 IXR-e CSG-low Bundle including: (1) 3HE15556AA BNDL-7250 IXR-e 14SFP+ 4T DC (5) 3HE09327AA SFP+ 10GE LR - LC ROHS6/6-40/85C - each with 3HE00100PP - RTU License for 10G port (2) 3HE09328AA SFP+ 10GE ER - LC ROHS6/6-40/85C - each with 3HE00100PP - RTU License for 10G port (1) 3HE09329AA SFP+ 10GE ZR - LC ROHS6/6 -40/85C - each with 3HE00100PP - RTU License for 10G port (4) 3HE00062CB SFP - GIGE BASE-T RJ45 R6/6 DDM -40/85C - each with 3HE00100PP - RTU License for GIGE BASE-T RJ45 port (1) 3HE15664BA OS - 7250 IXR R20.x ZTP OS LICENSE SMALL (1) 3HE14633AA 1588 Freq & Phase, IXR-e Small | #VALUE! | 3HE15556AA | BNDL-7250 IXR-e 14SFP+ 4T DC | 1 | #VALUE!
|  |  | 3HE09327AA | SFP+ 10GE LR - LC ROHS6/6-40/85C - each with 3HE00100PP - RTU License for 10G port | 5 | #VALUE!
|  |  | 3HE09328AA | SFP+ 10GE ER - LC ROHS6/6-40/85C - each with 3HE00100PP - RTU License for 10G port | 2 | #VALUE!
|  |  | 3HE09329AA | SFP+ 10GE ZR - LC ROHS6/6 -40/85C - each with 3HE00100PP - RTU License for 10G port | 1 | #VALUE!
|  |  | 3HE00062CB | SFP - GIGE BASE-T RJ45 R6/6 DDM -40/85C - each with 3HE00100PP - RTU License for GIGE BASE-T RJ45 port | 4 | #VALUE!
|  |  | 3HE15664BA | OS - 7250 IXR R20.x ZTP OS LICENSE SMALL | 1 | #VALUE!
|  |  | 3HE14633AA | 1588 Freq & Phase, IXR-e Small | 1 | #VALUE!
7210 SAS-Sx Bundle | 7210 SAS-Sx 10/100G Bundle including: (1) 3HE11597AA SYS - 7210 SAS-Sx 64SFP+ 4QSFP28 (2) 3HE10837AA PS - 7210 SAS-Sx Power Supply DC -48V (F) (4) 3HE10551AA QSFP28 - 100GBASE-SR4 ROHS6/6 0/70C - each with 3HE00100PP - RTU License for 100G port (45) 3HE09327AA SFP+ 10GE LR - LC ROHS6/6-40/85C - each with 3HE00010PP - RTU License for 10G port (13) 3HE09328AA SFP+ 10GE ER - LC ROHS6/6-40/85C - each with 3HE00010PP - RTU License for 10G port (6) 3HE09329AA SFP+ 10GE ZR - LC ROHS6/6 -40/85C - each with 3HE00010PP - RTU License for 10G port | #VALUE! | 3HE11597AA | SYS - 7210 SAS-Sx 64SFP+ 4QSFP28 | 1 | #VALUE!
|  |  | 3HE10837AA | PS - 7210 SAS-Sx Power Supply DC -48V (F) | 2 | #VALUE!
|  |  | 3HE10551AA | QSFP28 - 100GBASE-SR4 ROHS6/6 0/70C - each with 3HE00100PP - RTU License for 100G port | 4 | #VALUE!
|  |  | 3HE09327AA | SFP+ 10GE LR - LC ROHS6/6-40/85C - each with 3HE00100PP - RTU License for 10G port | 45 | #VALUE!
|  |  | 3HE09328AA | SFP+ 10GE ER - LC ROHS6/6-40/85C - each with 3HE00100PP - RTU License for 10G port | 13 | #VALUE!
|  |  | 3HE09329AA | SFP+ 10GE ZR - LC ROHS6/6 -40/85C - each with 3HE00100PP - RTU License for 10G port | 6 | #VALUE!
3HE11597AA | SYS - 7210 SAS-Sx 64SFP+ 4QSFP28 | #VALUE! | 3HE11597AA | SYS - 7210 SAS-Sx 64SFP+ 4QSFP28 | 1 | #VALUE!
3HE10837AA | PS - 7210 SAS-Sx Power Supply DC -48V (F) | #VALUE! | 3HE10837AA | PS - 7210 SAS-Sx Power Supply DC -48V (F) | 1 | #VALUE!
7750 SR-7s Chassis Bundle for Testbed | 7750 SR-7s Testbed Bundle ( Limited to Qty = 2) including: (1)3HE14287AA BNDL - 7750 SR-2s non-red CNTL + LVDC (1)3HE11305AA XCM - 7750 SR-s XCM-7s (1)3HE12510BA IOM-s - SR-s IOM-s 1.6T - ER (1)3HE15563AA MDA-s - SR-s 2pt QSFP-DD + 2pt QSFP28 (1)3HE15562AA MDA-s - 8pt SFP-DD MACsec + 2pt QSFP28 (1)3HE10550AA QSFP28 - 100GBASE-LR4 ROHS6/6 0/70C - each with 3HE00100PP - RTU License for (1)100G port (1)3HE14835AA SFP28 25GE LR - LC ROHS6/6 -40/85C - each with 3HE00100PP - RTU License for 25G port | #VALUE! | 3HE16198AA | BNDL 7750 SR-7s CPM2-7s NON-RED CNTL DC | 1 | #VALUE!
|  |  | 3HE11305AA | XCM - 7750 SR-s XCM-7s | 1 | #VALUE!
|  |  | 3HE12510BA | IOM-s - SR-s IOM-s 1.6T - ER | 1 | #VALUE!
|  |  | 3HE15563AA | MDA-s - SR-s 2pt QSFP-DD + 2pt QSFP28 | 1 | #VALUE!
|  |  | 3HE15562AA | MDA-s - 8pt SFP-DD MACsec + 2pt QSFP28 | 1 | #VALUE!
|  |  | 3HE10550AA | QSFP28 - 100GBASE-LR4 ROHS6/6 0/70C - each with 3HE00100PP - RTU License for 100G port | 1 | #VALUE!
|  |  | 3HE14835AA | SFP28 25GE LR - LC ROHS6/6 -40/85C - each with 3HE00100PP - RTU License for 25G port | 1 | #VALUE!
7750 SR-2s Chassis Bundle for Testbed | 7750 SR-2s Testbed Bundle ( Limited to Qty = 1) including: (1) 3HE16198AA BNDL 7750 SR-7s CPM2-7s NON-RED CNTL DC (1) 3HE11305AA XCM - 7750 SR-s XCM-7s (1) 3HE12510BA IOM-s - SR-s IOM-s 1.6T - ER (1) 3HE15563AA MDA-s - SR-s 2pt QSFP-DD + 2pt QSFP28 (1) 3HE15562AA MDA-s - 8pt SFP-DD MACsec + 2pt QSFP28 (1) 3HE10550AA QSFP28 - 100GBASE-LR4 ROHS6/6 0/70C - each with 3HE00100PP - RTU License for 100G port (1) 3HE14835AA SFP28 25GE LR - LC ROHS6/6 -40/85C - each with 3HE00100PP - RTU License for 25G port | #VALUE! | 3HE14287AA | BNDL - 7750 SR-2s non-red CNTL + LVDC | 1 | #VALUE!
|  |  | 3HE11305AA | XCM - 7750 SR-s XCM-7s | 1 | #VALUE!
|  |  | 3HE12510BA | IOM-s - SR-s IOM-s 1.6T - ER | 1 | #VALUE!
|  |  | 3HE15563AA | MDA-s - SR-s 2pt QSFP-DD + 2pt QSFP28 | 1 | #VALUE!
|  |  | 3HE15562AA | MDA-s - 8pt SFP-DD MACsec + 2pt QSFP28 | 1 | #VALUE!
|  |  | 3HE10550AA | QSFP28 - 100GBASE-LR4 ROHS6/6 0/70C - each with 3HE00100PP - RTU License for 100G port | 1 | #VALUE!
|  |  | 3HE14835AA | SFP28 25GE LR - LC ROHS6/6 -40/85C - each with 3HE00100PP - RTU License for 25G port | 1 | #VALUE!
1830-ONE-Bundle | Nokia 1830-ONE Bundle including: (1) 3KC90106AA - SHELF uROADM, 4 SLOTS (2) 3KC90004AA - AGG-ROADM POWER SUPPLY UNIT (1) 3KC90005AA - AGG-ROADM FAN UNIT (3) 3KC90110AA - I/O SLOT FILLER (1) 3KC90025AA - INSTALLATION KIT | #VALUE! | 3KC90106AA | SHELF uROADM, 4 SLOTS | 1 | #VALUE!
|  |  | 3KC90004AA | AGG-ROADM POWER SUPPLY UNIT | 2 | #VALUE!
|  |  | 3KC90005AA | AGG-ROADM FAN UNIT | 1 | #VALUE!
|  |  | 3KC90110AA | I/O SLOT FILLER | 3 | #VALUE!
|  |  | 3KC90025AA | INSTALLATION KIT | 1 | #VALUE!
3HE16564AA | QSFP-DD ZR each with 3HE00100PP - RTU License for 400G port | #VALUE! | 3HE16564AA | QSFP-DD ZR each with 3HE00100PP - RTU License for 400G port | 1 | #VALUE!
3HE16565AA | QSFP-DD ZR+ each with 3HE00100PP - RTU License for 400G port | #VALUE! | 3HE16565AA | QSFP-DD ZR+ each with 3HE00100PP - RTU License for 400G port | 1 | #VALUE!
3HE15212AA | QSFP56-DD - 400G LR8 10Km 0/70C - each with 3HE00100PP - RTU License for 400G port | #VALUE! | 3HE15212AA | QSFP56-DD - 400G LR8 10Km 0/70C - each with 3HE00100PP - RTU License for 400G port | 1 | #VALUE!
3HE15211AA | QSFP56-DD - 400G SR8 100m 0/70C (MPO-16)- each with 3HE00100PP - RTU License for 400G port | #VALUE! | 3HE15211AA | QSFP56-DD - 400G SR8 100m 0/70C (MPO-16)- each with 3HE00100PP - RTU License for 400G port | 1 | #VALUE!
3HE10551AA | QSFP28 - 100GBASE-SR4 ROHS6/6 0/70C - each with 3HE00100PP - RTU License for 100G port | #VALUE! | 3HE10551AA | QSFP28 - 100GBASE-SR4 ROHS6/6 0/70C - each with 3HE00100PP - RTU License for 100G port | 1 | #VALUE!
3HE10550AA | QSFP28 - 100GBASE-LR4 ROHS6/6 0/70C - each with 3HE00100PP - RTU License for 100G port | #VALUE! | 3HE10550AA | QSFP28 - 100GBASE-LR4 ROHS6/6 0/70C - each with 3HE00100PP - RTU License for 100G port | 1 | #VALUE!
3HE11239AA | QSFP28 - 100GBase-ER4Lite RoHS6/6 0/70C - each with 3HE00100PP - RTU License for 100G port | #VALUE! | 3HE11239AA | QSFP28 - 100GBase-ER4Lite RoHS6/6 0/70C - each with 3HE00100PP - RTU License for 100G port | 1 | #VALUE!
3HE16558AA | QSFP28 - 100G ZR4 0/70C - each with 3HE00100PP - RTU License for 100G port | #VALUE! | 3HE16558AA | QSFP28 - 100G ZR4 0/70C - each with 3HE00100PP - RTU License for 100G port | 1 | #VALUE!
3HE14835AA | SFP28 25GE LR - LC ROHS6/6 -40/85C - each with 3HE00100PP - RTU License for 25G port | #VALUE! | 3HE14835AA | SFP28 25GE LR - LC ROHS6/6 -40/85C - each with 3HE00100PP - RTU License for 25G port | 1 | #VALUE!
3HE15377AA | SFP28 - 25GE ER - LC ROHS6/6 -40/85C - each with 3HE00100PP - RTU License for 25G port | #VALUE! | 3HE15377AA | SFP28 - 25GE ER - LC ROHS6/6 -40/85C - each with 3HE00100PP - RTU License for 25G port | 1 | #VALUE!
3HE09327AA | SFP+ 10GE LR - LC ROHS6/6-40/85C - each with 3HE00100PP - RTU License for 10G port | #VALUE! | 3HE09327AA | SFP+ 10GE LR - LC ROHS6/6-40/85C - each with 3HE00100PP - RTU License for 10G port | 1 | #VALUE!
3HE09328AA | SFP+ 10GE ER - LC ROHS6/6-40/85C - each with 3HE00100PP - RTU License for 10G port | #VALUE! | 3HE09328AA | SFP+ 10GE ER - LC ROHS6/6-40/85C - each with 3HE00100PP - RTU License for 10G port | 1 | #VALUE!
3HE09329AA | SFP+ 10GE ZR - LC ROHS6/6 -40/85C - each with 3HE00100PP - RTU License for 10G port | #VALUE! | 3HE09329AA | SFP+ 10GE ZR - LC ROHS6/6 -40/85C - each with 3HE00100PP - RTU License for 10G port | 1 | #VALUE!
3HE00027CA | SFP - GIGE SX - LC ROHS 6/6 DDM -40/85C - each with 3HE00100PP - RTU License for GIGE port | #VALUE! | 3HE00027CA | SFP - GIGE SX - LC ROHS 6/6 DDM -40/85C - each with 3HE00100PP - RTU License for GIGE port | 1 | #VALUE!
3HE00028CA | SFP - GIGE LX - LC ROHS 6/6 DDM -40/85C - each with 3HE00100PP - RTU License for GIGE port | #VALUE! | 3HE00028CA | SFP - GIGE LX - LC ROHS 6/6 DDM -40/85C - each with 3HE00100PP - RTU License for GIGE port | 1 | #VALUE!
3HE00867CA | SFP - GIGE EX - LC ROHS 6/6 DDM -40/85C - each with 3HE00100PP - RTU License for GIGE port | #VALUE! | 3HE00867CA | SFP - GIGE EX - LC ROHS 6/6 DDM -40/85C - each with 3HE00100PP - RTU License for GIGE port | 1 | #VALUE!
3HE00029CA | SFP - GIGE ZX - LC ROHS 6/6 DDM -40/85C - each with 3HE00100PP - RTU License for GIGE port | #VALUE! | 3HE00029CA | SFP - GIGE ZX - LC ROHS 6/6 DDM -40/85C - each with 3HE00100PP - RTU License for GIGE port | 1 | #VALUE!
3HE00062CB | SFP - GIGE BASE-T RJ45 R6/6 DDM -40/85C - each with 3HE00100PP - RTU License for GIGE BASE-T RJ45 port | #VALUE! | 3HE00062CB | SFP - GIGE BASE-T RJ45 R6/6 DDM -40/85C - each with 3HE00100PP - RTU License for GIGE BASE-T RJ45 port | 1 | #VALUE!
3AL82105AAAA | CSoP Smart SFP, 15 km STM-1 over GbE - each with 3HE00100PP - RTU License for STM1 port | #VALUE! | 1AK23152AAAA | CSoP Smart SFP, 15 km STM-1 over GbE - each with 3HE00100PP - RTU License for STM1 port | 1 | #VALUE!
3AL82104AAAA | TPoP Smart SFP, E1 120 Ohm balanced, RJ45 - each with 3HE00100PP - RTU License for E1 port | #VALUE! | 1AK23148AAAA | TPoP Smart SFP, E1 120 Ohm balanced, RJ45 - each with 3HE00100PP - RTU License for E1 port | 1 | #VALUE!
3HE400GLRtoZR | 400G QSFP-DD LR to ZR Upgrade | #VALUE! | 3HE400GLRtoZR | QSFP-DD ZR each with 3HE00100PP - RTU License for 400G port | 1 | #VALUE!
3HE400GLRtoZR+ | 400G QSFP-DD LR to ZR+ Upgrade | #VALUE! | 3HE400GLRtoZR+ | QSFP-DD ZR+ each with 3HE00100PP - RTU License for 400G port | 1 | #VALUE!
3HE100GLRtoER | QSFP28 - 100G LR to ER Upgrade | #VALUE! | 3HE100GLRtoER | QSFP28 - 100GBase-ER4Lite RoHS6/6 0/70C - each with 3HE00100PP - RTU License for 100G port | 1 | #VALUE!
3HE100GLRtoZR | QSFP28 - 100G LR to ZR Upgrade | #VALUE! | 3HE100GLRtoZR | QSFP28 - 100G ZR4 0/70C - each with 3HE00100PP - RTU License for 100G port | 1 | #VALUE!
100G/400G Amplifier Bundle | Amplifier Bundle including: (1) 3KC90114AA EDFA AMPLIFIER CARD (1) 3KC90136AA EDFA AMPLIFIER PLUGGABLE MODULE | #VALUE! | 3KC90114AA | EDFA AMPLIFIER CARD | 1 | #VALUE!
|  |  | 3KC90136AA | EDFA AMPLIFIER PLUGGABLE MODULE | 1 | #VALUE!
100G QSFP28 Upgrade Bundle | QSFP28 bundle exclusive for SR-12e Upgrade, including: (5) 3HE10550AA QSFP28 - 100GBASE-LR4 ROHS6/6 0/70C - each with 3HE00100PP - RTU License for 100G port (2) 3HE11239AA QSFP28 - 100GBase-ER4Lite RoHS6/6 0/70C - each with 3HE00100PP - RTU License for 100G port (1) 3HE16558AA QSFP28 - 100G ZR4 0/70C - each with 3HE00100PP - RTU License for 100G port | #VALUE! | 3HE10550AA | QSFP28 - 100GBASE-LR4 ROHS6/6 0/70C - each with 3HE00100PP - RTU License for 100G port | 5 | #VALUE!
|  |  | 3HE11239AA | QSFP28 - 100GBase-ER4Lite RoHS6/6 0/70C - each with 3HE00100PP - RTU License for 100G port | 2 | #VALUE!
|  |  | 3HE16558AA | QSFP28 - 100G ZR4 0/70C - each with 3HE00100PP - RTU License for 100G port | 1 | #VALUE!
3HE15808AA | SR - OS - 7450/7750/7950 R20.x LICENSE | #VALUE! | 3HE15808AA | SR - OS - 7450/7750/7950 R20.x LICENSE | 1 | #VALUE!
3HE15809AA | SR - OS - ZTP 7750/7950 R20.x LICENSE | #VALUE! | 3HE15809AA | SR - OS - ZTP 7750/7950 R20.x LICENSE | 1 | #VALUE!
3HE15662BA | OS - 7250 IXR R20.x ZTP OS LICENSE LARGE | #VALUE! | 3HE15662BA | OS - 7250 IXR R20.x ZTP OS LICENSE LARGE | 1 | #VALUE!
3HE15663BA | OS - 7250 IXR R20.x ZTP OS LICENSE MED | #VALUE! | 3HE15663BA | OS - 7250 IXR R20.x ZTP OS LICENSE MED | 1 | #VALUE!
3HE15664BA | OS - 7250 IXR R20.x ZTP OS LICENSE SMALL | #VALUE! | 3HE15664BA | OS - 7250 IXR R20.x ZTP OS LICENSE SMALL | 1 | #VALUE!
3HE15662AA | OS - 7250 IXR R20.x OS LICENSE LARGE | #VALUE! | 3HE15662AA | OS - 7250 IXR R20.x OS LICENSE LARGE | 1 | #VALUE!
3HE15663AA | OS - 7250 IXR R20.x OS LICENSE MED | #VALUE! | 3HE15663AA | OS - 7250 IXR R20.x OS LICENSE MED | 1 | #VALUE!
3HE15664AA | OS - 7250 IXR R20.x OS LICENSE SMALL | #VALUE! | 3HE15664AA | OS - 7250 IXR R20.x OS LICENSE SMALL | 1 | #VALUE!
3HE11471CA | OS-7210 SAS-Sx 10/100 Base Lic Sat R11.0 | #VALUE! | 3HE11471CA | OS-7210 SAS-Sx 10/100 Base Lic Sat R11.0 | 1 | #VALUE!
3HELB019AA | RTU - 1588 Freq & Phase LICENSE LARGE | #VALUE! | 3HELB019AA | RTU - 1588 Freq & Phase LICENSE LARGE | 1 | #VALUE!
3HE14633AA | 1588 Freq & Phase, IXR-e Small | #VALUE! | 3HE14633AA | 1588 Freq & Phase, IXR-e Small | 1 | #VALUE!
3HE14632AA | 1588 Freq & Phase, IXR-e Big | #VALUE! | 3HE14632AA | 1588 Freq & Phase, IXR-e Big | 1 | #VALUE!
3HE06490AA | RTU - SROS ESM - 64K SUB-HOSTS | #VALUE! | 3HE06490AA | RTU - SROS ESM - 64K SUB-HOSTS | 1 | #VALUE!
3HELB021AA | RTU - Large FIB scale License, IXR | #VALUE! | 3HELB021AA | RTU - Large FIB scale License, IXR | 1 | #VALUE!
3HE11380AA | ASL VSR BGP Route Reflector | #VALUE! | 3HE11380AA | ASL VSR BGP Route Reflector | 1 | #VALUE!
3HE16254NSP | NSP LP bundle including: (1) 3HE16254AA NSP LICENCE POINT (1) 3HE16255AA NSP HIGH AVAILABILITY FP (1) 3HE16001AA NSP CLASSIC MANAGEMENT FP (1) 3HE16003AA NSP NETWORK INFRASTRUCTURE MANAGEMENT FP (1) 3HE16004AA NSP SERVICE ACTIVATION + CONFIG. FP (1) 3HE16005AA NSP SERVICE ASSURANCE FP (1) 3HE16011AA NSP WORKFLOW AUTOMATION ENGINE FP | #VALUE! | 3HE16254AA | NSP LICENCE POINT | 1 | #VALUE!
|  |  | 3HE16255AA | NSP HIGH AVAILABILITY FP | 1 | #VALUE!
|  |  | 3HE16001AA | NSP CLASSIC MANAGEMENT FP | 1 | #VALUE!
|  |  | 3HE16003AA | NSP NETWORK INFRASTRUCTURE MANAGEMENT FP | 1 | #VALUE!
|  |  | 3HE16004AA | NSP SERVICE ACTIVATION + CONFIG. FP | 1 | #VALUE!
|  |  | 3HE16005AA | NSP SERVICE ASSURANCE FP | 1 | #VALUE!
|  |  | 3HE16011AA | NSP WORKFLOW AUTOMATION ENGINE FP" | 1 | #VALUE!
3HE14307AA-BL | UPG - IOM-s 1.6T ER to 3.0T ER | #VALUE! | 3HE14307AA | UPG - IOM-s 1.6T ER to 3.0T ER | 1 | #VALUE!
3HE11839AA | Deepfield Core Platform - Includes Cloud Genome - PERPETUAL | #VALUE! | 3HE11839AA | Deepfield Core Platform - Includes Cloud Genome - PERPETUAL | 1 | #VALUE!
3HE15610AA | Deepfield Network Firewall - per Gbps bandwidth license per Gpbs - Tier between 600 and 1250 Gbps - PERPETUAL | #VALUE! | 3HE15610AA | Deepfield Network Firewall - per Gbps bandwidth license per Gpbs - Tier between 600 and 1250 Gbps - PERPETUAL | 1 | #VALUE!
3HE16016AA | NSP IP CONTROL CLASS 1 NODE | #VALUE! | 3HE16016AA | NSP IP CONTROL CLASS 1 NODE | 1 | #VALUE!
3HE16017AA | NSP IP CONTROL CLASS 2 NODE | #VALUE! | 3HE16017AA | NSP IP CONTROL CLASS 2 NODE | 1 | #VALUE!
3HE16018AA | NSP IP CONTROL CLASS 3 NODE | #VALUE! | 3HE16018AA | NSP IP CONTROL CLASS 3 NODE | 1 | #VALUE!
3HE16012AA | NSP CONTROL + VISUALIZATION STARTER FP | #VALUE! | 3HE16012AA | NSP CONTROL + VISUALIZATION STARTER FP | 1 | #VALUE!
3HE16013AA | NSP PATH CONTROL + OPTIMIZATION FP | #VALUE! | 3HE16013AA | NSP PATH CONTROL + OPTIMIZATION FP | 1 | #VALUE!
3HE16020AA | NSP MULTILAYER DISC. + VISUALIZATION FP | #VALUE! | 3HE16020AA | NSP MULTILAYER DISC. + VISUALIZATION FP | 1 | #VALUE!
3HE16256AA | NSP MULTILAYER CONTROL COORDINATION FP | #VALUE! | 3HE16256AA | NSP MULTILAYER CONTROL COORDINATION FP | 1 | #VALUE!
3HENSPTSC | NSP TSC Module | #VALUE! | 3HENSPTSC | NSP TSC Module | 1 | #VALUE!
Aggregation_PE v1 Installation & Commissioning | Nokia-Agg-New-PE_v1-HW installation incl. Project Management teams, Rollout team, Warehouse rental, site survey, installation, commissioning, Integration, ATP, IPSec Integration and Decommissioning services | #VALUE! | Aggregation_PE v1 Installation & Commissioning | Nokia-Agg-New-PE_v1-HW installation incl. Project Management teams, Rollout team, Warehouse rental, site survey, installation, commissioning, Integration, ATP, IPSec Integration and Decommissioning services | 1 | #VALUE!
Aggregation_PE v2 Installation & Commissioning | Nokia-Agg-New-PE_v2-HW installation incl. Project Management teams, Rollout team, Warehouse rental, site survey, installation, commissioning, Integration, ATP, IPSec Integration and Decommissioning services | #VALUE! | Aggregation_PE v2 Installation & Commissioning | Nokia-Agg-New-PE_v2-HW installation incl. Project Management teams, Rollout team, Warehouse rental, site survey, installation, commissioning, Integration, ATP, IPSec Integration and Decommissioning services | 1 | #VALUE!
Aggregation_PE v3 Compact Installation & Commissioning | Nokia-Agg-New-PE_v3-HW installation incl. Project Management teams, Rollout team, Warehouse rental, site survey, installation, commissioning, Integration, ATP, IPSec Integration and Decommissioning services | #VALUE! | Aggregation_PE v3 Compact Installation & Commissioning | Nokia-Agg-New-PE_v3-HW installation incl. Project Management teams, Rollout team, Warehouse rental, site survey, installation, commissioning, Integration, ATP, IPSec Integration and Decommissioning services | 1 | #VALUE!
SWAP Aggregation_PE_v1 (Replacement/Upgrade to AGG_v1) Installation & Commissioning | Nokia Agg-SWAP-PE_v1-HW installation incl. Project Management teams, Rollout team, Warehouse rental,site survey, installation, commissioning, Integration, ATP, IPSec Integration and Decommissioning services | #VALUE! | SWAP Aggregation_PE_v1 (Replacement/Upgrade to AGG_v1) Installation & Commissioning | Nokia Agg-SWAP-PE_v1-HW installation incl. Project Management teams, Rollout team, Warehouse rental,site survey, installation, commissioning, Integration, ATP, IPSec Integration and Decommissioning services | 1 | #VALUE!
SWAP Aggregation_PE_v2 (Replacement/Upgrade to AGG_v2) Installation & Commissioning | Nokia Agg-SWAP-PE_v2-HW installation incl. Project Management teams, Rollout team, Warehouse rental, site survey, installation ,commissioning, Integration, ATP, IPSec Integration and Decommissioning services | #VALUE! | SWAP Aggregation_PE_v2 (Replacement/Upgrade to AGG_v2) Installation & Commissioning | Nokia Agg-SWAP-PE_v2-HW installation incl. Project Management teams, Rollout team, Warehouse rental, site survey, installation ,commissioning, Integration, ATP, IPSec Integration and Decommissioning services | 1 | #VALUE!
SWAP Aggregation_PE_v1 (Replacement/Upgrade) Hot SWAP Migration | Nokia AGG-HOT SWAP-Migration_v1 incl. Automated Migration execution, testing and acceptance services | #VALUE! | SWAP Aggregation_PE_v1 (Replacement/Upgrade) Hot SWAP Migration | Nokia AGG-HOT SWAP-Migration_v1 incl. Automated Migration execution, testing and acceptance services | 1 | #VALUE!
SWAP Aggregation_PE_v2 (Replacement/Upgrade) Hot SWAP Migration | Nokia AGG-HOT SWAP-Migration_v2 incl. Automated Migration execution, testing and acceptance services | #VALUE! | SWAP Aggregation_PE_v2 (Replacement/Upgrade) Hot SWAP Migration | Nokia AGG-HOT SWAP-Migration_v2 incl. Automated Migration execution, testing and acceptance services | 1 | #VALUE!
SWAP Aggregation (Replacement/Upgrade) Migration (Port by Port) | Nokia AGG- SWAP-Port by Port Migration incl. Automated Migration execution, testing and acceptance services | #VALUE! | SWAP Aggregation (Replacement/Upgrade) Migration (Port by Port) | Nokia AGG- SWAP-Port by Port Migration incl. Automated Migration execution, testing and acceptance services | 1 | #VALUE!
Nokia AGG-SWAP-Port by Port Migration from multiple nodes to Nokia AGG within the same site | Nokia AGG- SWAP-Port by Port Migration incl. Automated Migration execution, testing and acceptance services [from multiple nodes to Nokia AGG within the same site [up to 3 nodes]for maximum of 10 ports] | #VALUE! | Nokia AGG-SWAP-Port by Port Migration from multiple nodes to Nokia AGG within the same site | Nokia AGG- SWAP-Port by Port Migration incl. Automated Migration execution, testing and acceptance services [from multiple nodes to Nokia AGG within the same site [up to 3 nodes]for maximum of 10 ports] | 1 | #VALUE!
Nokia AGG-SWAP-Port by Port Migration from one existing node to Nokia AGG from a different physical site | Nokia AGG-SWAP-Port by Port Migration incl. Automated Migration execution, testing and acceptance services [from one existing node to Nokia AGG from a different physical site[up to 10 ports]] | #VALUE! | Nokia AGG-SWAP-Port by Port Migration from one existing node to Nokia AGG from a different physical site | Nokia AGG-SWAP-Port by Port Migration incl. Automated Migration execution, testing and acceptance services [from one existing node to Nokia AGG from a different physical site[up to 10 ports]] | 1 | #VALUE!
Nokia AGG-SWAP-Port by Port Migration from multiple nodes to Nokia AGG from a different physical site | Nokia AGG- SWAP-Port by Port Migration incl. Automated Migration execution, testing and acceptance services [from multiple nodes to Nokia AGG from a different physical site [up to 3 nodes]for maximum of 10 ports] | #VALUE! | Nokia AGG-SWAP-Port by Port Migration from multiple nodes to Nokia AGG from a different physical site | Nokia AGG- SWAP-Port by Port Migration incl. Automated Migration execution, testing and acceptance services [from multiple nodes to Nokia AGG from a different physical site [up to 3 nodes]for maximum of 10 ports] | 1 | #VALUE!
Nokia AGG Capacity Expansion Migration | Nokia AGG Capacity Expansion Migration incl. Migration execution, testing and acceptance services per node from existing configuration to the new configuration | #VALUE! | Nokia AGG Capacity Expansion Migration | Nokia AGG Capacity Expansion Migration incl. Migration execution, testing and acceptance services per node from existing configuration to the new configuration | 1 | #VALUE!
Nokia PAGG Capacity Expansion Migration | Nokia PAGG Capacity Expansion Migration incl. Migration execution, testing and acceptance services per node from existing configuration to the new configuration | #VALUE! | Nokia PAGG Capacity Expansion Migration | Nokia PAGG Capacity Expansion Migration incl. Migration execution, testing and acceptance services per node from existing configuration to the new configuration | 1 | #VALUE!
PAGG/SCSG HW Installation & Commissioning | Nokia-PAGG/SCSG-New-HW installation incl. Project Management teams, Rollout team, Warehouse rental, site survey, installation, commissioning , Integration, ATP, and Decommissioning services | #VALUE! | PAGG/SCSG HW Installation & Commissioning | Nokia-PAGG/SCSG-New-HW installation incl. Project Management teams, Rollout team, Warehouse rental, site survey, installation, commissioning , Integration, ATP, and Decommissioning services | 1 | #VALUE!
SWAP PAGG/SCSG HW Installation & Commissioning | Nokia PAGG/SCSG-SWAP-HW installation incl. Project Management teams, Rollout team, Warehouse rental, site survey, installation, commissioning, Integration, ATP, and Decommissioning services | #VALUE! | SWAP PAGG/SCSG HW Installation & Commissioning | Nokia PAGG/SCSG-SWAP-HW installation incl. Project Management teams, Rollout team, Warehouse rental, site survey, installation, commissioning, Integration, ATP, and Decommissioning services | 1 | #VALUE!
SWAP PAGG/SCSG HOT SWAP Migration | Nokia PAGG-HOT SWAP Migration includes Automated Migration execution, testing and acceptance services | #VALUE! | SWAP PAGG/SCSG HOT SWAP Migration | Nokia PAGG-HOT SWAP Migration includes Automated Migration execution, testing and acceptance services | 1 | #VALUE!
SWAP PAGG/SCSG Port by Port Migration | Nokia PAGG-SWAP-Port by Port Migration includes Automated Migration execution, testing and acceptance services | #VALUE! | SWAP PAGG/SCSG Port by Port Migration | Nokia PAGG-SWAP-Port by Port Migration includes Automated Migration execution, testing and acceptance services | 1 | #VALUE!
PAGG/SCSG HOT SWAP Migration | Nokia PAGG-HOT SWAP Migration includes Automated Migration execution, testing and acceptance services (limited to 8 SR7B nodes dismantled from AGG layer) | #VALUE! | PAGG/SCSG HOT SWAP Migration | Nokia PAGG-HOT SWAP Migration includes Automated Migration execution, testing and acceptance services (limited to 8 SR7B nodes dismantled from AGG layer) | 1 | #VALUE!
PAGG/SCSG SWAP Port by Port Migration | Nokia PAGG- SWAP Port by Port Migration includes Automated Migration execution, testing and acceptance services (limited to 8 SR7B nodes dismantled from AGG layer) | #VALUE! | PAGG/SCSG SWAP Port by Port Migration | Nokia PAGG- SWAP Port by Port Migration includes Automated Migration execution, testing and acceptance services (limited to 8 SR7B nodes dismantled from AGG layer) | 1 | #VALUE!
CSG_v1 HW Installation & Commissioning | Nokia-CSG-New_v1-HW-Installation includes Project Management teams,Rollout team,Warehouse rental, site survey, installation, comissioning, Integration and Decomissioning services | #VALUE! | CSG_v1 HW Installation & Commissioning | Nokia-CSG-New_v1-HW-Installation includes Project Management teams,Rollout team,Warehouse rental, site survey, installation, comissioning, Integration and Decomissioning services | 1 | #VALUE!
CSG_v1 Migration | Nokia-CSG-New_v1-Migration includes Migration execution ,testing and acceptance services | #VALUE! | CSG_v1 Migration | Nokia-CSG-New_v1-Migration includes Migration execution ,testing and acceptance services | 1 | #VALUE!
CSG_v2 HW Installation & Commissioning | Nokia-CSG-New_v2-HW-Installation includes Project Management teams,Rollout team,Warehouse rental, site survey, installation, comissioning, Integration and Decomissioning services | #VALUE! | CSG_v2 HW Installation & Commissioning | Nokia-CSG-New_v2-HW-Installation includes Project Management teams,Rollout team,Warehouse rental, site survey, installation, comissioning, Integration and Decomissioning services | 1 | #VALUE!
CSG_v2 Migration | Nokia-CSG-New-v2-Migration includes Migration execution ,testing and acceptance services | #VALUE! | CSG_v2 Migration | Nokia-CSG-New-v2-Migration includes Migration execution ,testing and acceptance services | 1 | #VALUE!
CSG_v3 HW Installation & Commissioning | Nokia-CSG-New_v3-HW-Installation includes Project Management teams,Rollout team,Warehouse rental, site survey, installation, comissioning, Integration and Decomissioning services | #VALUE! | CSG_v3 HW Installation & Commissioning | Nokia-CSG-New_v3-HW-Installation includes Project Management teams,Rollout team,Warehouse rental, site survey, installation, comissioning, Integration and Decomissioning services | 1 | #VALUE!
CSG_v3 Migration | Nokia-CSG-New_v3-Migration includes Migration execution ,testing and acceptance services | #VALUE! | CSG_v3 Migration | Nokia-CSG-New_v3-Migration includes Migration execution ,testing and acceptance services | 1 | #VALUE!
3rd Party CSG Integration | 3rd party CSG HW-Installation includes Project Management teams,Rollout team,Warehouse rental, site survey, installation, comissioning, Integration and Decomissioning services | #VALUE! | 3rd Party CSG Integration | 3rd party CSG HW-Installation includes Project Management teams,Rollout team,Warehouse rental, site survey, installation, comissioning, Integration and Decomissioning services | 1 | #VALUE!
3rd Party CSG Migration | 3rd party CSG-Remote migration includes Migration execution ,testing and acceptance services | #VALUE! | 3rd Party CSG Migration | 3rd party CSG-Remote migration includes Migration execution ,testing and acceptance services | 1 | #VALUE!
CSG Link Shifting | CSG Link Shiting includes conneting the uplink as single homed, shifting the uplink from one PAGG to another | #VALUE! | CSG Link Shifting | CSG Link Shiting includes conneting the uplink as single homed, shifting the uplink from one PAGG to another | 1 | #VALUE!
Rehoming Services | Rehoming service for access node from one AGG/PRE-AGG including either one of the below services: 1- Cell Site Gateway 2- Enterprise Access switch 3- RTN Link 4- OSN Link 5- 4 links for BTS rehoming The service includes fiber patching and VPN service rehoming, excluding ISP/OSP work, service validation by customer end or drive test and Special Fees for permits at sites. | #VALUE! | Rehoming Services | Rehoming service for access node from one AGG/PRE-AGG including either one of the below services: 1- Cell Site Gateway 2- Enterprise Access switch 3- RTN Link 4- OSN Link 5- 4 links for BTS rehoming The service includes fiber patching and VPN service rehoming, excluding ISP/OSP work, service validation by customer end or drive test and Special Fees for permits at sites. | 1 | #VALUE!
Mobile Migration per Cisco CSG | Mobile Migration incl. Remote migration execution ,testing and acceptance services per Cisco CSG | #VALUE! | Mobile Migration per Cisco CSG | Mobile Migration incl. Remote migration execution ,testing and acceptance services per Cisco CSG | 1 | #VALUE!
BDS Migration | Nokia-BDS-Migration incl. Migration execution ,testing and acceptance services per node | #VALUE! | BDS Migration | Nokia-BDS-Migration incl. Migration execution ,testing and acceptance services per node | 1 | #VALUE!
Card Expansion Installation&Integration | Nokia-Card Expansion incl. Installation & Integration and acceptance services | #VALUE! | Card Expansion Installation&Integration | Nokia-Card Expansion incl. Installation & Integration and acceptance services | 1 | #VALUE!
CSG_ISP_service per 100 meters | ISP services for indoor access router deployments per 100 meters | #VALUE! | CSG_ISP_service per 100 meters | ISP services for indoor access router deployments per 100 meters | 1 | #VALUE!
Testbed Service | POC service including POC Desing ,POC implementation ,POC execution | #VALUE! | Testbed Service | POC service including POC Desing ,POC implementation ,POC execution | 1 | #VALUE!
Nokia-Design-Service | Design includes Customer Workshop,HLD,LLD,Acceptance Test book,SAM design,Configuration templates,Migration strategy,MOP templates. | #VALUE! | Nokia-Design-Service | Design includes Customer Workshop,HLD,LLD,Acceptance Test book,SAM design,Configuration templates,Migration strategy,MOP templates. | 1 | #VALUE!
Deepfield Platform design, installation and configuration | Deepfield Platform design, installation and configuration (does not include HW installation) | #VALUE! | Deepfield Platform design, installation and configuration | Deepfield Platform design, installation and configuration (does not include HW installation) | 1 | #VALUE!
Professional Services package for Deepfield Platform customization | Professional Services package for Deepfield Platform customization (10-days ) | #VALUE! | Professional Services package for Deepfield Platform customization | Professional Services package for Deepfield Platform customization (10-days ) | 1 | #VALUE!
Nokia-Training | Training sessions | #VALUE! | Nokia-Training | Training sessions | 1 | #VALUE!
1 sprint | One sprint includes one scrum team for 6 weeks (working on one Use Case) | #VALUE! | 1 sprint | One sprint includes one scrum team for 6 weeks (working on one Use Case) | 1 | #VALUE!
8 sprints | Eight sprints includes one scrum team | #VALUE! | 8 sprints | Eight sprints includes one scrum team | 1 | #VALUE!
16 sprints | Sixteen sprint includes two scrum teams working in parallel | #VALUE! | 16 sprints | Sixteen sprint includes two scrum teams working in parallel | 1 | #VALUE!
24 sprints | Twenty-four sprint includes 3 scrum teams working in parallel | #VALUE! | 24 sprints | Twenty-four sprint includes 3 scrum teams working in parallel | 1 | #VALUE!
LSS yearly fee_ Year 1 | The LSS covers the work to recertify the automation use cases with the new NSP and/or NE versions 2.Audit and recertification require access to customer labs and NE’s and customer participation in the acceptance test – the same as when the AP was first delivered | #VALUE! | LSS yearly fee_ Year 1 | The LSS covers the work to recertify the automation use cases with the new NSP and/or NE versions 2.Audit and recertification require access to customer labs and NE’s and customer participation in the acceptance test – the same as when the AP was first delivered | 1 | #VALUE!
LSS Yearly fee_Year 2 | The LSS covers the work to recertify the automation use cases with the new NSP and/or NE versions 2.Audit and recertification require access to customer labs and NE’s and customer participation in the acceptance test – the same as when the AP was first delivered | #VALUE! | LSS Yearly fee_Year 2 | The LSS covers the work to recertify the automation use cases with the new NSP and/or NE versions 2.Audit and recertification require access to customer labs and NE’s and customer participation in the acceptance test – the same as when the AP was first delivered | 1 | #VALUE!
Nokia-OS-Upgrade-AGG-Service | Upgrade the AGG node from N Release to N+1 Release | #VALUE! | Nokia-OS-Upgrade-AGG-Service | Upgrade the AGG node from N Release to N+1 Release | 1 | #VALUE!
Nokia-OS-Upgrade-PAGG/SCSG-Service | Upgrade the PAGG node from N Release to N+1 Release | #VALUE! | Nokia-OS-Upgrade-PAGG/SCSG-Service | Upgrade the PAGG node from N Release to N+1 Release | 1 | #VALUE!
Nokia-OS-Upgrade-CSG-Service | Upgrade the CSG node from N Release to N+1 Release | #VALUE! | Nokia-OS-Upgrade-CSG-Service | Upgrade the CSG node from N Release to N+1 Release | 1 | #VALUE!
Nokia-OS-Aggregation SW Upgrade | Major software update from N Release to N+1 Release for the existing AGG | #VALUE! | Nokia-OS-Aggregation SW Upgrade | Major software update from N Release to N+1 Release for the existing AGG | 1 | #VALUE!
Nokia-OS-PAGG/SCSG SW Upgrade | Major software update from N Release to N+1 Release for the existing PAGG | #VALUE! | Nokia-OS-PAGG/SCSG SW Upgrade | Major software update from N Release to N+1 Release for the existing PAGG | 1 | #VALUE!
Nokia-OS-CSG SW Upgrade | Major software update from N Release to N+1 Release for the existing CSG | #VALUE! | Nokia-OS-CSG SW Upgrade | Major software update from N Release to N+1 Release for the existing CSG | 1 | #VALUE!
Nokia NMS_upgrade service | NMS_upgrade_year1 including MOP preparation, staging, execution and acceptance test | #VALUE! | Nokia NMS_upgrade service | NMS_upgrade_year1 including MOP preparation, staging, execution and acceptance test | 1 | #VALUE!
Nokia NMS_upgrade SRS | Nokia Software Release Subscription | #VALUE! | Nokia NMS_upgrade SRS | Nokia Software Release Subscription | 1 | #VALUE!
Nokia-3rd-level-support-Y1_AGG/Access_rollout | Maintenance service per Year_1 for AGG/Access_rollout | #VALUE! | Nokia-3rd-level-support-Y1_AGG/Access_rollout | Maintenance service per Year_1 for AGG/Access_rollout | 1 | #VALUE!
Nokia-3rd-level-support-Y2_AGG/Access_rollout | Maintenance service per Year_2 for AGG/Access_rollout | #VALUE! | Nokia-3rd-level-support-Y2_AGG/Access_rollout | Maintenance service per Year_2 for AGG/Access_rollout | 1 | #VALUE!
Nokia-3rd-level-support-Y3_AGG/Access_rollout | Maintenance service per Year_3 for AGG/Access_rollout | #VALUE! | Nokia-3rd-level-support-Y3_AGG/Access_rollout | Maintenance service per Year_3 for AGG/Access_rollout | 1 | #VALUE!
Resident Engineer | Resident Engineer | #VALUE! | Resident Engineer | Resident Engineer | 1 | #VALUE!
Tier 1 service(12 months) | Tier 1 service(12 months) | #VALUE! | Tier 1 service(12 months) | Tier 1 service(12 months) | 1 | #VALUE!
Tier 2 service(12 months) | Tier 2 service(12 months) | #VALUE! | Tier 2 service(12 months) | Tier 2 service(12 months) | 1 | #VALUE!
FLM service(12 months) | FLM service(12 months) | #VALUE! | FLM service(12 months) | FLM service(12 months) | 1 | #VALUE!
1AB407560001 | Optical Fiber cables (3m) | #VALUE! | 1AB407560001 | Optical Fiber cables (3m) | 1 | #VALUE!
1AB377380001 | Optical Fiber cables (5m) | #VALUE! | 1AB377380001 | Optical Fiber cables (5m) | 1 | #VALUE!
1AB377380003 | Optical Fiber cables (7m) | #VALUE! | 1AB377380003 | Optical Fiber cables (7m) | 1 | #VALUE!
1AB377380006 | Optical Fiber cables (10m) | #VALUE! | 1AB377380006 | Optical Fiber cables (10m) | 1 | #VALUE!
1AB407580013 | Optical Fiber cables (20m) | #VALUE! | 1AB407580013 | Optical Fiber cables (20m) | 1 | #VALUE!
1AD147550001 | TRU - Power (Considered for Controller sites) | #VALUE! | 1AD147550001 | TRU - Power (Considered for Controller sites) | 1 | #VALUE!
1AD147550002 | 100 Amps Circuit Breakers (Considered for controller sites) | #VALUE! | 1AD147550002 | 100 Amps Circuit Breakers (Considered for controller sites) | 1 | #VALUE!
3BK08959BA | Power Cable 1x35 Black (15 meters per site) | #VALUE! | 3BK08959BA | Power Cable 1x35 Black (15 meters per site) | 1 | #VALUE!
3BK08958BA | Power Cable 1x35 Blue (15 meters per site) | #VALUE! | 3BK08958BA | Power Cable 1x35 Blue (15 meters per site) | 1 | #VALUE!
3BK08960BA | Power Cable 1x35 Yellow/Green (15 meters per site) | #VALUE! | 3BK08960BA | Power Cable 1x35 Yellow/Green (15 meters per site) | 1 | #VALUE!
Nokia-Power-Upgrade- Single Battery Cell Addition- Hardware (150 Ah) | Power upgrade battery kit for Pre-Aggr routers (150 Ah) 12V Cell | #VALUE! | Nokia-Power-Upgrade- Single Battery Cell Addition- Hardware | Power upgrade battery kit for Pre-Aggr routers (150 Ah) 12V Cell | 1 | #VALUE!
Nokia-Power-Upgrade- Single Battery Cell Addition- Hardware (170 Ah) | Power upgrade battery kit for Pre-Aggr routers (170 Ah) 12V Cell | #VALUE! | Nokia-Power-Upgrade- Single Battery Cell Addition- Hardware | Power upgrade battery kit for Pre-Aggr routers (170 Ah) 12V Cell | 1 | #VALUE!
Nokia-Power-Upgrade- Single Rectifier Module Addition- Hardware-PowerOne | Power upgrade rectifier kit for Pre-Aggr routers (Brand: Powerone) Single Module - powerOne 1600W | #VALUE! | Nokia-Power-Upgrade- Single Rectifier Module Addition- Hardware-PowerOne | Power upgrade rectifier kit for Pre-Aggr routers (Brand: Powerone) Single Module - powerOne 1600W | 1 | #VALUE!
Nokia-Power-Upgrade- Single Rectifier Module Addition- Hardware-Delta | Power upgrade rectifier kit for Pre-Aggr routers (Brand: Delta) : Single Module - Delta 2000W | #VALUE! | Nokia-Power-Upgrade- Single Rectifier Module Addition- Hardware-Delta | Power upgrade rectifier kit for Pre-Aggr routers (Brand: Delta) : Single Module - Delta 2000W | 1 | #VALUE!
Nokia-Rack-42U | Free Standing Racks - 42U - 800mm(W) X 800mm(D) with FAN Unit, perforated front and back door, filter layer on perforated surface, Vertical cable manager on front and back sides of the rails, Lacing bar on either sides | #VALUE! | Nokia-Rack-42U | Free Standing Racks - 42U - 800mm(W) X 800mm(D) with FAN Unit, perforated front and back door, filter layer on perforated surface, Vertical cable manager on front and back sides of the rails, Lacing bar on either sides | 1 | #VALUE!
Nokia-Rack-19U | 19"rack , 29U 600*600 | #VALUE! | Nokia-Rack-19U | 19"rack , 29U 600*600 | 1 | #VALUE!
Nokia-Rack-12U | 12U ergoRack with Glass Front Door, openable side panels from inside or outside 600x600 mm (organiser, cable ring, gorunding bar) | #VALUE! | Nokia-Rack-12U | 12U ergoRack with Glass Front Door, openable side panels from inside or outside 600x600 mm (organiser, cable ring, gorunding bar) | 1 | #VALUE!
Nokia-Rack-6U | Wall Mount - 6U - 600mm(W) X 600mm(D) | #VALUE! | Nokia-Rack-6U | Wall Mount - 6U - 600mm(W) X 600mm(D) | 1 | #VALUE!
ODF-patch-panels-144 | 144 PORT 4U (144 pcs Simplex SC/APC adaptors, 144 pcs SC/APC Pigtail, 144 pcs splice protector sleeve, 12 pcs splice tray) | #VALUE! | ODF-patch-panels-144 | 144 PORT 4U (144 pcs Simplex SC/APC adaptors, 144 pcs SC/APC Pigtail, 144 pcs splice protector sleeve, 12 pcs splice tray) | 1 | #VALUE!
ODF Patch panels (96) | 96 PORT 4U (96 pcs Simplex SC/APC adaptors, 96 pcs SC/APC Pigtail, 96 pcs splice protector sleeve, 8 pcs splice tray) | #VALUE! | ODF Patch panels (96) | 96 PORT 4U (96 pcs Simplex SC/APC adaptors, 96 pcs SC/APC Pigtail, 96 pcs splice protector sleeve, 8 pcs splice tray) | 1 | #VALUE!
ODF Patch panels (72) | 72 PORT 4U (72 pcs Simplex SC/APC adaptors, 72 pcs SC/APC Pigtail, 72 pcs splice protector sleeve) | #VALUE! | ODF Patch panels (72) | 72 PORT 4U (72 pcs Simplex SC/APC adaptors, 72 pcs SC/APC Pigtail, 72 pcs splice protector sleeve) | 1 | #VALUE!
ODF Patch panels (48) | 48 PORT 2U 48 pcs Simplex SC/APC adaptors, 48 pcs SC/APC Pigtail, 48 pcs splice protector sleeve, 4 pcs splice tray) | #VALUE! | ODF Patch panels (48) | 48 PORT 2U 48 pcs Simplex SC/APC adaptors, 48 pcs SC/APC Pigtail, 48 pcs splice protector sleeve, 4 pcs splice tray) | 1 | #VALUE!
ODF Patch panels (24) | 24 PORT 1U (24 pcs Simplex SC/APC adaptors, 24 pcs SC/APC Pigtail, 24 pcs splice protector sleeve, 2 pcs splice tray) | #VALUE! | ODF Patch panels (24) | 24 PORT 1U (24 pcs Simplex SC/APC adaptors, 24 pcs SC/APC Pigtail, 24 pcs splice protector sleeve, 2 pcs splice tray) | 1 | #VALUE!
ODF Patch panels (12) | 12 PORT 1U (12 pcs Simplex SC/APC adaptors, 12 pcs SC/APC Pigtail,12 pcs splice protector sleeve, 1 pcs splice tray) | #VALUE! | ODF Patch panels (12) | 12 PORT 1U (12 pcs Simplex SC/APC adaptors, 12 pcs SC/APC Pigtail,12 pcs splice protector sleeve, 1 pcs splice tray) | 1 | #VALUE!
Vertiv/Delta Indoor Power Cabinet 12KW | Vertiv Indoor Power Cabinet 12KW (including the N+1 redundancy module) upgradable to 20KW applicable warranty of 5 years | #VALUE! | Vertiv/Delta Indoor Power Cabinet 12KW | Vertiv Indoor Power Cabinet 12KW (including the N+1 redundancy module) upgradable to 20KW applicable warranty of 5 years | 1 | #VALUE!
Installation & commissioning of Indoor Power Cabinet 12KW | Installation & commissioning of Indoor Power Cabinet 12KW (including the N+1 redundancy module) upgradable to 20KW | #VALUE! | Installation & commissioning of Indoor Power Cabinet 12KW | Installation & commissioning of Indoor Power Cabinet 12KW (including the N+1 redundancy module) upgradable to 20KW | 1 | #VALUE!
Dismantle old Rectifier - including the packing and transfer to warehouse | Dismantle old Rectifier - including the packing and transfer to warehouse | #VALUE! | Dismantle old Rectifier - including the packing and transfer to warehouse | Dismantle old Rectifier - including the packing and transfer to warehouse | 1 | #VALUE!
Supply outdoor Power Cabinet 12KW | Supply outdoor Power Cabinet 12KW (including the N+1 redundancy module) upgradable to 20KW, applicable warranty of 5 years | #VALUE! | Supply outdoor Power Cabinet 12KW | Supply outdoor Power Cabinet 12KW (including the N+1 redundancy module) upgradable to 20KW, applicable warranty of 5 years | 1 | #VALUE!
Temporary DC System Installation | Temporary DC System Installation to run dual feed equipment during DC Swap Activity (Hot Swap) (Vertiv Brand) | #VALUE! | Temporary DC System Installation | Temporary DC System Installation to run dual feed equipment during DC Swap Activity (Hot Swap) (Vertiv Brand) | 1 | #VALUE!
Vertiv/Delta Rectifier module compatible with the Supplied DC System | Supply of Vertic Rectifier module compatible with the Supplied DC System, 3000W | #VALUE! | Vertiv/Delta Rectifier module compatible with the Supplied DC System | Supply of Vertic Rectifier module compatible with the Supplied DC System, 3000W | 1 | #VALUE!
Schneider/Nader Output Breakers (Standard-Type) - 100A | Supply of Schneider/Nader Output Breakers (Standard-Type) - 100A | #VALUE! | Schneider/Nader Output Breakers (Standard-Type) - 100A | Supply of Schneider/Nader Output Breakers (Standard-Type) - 100A | 1 | #VALUE!
Schneider/Nader Output Breakers (Standard-Type) - 63A | Supply of Schneider/Nader Output Breakers (Standard-Type) - 63A | #VALUE! | Schneider/Nader Output Breakers (Standard-Type) - 63A | Supply of Schneider/Nader Output Breakers (Standard-Type) - 63A | 1 | #VALUE!
Schneider/Nader Output Breakers (Standard-Type) - 40A | Supply of Schneider/Nader Output Breakers (Standard-Type) - 40A | #VALUE! | Schneider/Nader Output Breakers (Standard-Type) - 40A | Supply of Schneider/Nader Output Breakers (Standard-Type) - 40A | 1 | #VALUE!
CBI/Nader Output Breakers (Slim-Type) - 100A | Supply of CBI/Nader Output Breakers (Slim-Type) - 100A ; 2 pole with copper busbar | #VALUE! | CBI/Nader Output Breakers (Slim-Type) - 100A | Supply of CBI/Nader Output Breakers (Slim-Type) - 100A ; 2 pole with copper busbar | 1 | #VALUE!
CBI/Nader Output Breakers (Slim-Type) - 63A | Supply of CBI/Nader Output Breakers (Slim-Type) - 63A; 1 pole | #VALUE! | CBI/Nader Output Breakers (Slim-Type) - 63A | Supply of CBI/Nader Output Breakers (Slim-Type) - 63A; 1 pole | 1 | #VALUE!
CBI/Nader Output Breakers (Slim-Type) - 32A | Supply of CBI/Nader Output Breakers (Slim-Type) - 32A; 1 pole | #VALUE! | CBI/Nader Output Breakers (Slim-Type) - 32A | Supply of CBI/Nader Output Breakers (Slim-Type) - 32A; 1 pole | 1 | #VALUE!
Minor Upgrade of existing power system. ( Busbar - Cabling, etc ) | Minor Upgrade of existing power system. ( Busbar, -Power cable and power lugs (green, blue, red) -power upgrade circuit breaker (100A) ) | #VALUE! | Minor Upgrade of existing power system. ( Busbar - Cabling, etc ) | Minor Upgrade of existing power system. ( Busbar, -Power cable and power lugs (green, blue, red) -power upgrade circuit breaker (100A) ) | 1 | #VALUE!
Rectifier DPR2000C ( Delta ) | Rectifier DPR2000C ( Delta ) | #VALUE! | Rectifier DPR2000C ( Delta ) | Rectifier DPR2000C ( Delta ) | 1 | #VALUE!
Vertiv/Delta Rectifier Power Module for upgrades -2000W - | Vertiv Rectifier Power Module for upgrades -2000W - | #VALUE! | Vertiv/Delta Rectifier Power Module for upgrades -2000W - | Vertiv Rectifier Power Module for upgrades -2000W - | 1 | #VALUE!
Power_PowerCables and Lugs | Power upgrade cable and lugs kit for Core/AGGR/PAGG/Access routers (green, blue and red) | #VALUE! | Power_PowerCables and Lugs | Power upgrade cable and lugs kit for Core/AGGR/PAGG/Access routers (green, blue and red) | 1 | #VALUE!

## BPO
[8 empty] | SR7s | 400G MDA | IXR-6d | IXR-R6d_2 | IXR-R6d MDA | SR7b Upgrade | sat | Synch | ESA | vRR
Line | Type | Item/Job | Nokia code | Supplier Item | Description | UOM | Price | Amount | [9 empty] | Qty | Total Price
5 | Goods | 3062610663 | AGGv3 400G Bundle |  | AGG400G MDAs BNDL incl:(1)3HE12515AA MDAs SRs 4pt QSFP-DD+4pt QSFP28 (2)3HE15212AA QSFP56-DD400G LR8 10Km 0/70C-each_w_3HE00400PP-RTU Lic.for 400G port (4)3HE10550AA QSFP28-100GBASE-LR4 ROHS6/6 0/70C-each_w_3HE00100PP-RTU Lic.for 100G port | Each | 30117.36 | #N/A | #N/A | #N/A | #N/A | #N/A | #N/A | #N/A |  | #N/A |  | 0 | 0
102 | Goods | 3078335361 | 3HE14632AA |  | 1588 Freq & Phase, IXR-e Big | Each | 100 | #N/A | #N/A | #N/A | #N/A | #N/A | #N/A | #N/A |  | #N/A |  | 0 | 0
202 | Goods | 3017953528 | Schneider/Nader Output Breakers (Standard-Type) - 63A |  | Supply of Schneider/Nader Output Breakers (Standard-Type) - 63A | Each | 3.39 | #N/A | #N/A | #N/A | #N/A | #N/A | #N/A | #N/A |  | #N/A |  | 0 | 0
75 | Goods | 3061242563 | 3HE09327AA |  | SFP+ 10GE LR - LC ROHS6/6-40/85C - each with 3HE00100PP - RTU License for 10G port | Each | 1462 | #N/A | #N/A | #N/A | #N/A | #N/A | #N/A | #N/A |  | #N/A |  | 0 | 0
212 | Goods | 3063746227 | CSG Link Shifting |  | CSG Link Shiting includes conneting the uplink as single homed, shifting the uplink from one PAGG to another | Each | 1800 | #N/A | #N/A | #N/A | #N/A | #N/A | #N/A | #N/A |  | #N/A |  | 0 | 0
150 | Goods | 3043171899 | Testbed Service |  | POC service including POC Desing ,POC implementation ,POC execution | Each | 0 | #N/A | #N/A | #N/A | #N/A | #N/A | #N/A | #N/A |  | #N/A |  | 0 | 0
141 | Goods | 3074240543 | CSG_v3 HW Installation & Commissioning |  | Nokia-CSG-New_v3-HW-Installation includes Project Management teams,Rollout team,Warehouse rental, site survey, installation, comissioning, Integration and Decomissioning services | Each | 2004 | #N/A | #N/A | #N/A | #N/A | #N/A | #N/A | #N/A |  | #N/A |  | 0 | 0
92 | Goods | 3073795830 | 3HE15809AA |  | SR - OS - ZTP 7750/7950 R20.x LICENSE | Each | 1000 | 4 | #N/A | #N/A | #N/A | #N/A | #N/A | #N/A |  | #N/A |  | 4 | 4000 | Hw/SW
142 | Goods | 3097407090 | CSG_v3 Migration |  | Nokia-CSG-New_v3-Migration includes Migration execution ,testing and acceptance services | Each | 988 | #N/A | #N/A | #N/A | #N/A | #N/A | #N/A | #N/A |  | #N/A |  | 0 | 0
123 | Goods | 3098864750 | SWAP Aggregation_PE_v1 (Replacement/Upgrade) Hot SWAP Migration |  | Nokia AGG-HOT SWAP-Migration_v1 incl. Automated Migration execution, testing and acceptance services | Each | 0 | #N/A | #N/A | #N/A | #N/A | #N/A | #N/A | #N/A |  | #N/A |  | 0 | 0
207 | Goods | 3030879119 | Minor Upgrade of existing power system. ( Busbar - Cabling, etc ) |  | "Minor Upgrade of existing power system. ( Busbar, | Each | 5601.75 | #N/A | #N/A | #N/A | #N/A | #N/A | #N/A | #N/A |  | #N/A |  | 0 | 0
74 | Goods | 3029033430 | 3HE15377AA |  | SFP28 - 25GE ER - LC ROHS6/6 -40/85C - each with 3HE00100PP - RTU License for 25G port | Each | 1713 | #N/A | #N/A | #N/A | #N/A | #N/A | #N/A | #N/A |  | #N/A |  | 0 | 0
175 | Goods | 3024805236 | 1AB407580013 |  | Optical Fiber cables (20m) | Each | 6 | #N/A | #N/A | #N/A | #N/A | #N/A | #N/A | #N/A |  | #N/A |  | 0 | 0
204 | Goods | 3015552857 | CBI/Nader Output Breakers (Slim-Type) - 100A |  | Supply of CBI/Nader Output Breakers (Slim-Type) - 100A ; 2 pole with copper busbar | Each | 19.2 | #N/A | #N/A | #N/A | #N/A | #N/A | #N/A | #N/A |  | #N/A |  | 0 | 0
153 | Goods | 3060227629 | Professional Services package for Deepfield Platform customization |  | Professional Services package for Deepfield Platform customization (10-days ) | Each | 24000 | #N/A | #N/A | #N/A | #N/A | #N/A | #N/A | #N/A |  | #N/A |  | 0 | 0
91 | Goods | 3011201891 | 3HE15808AA |  | SR - OS - 7450/7750/7950 R20.x LICENSE | Each | 1000 | #N/A | #N/A | #N/A | #N/A | #N/A | 7 | #N/A |  | #N/A |  | 7 | 7000 | Hw/SW
225 | Goods | 3025958050 | Upgrade the BNG node from Release 16 to Release 22 |  | Upgrade the BNG node from Release 16 to Release 22 | Each | 3984 | #N/A | #N/A | #N/A | #N/A | #N/A | #N/A | #N/A |  | #N/A |  | 0 | 0
78 | Goods | 3019542500 | 3HE00027CA |  | SFP - GIGE SX - LC ROHS 6/6 DDM -40/85C - each with 3HE00100PP - RTU License for GIGE port | Each | 30 | #N/A | #N/A | #N/A | #N/A | #N/A | #N/A | #N/A |  | #N/A |  | 0 | 0
3 | Goods | 3063372685 | AGGv3 Bundle |  | SR2s-AGGv3 BNDL incl:(1)3HE14032AA BNDL - 7750 SR-2s LVDC (1)3HE12519AA AIR FILTER KIT (1)3HE14029AA ACC - 7750 SR-s MDA-s IMPEDANCE PANEL (2)3HE12379AA XCM - 7750 SR-s XCM-2s (2)3HE12510BA IOM-s - SR-s IOM-s 1.6T -ER | Each | 75000 | #N/A | #N/A | #N/A | #N/A | #N/A | #N/A | #N/A |  | #N/A |  | 0 | 0
120 | Goods | 3057585619 | Aggregation_PE v3 Compact Installation & Commissioning |  | Nokia-Agg-New-PE_v3-HW installation incl. Project Management teams, Rollout team, Warehouse rental, site survey, installation, commissioning, Integration, ATP, IPSec Integration and Decommissioning services | Each | 4400 | #N/A | #N/A | #N/A | #N/A | #N/A | #N/A | #N/A |  | #N/A |  | 0 | 0
145 | Goods | 3037783100 | Rehoming Services |  | "Rehoming service for access node from 1 AGG/PAGG incl. 1 of: | Each | 1800 | #N/A | #N/A | #N/A | #N/A | #N/A | #N/A | #N/A |  | #N/A |  | 0 | 0
38 | Goods | 3083523407 | 3HE12032AA |  | DC Power Supply Cable | Each | 125 | #N/A | #N/A | #N/A | #N/A | #N/A | #N/A | #N/A |  | #N/A |  | 0 | 0
184 | Goods | 3038698884 | Nokia-Power-Upgrade- Single Rectifier Module Addition- Hardware-Delta |  | Power upgrade rectifier kit for Pre-Aggr routers (Brand: Delta) : Single Module - Delta 2000W | Each | 160.33 | #N/A | #N/A | #N/A | #N/A | #N/A | #N/A | #N/A |  | #N/A |  | 0 | 0
124 | Goods | 3050962400 | SWAP Aggregation_PE_v2 (Replacement/Upgrade) Hot SWAP Migration |  | Nokia AGG-HOT SWAP-Migration_v2 incl. Automated Migration execution, testing and acceptance services | Each | 30000 | #N/A | #N/A | #N/A | #N/A | #N/A | #N/A | #N/A |  | #N/A |  | 0 | 0
12 | Goods | 3011417115 | 3HE13956AA |  | XMA-SR-s 3.6T 36pt QSFP28 CR | Each | 26000 | #N/A | #N/A | #N/A | #N/A | #N/A | #N/A | #N/A |  | #N/A |  | 0 | 0
71 | Goods | 3083107407 | 3HE11239AA |  | QSFP28 - 100GBase-ER4Lite RoHS6/6 0/70C - each with 3HE00100PP - RTU License for 100G port | Each | 4300 | #N/A | #N/A | #N/A | #N/A | #N/A | #N/A | #N/A |  | #N/A |  | 0 | 0
196 | Goods | 3053510326 | Installation & commissioning of Indoor Power Cabinet 12KW |  | Installation & commissioning of Indoor Power Cabinet 12KW (including the N+1 redundancy module) upgradable to 20KW | Each | 958.28 | #N/A | #N/A | #N/A | #N/A | #N/A | #N/A | #N/A |  | #N/A |  | 0 | 0
168 | Goods | 3036132333 | Nokia NMS_upgrade SRS |  | 3HE10161BA Nokia Software Release Subscription | Each | 300000 | #N/A | #N/A | #N/A | #N/A | #N/A | #N/A | #N/A |  | #N/A |  | 0 | 0
90 | Goods | 3035608331 | 100G QSFP28 Upgrade Bundle |  | "QSFP28 bundle exclusive for SR-12e Upgrade, including: | Each | 15000 | #N/A | #N/A | #N/A | #N/A | #N/A | #N/A | #N/A |  | #N/A |  | 0 | 0
29 | Goods | 3046558993 | AGG_SR7/12E_Upgrade_25G |  | "7750SR-7/12e 25G MDA-e-XP BNDL incl: | Each | 17004 | #N/A | #N/A | #N/A | #N/A | #N/A | #N/A | #N/A |  | #N/A |  | 0 | 0
111 | Goods | 3081360242 | 3HE16017AA |  | NSP IP CONTROL CLASS 2 NODE | Each | 225 | #N/A | #N/A | #N/A | #N/A | #N/A | #N/A | #N/A |  | #N/A |  | 0 | 0
154 | Goods | 3034479211 | Nokia-Training |  | Training sessions | Each | 0 | #N/A | #N/A | #N/A | #N/A | #N/A | #N/A | #N/A |  | #N/A |  | 0 | 0
180 | Goods | 3033690639 | 3BK08960BA |  | Power Cable 1x35 Yellow/Green (15 meters per site) | Each | 5.81 | #N/A | #N/A | #N/A | #N/A | #N/A | #N/A | #N/A |  | #N/A |  | 0 | 0
35 | Goods | 3050506911 | 3HE15151AA |  | MDA-e-XP 16pt 10/25G SFP28 + 2pt QSFP28 | Each | 21600 | #N/A | #N/A | #N/A | #N/A | #N/A | #N/A | #N/A |  | #N/A |  | 0 | 0
186 | Goods | 3051067639 | Nokia-Rack-19U |  | 19"rack , 29U 600*600 | Each | 958.65 | #N/A | #N/A | #N/A | #N/A | #N/A | #N/A | #N/A |  | #N/A |  | 0 | 0
190 | Goods | 3024386089 | ODF Patch panels (96) |  | 96 PORT 4U (96 pcs Simplex SC/APC adaptors, 96 pcs SC/APC Pigtail, 96 pcs splice protector sleeve, 8 pcs splice tray) | Each | 457.5 | #N/A | #N/A | #N/A | #N/A | #N/A | #N/A | #N/A |  | #N/A |  | 0 | 0
20 | Goods | 3074418269 | 3HE14027BA |  | IOM-s - SR-s IOM-s 3.0T - ER | Each | 59250 | #N/A | #N/A | #N/A | #N/A | #N/A | #N/A | #N/A |  | #N/A |  | 0 | 0
201 | Goods | 3093715166 | Schneider/Nader Output Breakers (Standard-Type) - 100A |  | Supply of Schneider/Nader Output Breakers (Standard-Type) - 100A | Each | 19.2 | #N/A | #N/A | #N/A | #N/A | #N/A | #N/A | #N/A |  | #N/A |  | 0 | 0
220 | Goods | 3083845283 | Deliver custom software artefacts of twenty-four sprints |  | Deliver custom software artefacts of twenty-four sprints | Each | 1371955.2 | #N/A | #N/A | #N/A | #N/A | #N/A | #N/A | #N/A |  | #N/A |  | 0 | 0
51 | Goods | 3083292507 | 3HE11280AA |  | 10P 10GE SFP+ MDA | Each | 6080 | #N/A | #N/A | #N/A | #N/A | #N/A | #N/A | #N/A |  | #N/A |  | 0 | 0
23 | Goods | 3070977509 | 3HE12511AA |  | MDA-s - SR-s 18-pt QSFP28 | Each | 17250 | 4 | #N/A | #N/A | #N/A | #N/A | #N/A | #N/A |  | #N/A |  | 4 | 69000 | Services
37 | Goods | 3095894942 | 3HE13478AA |  | VSR-a SN7 R16 DC | Each | 20000 | #N/A | #N/A | #N/A | #N/A | #N/A | #N/A | #N/A |  | #N/A |  | 0 | 0
48 | Goods | 3037284986 | 3HE16716AA |  | MDA - 5 x QSFP28 (R6x) | Each | 19000 | #N/A | #N/A | #N/A | #N/A | #N/A | #N/A | #N/A |  | #N/A |  | 0 | 0
138 | Goods | 3057727665 | CSG_v1 Migration |  | Nokia-CSG-New_v1-Migration includes Migration execution ,testing and acceptance services | Each | 988 | #N/A | #N/A | #N/A | #N/A | #N/A | #N/A | #N/A |  | #N/A |  | 0 | 0 | Hw/SW
206 | Goods | 3017431784 | CBI/Nader Output Breakers (Slim-Type) - 32A |  | Supply of CBI/Nader Output Breakers (Slim-Type) - 32A; 1 pole | Each | 144.4 | #N/A | #N/A | #N/A | #N/A | #N/A | #N/A | #N/A |  | #N/A |  | 0 | 0
199 | Goods | 3080346198 | Temporary DC System Installation |  | Temporary DC System Installation to run dual feed equipment during DC Swap Activity (Hot Swap) (Vertiv Brand) | Each | 0 | #N/A | #N/A | #N/A | #N/A | #N/A | #N/A | #N/A |  | #N/A |  | 0 | 0
192 | Goods | 3042710133 | ODF Patch panels (48) |  | 48 PORT 2U 48 pcs Simplex SC/APC adaptors, 48 pcs SC/APC Pigtail, 48 pcs splice protector sleeve, 4 pcs splice tray) | Each | 218.75 | #N/A | #N/A | #N/A | #N/A | #N/A | #N/A | #N/A |  | #N/A |  | 0 | 0
59 | Goods | 3079112026 | 7210 SAS-Sx Bundle |  | "7210 SAS-Sx 10/100G BNDL incl: | Each | 18000 | 4 | #N/A | #N/A | #N/A | #N/A | #N/A | 10 |  | #N/A |  | 14 | 252000 | Hw/SW
66 | Goods | 3047816045 | 3HE16565AA |  | QSFP-DD ZR+ each with 3HE00100PP - RTU License for 400G port | Each | 9200 | #N/A | #N/A | #N/A | #N/A | #N/A | #N/A | #N/A |  | #N/A |  | 0 | 0
181 | Goods | 3020729413 | Nokia-Power-Upgrade- Single Battery Cell Addition- Hardware (150 Ah) |  | Power upgrade battery kit for Pre-Aggr routers (150 Ah) 12V Cell | Each | 272.5 | #N/A | #N/A | #N/A | #N/A | #N/A | #N/A | #N/A |  | #N/A |  | 0 | 0
185 | Goods | 3029815923 | Nokia-Rack-42U |  | Free Standing Racks - 42U - 800mm(W) X 800mm(D) with FAN Unit, perforated front and back door, filter layer on perforated surface, Vertical cable manager on front and back sides of the rails, Lacing bar on either sides | Each | 843.75 | #N/A | #N/A | #N/A | #N/A | #N/A | #N/A | #N/A |  | #N/A |  | 0 | 0
82 | Goods | 3031959162 | 3HE00062CB |  | SFP - GIGE BASE-T RJ45 R6/6 DDM -40/85C - each with 3HE00100PP - RTU License for GIGE BASE-T RJ45 port | Each | 35 | #N/A | #N/A | #N/A | #N/A | #N/A | #N/A | #N/A |  | #N/A |  | 0 | 0
149 | Goods | 3064904718 | CSG_ISP_service per 100 meters |  | ISP services for indoor access router deployments per 100 meters | Each | 680 | #N/A | #N/A | #N/A | #N/A | #N/A | #N/A | #N/A |  | #N/A |  | 0 | 0
147 | Goods | 3023551258 | BDS Migration |  | Nokia-BDS-Migration incl. Migration execution ,testing and acceptance services per node | Each | 1710 | #N/A | #N/A | #N/A | #N/A | #N/A | #N/A | #N/A |  | #N/A |  | 0 | 0
157 | Goods | 3026609591 | 16 sprints |  | Sixteen sprint includes two scrum teams working parallel for a year (Each scrum team can deliver max of 8 sprints per year) | Each | 966604.8 | #N/A | #N/A | #N/A | #N/A | #N/A | #N/A | #N/A |  | #N/A |  | 0 | 0
79 | Goods | 3039118801 | 3HE00028CA |  | SFP - GIGE LX - LC ROHS 6/6 DDM -40/85C - each with 3HE00100PP - RTU License for GIGE port | Each | 40 | #N/A | #N/A | #N/A | #N/A | #N/A | #N/A | #N/A |  | #N/A |  | 0 | 0
167 | Goods | 3015251445 | Nokia NMS_upgrade service |  | NMS_upgrade_year1 including MOP preparation, staging, execution and acceptance test | Each | 80000 | #N/A | #N/A | #N/A | #N/A | #N/A | #N/A | #N/A |  | #N/A |  | 0 | 0
30 | Goods | 3050618316 | SR7B Upgrade for PAGG Layer |  | "SR7PGG 400G UPG BNDL | Each | 40002.37 | #N/A | #N/A | #N/A | #N/A | #N/A | #N/A | #N/A |  | #N/A |  | 0 | 0
146 | Goods | 3095478693 | Mobile Migration per Cisco CSG |  | Mobile Migration incl. Remote migration execution ,testing and acceptance services per Cisco CSG | Each | 500 | #N/A | #N/A | #N/A | #N/A | #N/A | #N/A | #N/A |  | #N/A |  | 0 | 0
166 | Goods | 3019800006 | #N/A |  | Nokia-OS-CSG SW Upgrade | Each | 774.4 | #N/A | #N/A | #N/A | #N/A | #N/A | #N/A | #N/A |  | #N/A |  | 0 | 0
58 | Goods | 3066304966 | IXR-e-Small Bundle |  | "IXR-e CSG-low BNDL | Each | 2900 | #N/A | #N/A | #N/A | #N/A | #N/A | #N/A | #N/A |  | #N/A |  | 0 | 0
43 | Goods | 3017285195 | SCSG_25G Bundle |  | "7250 IXR-R6 SGCG 25G MDA BNDL incl: | Each | 7576 | #N/A | #N/A | #N/A | #N/A | #N/A | #N/A | #N/A |  | #N/A |  | 0 | 0
25 | Goods | 3040867359 | 3HE15562AA |  | MDA-s - 8pt SFP-DD MACsec + 2pt QSFP28 | Each | 8500 | #N/A | #N/A | #N/A | #N/A | #N/A | #N/A | #N/A |  | #N/A |  | 0 | 0
88 | Goods | 3083676848 | 3HE100GLRtoZR |  | QSFP28 - 100G LR to ZR Upgrade | Each | 2100 | #N/A | #N/A | #N/A | #N/A | #N/A | #N/A | #N/A |  | #N/A |  | 0 | 0
108 | Goods | 3080302465 | 3HE11839AA |  | Deepfield Core Platform - Includes Cloud Genome - PERPETUAL | Each | 125000 | #N/A | #N/A | #N/A | #N/A | #N/A | #N/A | #N/A |  | #N/A |  | 0 | 0
162 | Goods | 3099044561 | Nokia-OS-Upgrade-PAGG/SCSG-Service |  | Upgrade the PAGG node from N Release to N+1 Release | Each | 774.4 | #N/A | #N/A | #N/A | #N/A | #N/A | 7 | #N/A |  | #N/A |  | 7 | 5420.8 | Services
188 | Goods | 3071804270 | Nokia-Rack-6U |  | Wall Mount - 6U - 600mm(W) X 600mm(D) | Each | 168.75 | #N/A | #N/A | #N/A | #N/A | #N/A | #N/A | #N/A |  | #N/A |  | 0 | 0
119 | Goods | 3079928711 | Aggregation_PE v2 Installation & Commissioning |  | Nokia-Agg-New-PE_v2-HW installation incl. Project Management teams, Rollout team, Warehouse rental, site survey, installation, commissioning, Integration, ATP, IPSec Integration and Decommissioning services | Each | 6000 | 4 | #N/A | #N/A | #N/A | #N/A | #N/A | #N/A |  | #N/A |  | 4 | 24000 | Services
67 | Goods | 3090346042 | 3HE15212AA |  | QSFP56-DD - 400G LR8 10Km 0/70C - each with 3HE00100PP - RTU License for 400G port | Each | 5000 | #N/A | #N/A | #N/A | #N/A | #N/A | #N/A | #N/A |  | #N/A |  | 0 | 0
164 | Goods | 3056903584 | Nokia-OS-Aggregation SW Upgrade |  | Major software update from N Release to N+1 Release for the existing AGG | Each | 2323.2 | #N/A | #N/A | #N/A | #N/A | #N/A | #N/A | #N/A |  | #N/A |  | 0 | 0
64 | Goods | 3055942303 | 1830-ONE-Bundle |  | "Nokia 1830-ONE Bundle including: | Each | 1988 | #N/A | #N/A | #N/A | #N/A | #N/A | #N/A | #N/A |  | #N/A |  | 0 | 0
57 | Goods | 3066534801 | IXR-e-Big Bundle wthout 100G |  | "IXR-E CSG without 100G BNDL: | Each | 3350 | #N/A | #N/A | #N/A | #N/A | #N/A | #N/A | #N/A |  | #N/A |  | 0 | 0
53 | Goods | 3050172043 | 3HELB010AA |  | MDA - 16 x cSFP (R6x) | Each | 3800 | #N/A | #N/A | #N/A | #N/A | #N/A | #N/A | #N/A |  | #N/A |  | 0 | 0
68 | Goods | 3029884072 | 3HE15211AA |  | QSFP56-DD - 400G SR8 100m 0/70C (MPO-16) | Each | 2000 | #N/A | #N/A | #N/A | #N/A | #N/A | #N/A | #N/A |  | #N/A |  | 0 | 0
41 | Goods | 3089586518 | SCSG_Low Bundle2 |  | "IXR-R6-Low2 | Each | 25393.96 | #N/A | #N/A | #N/A | #N/A | #N/A | #N/A | #N/A |  | #N/A |  | 0 | 0
39 | Goods | 3014950070 | SCSG_High Bundle |  | "IXR-R6 400G | Each | 43400 | #N/A | #N/A | 21 | 6 | #N/A | #N/A | #N/A |  | #N/A |  | 27 | 1171800 | Hw/SW
76 | Goods | 3057161423 | 3HE09328AA |  | SFP+ 10GE ER - LC ROHS6/6-40/85C - each with 3HE00100PP - RTU License for 10G port | Each | 2307 | #N/A | #N/A | #N/A | #N/A | #N/A | #N/A | #N/A |  | #N/A |  | 0 | 0
8 | Goods | 3065765496 | AGG 100G&25G Bundle |  | AGG100G/25G MDAs BNDL_v1 incl:(1)3HE12513AA MDAs 16pt SFP-DD MACsec+4pt QSFP28 (4)QSFP28-100GBASE-LR4 ROHS6/6 0/70C_w_RTU Lic.(8)SFP28-25GE LR-LC ROHS6/6-40/85C_w_RTU Lic.(4)SFP28-25GE ER-LC ROHS6/6-40/85C_w_RTU Lic. | Each | 27500 | #N/A | #N/A | #N/A | #N/A | #N/A | #N/A | #N/A |  | #N/A |  | 0 | 0
208 | Goods | 3056416201 | Rectifier DPR2000C ( Delta ) |  | Rectifier DPR2000C ( Delta ) | Each | 148.23 | #N/A | #N/A | #N/A | #N/A | #N/A | #N/A | #N/A |  | #N/A |  | 0 | 0
205 | Goods | 3022654685 | CBI/Nader Output Breakers (Slim-Type) - 63A |  | Supply of CBI/Nader Output Breakers (Slim-Type) - 63A; 1 pole | Each | 3.39 | #N/A | #N/A | #N/A | #N/A | #N/A | #N/A | #N/A |  | #N/A |  | 0 | 0
210 | Goods | 3045568832 | Power_PowerCables and Lugs |  | Power upgrade cable and lugs kit for Core/AGGR/PAGG/Access routers (green, blue and red) | Each | 68.49 | #N/A | #N/A | #N/A | #N/A | #N/A | #N/A | #N/A |  | #N/A |  | 0 | 0
131 | Goods | 3086166872 | PAGG/SCSG HW Installation & Commissioning |  | Nokia-PAGG/SCSG-New-HW installation incl. Project Management teams, Rollout team, Warehouse rental, site survey, installation, commissioning , Integration, ATP, and Decommissioning services | Each | 3973.2 | #N/A | #N/A | #N/A | #N/A | #N/A | #N/A | #N/A |  | #N/A |  | 0 | 0
194 | Goods | 3036613084 | ODF Patch panels (12) |  | 12 PORT 1U (12 pcs Simplex SC/APC adaptors, 12 pcs SC/APC Pigtail,12 pcs splice protector sleeve, 1 pcs splice tray) | Each | 96.25 | #N/A | #N/A | #N/A | #N/A | #N/A | #N/A | #N/A |  | #N/A |  | 0 | 0
195 | Goods | 3092780679 | Vertiv/Delta Indoor Power Cabinet 12KW |  | Vertiv Indoor Power Cabinet 12KW (including the N+1 redundancy module) upgradable to 20KW applicable warranty of 5 years | Each | 2018.72 | #N/A | #N/A | #N/A | #N/A | #N/A | #N/A | #N/A |  | #N/A |  | 0 | 0
118 | Goods | 3012563231 | Aggregation_PE v1 Installation & Commissioning |  | Nokia-Agg-New-PE_v1-HW installation incl. Project Management teams, Rollout team, Warehouse rental, site survey, installation, commissioning, Integration, ATP, IPSec Integration and Decommissioning services | Each | 6000 | #N/A | #N/A | #N/A | #N/A | #N/A | #N/A | #N/A |  | #N/A |  | 0 | 0
169 | Goods | 3024805236 | 1AB407580013 |  | Optical Fiber cables (20m) | Each | 3024805236 | #N/A | #N/A | #N/A | #N/A | #N/A | #N/A | #N/A |  | #N/A |  | 0 | 0
176 | Goods | 3034351841 | 1AD147550001 |  | TRU - Power (Considered for Controller sites) | Each | 193.53 | #N/A | #N/A | #N/A | #N/A | #N/A | #N/A | #N/A |  | #N/A |  | 0 | 0
127 | Goods | 3039137045 | Nokia AGG-SWAP-Port by Port Migration from one existing node to Nokia AGG from a different physical site |  | Nokia AGG-SWAP-Port by Port Migration incl. Automated Migration execution, testing and acceptance services [from one existing node to Nokia AGG from a different physical site[up to 10 ports]] | Each | 10000 | #N/A | #N/A | #N/A | #N/A | #N/A | #N/A | #N/A |  | #N/A |  | 0 | 0 | Services
4 | Goods | 3073693538 | AGGv1 400G Bundle |  | AGG400G MDAs BNDL incl: (1)3HE12515AA MDAs SRs 4pt QSFP-DD+4pt QSFP28 (4)3HE15212AA QSFP56DD-400G LR8 10Km 0/70C-each_w_3HE00400PP-RTU Lic.for 400G port (2)3HE10550AA QSFP28-100GBASE-LR4 ROHS6/6 0/70C-each_w_3HE00100PP-RTU Lic.for 100G port | Each | 44000 | 8 | #N/A | #N/A | #N/A | #N/A | #N/A | #N/A |  | #N/A |  | 8 | 352000 | Hw/SW
178 | Goods | 3014904444 | 3BK08959BA |  | Power Cable 1x35 Black (15 meters per site) | Each | 5.81 | 40 | #N/A | 42 | 12 | #N/A | #N/A | #N/A |  | #N/A |  | 94 | 546.14 | Hw/SW
114 | Goods | 3016262059 | 3HE16013AA |  | NSP PATH CONTROL + OPTIMIZATION FP | Each | 15000 | #N/A | #N/A | #N/A | #N/A | #N/A | #N/A | #N/A |  | #N/A |  | 0 | 0
219 | Goods | 3083845282 | Deliver custom software artefacts of sixteen sprints |  | Deliver custom software artefacts of sixteen sprints | Each | 966604.8 | #N/A | #N/A | #N/A | #N/A | #N/A | #N/A | #N/A |  | #N/A |  | 0 | 0
60 | Goods | 3091206981 | 3HE11597AA |  | SYS - 7210 SAS-Sx 64SFP+ 4QSFP28 | Each | 15281 | #N/A | #N/A | #N/A | #N/A | #N/A | #N/A | #N/A |  | #N/A |  | 0 | 0
77 | Goods | 3040925764 | 3HE09329AA |  | SFP+ 10GE ZR - LC ROHS6/6 -40/85C - each with 3HE00100PP - RTU License for 10G port | Each | 3469 | #N/A | #N/A | #N/A | #N/A | #N/A | #N/A | #N/A |  | #N/A |  | 0 | 0
222 | Goods | 3025958047 | Implementation of VAS for subscriber based firewall enablement for 1 AGGR pair |  | Implementation of VAS for subscriber based firewall enablement for 1 AGGR pair | Each | 18300 | #N/A | #N/A | #N/A | #N/A | #N/A | #N/A | #N/A |  | #N/A |  | 0 | 0
52 | Goods | 3077379998 | 3HE16712AA |  | MDA - 15 x SFP28 or 18 x SFP+ (R6x) | Each | 13300 | #N/A | #N/A | #N/A | #N/A | #N/A | #N/A | #N/A |  | #N/A |  | 0 | 0
134 | Goods | 3043063050 | SWAP PAGG/SCSG Port by Port Migration |  | Nokia PAGG-SWAP-Port by Port Migration includes Automated Migration execution, testing and acceptance services | Each | 35000 | #N/A | #N/A | 19 | 6 | #N/A | #N/A | #N/A |  | #N/A |  | 25 | 875000 | Services
63 | Goods | 3090904590 | 7750 SR-2s Chassis Bundle for Testbed |  | "SR2s Testbed BNDL(Limited to 1) | Each | 0 | #N/A | #N/A | #N/A | #N/A | #N/A | #N/A | #N/A |  | #N/A |  | 0 | 0
34 | Goods | 3026927345 | 3HE15152AA |  | MDA-e-XP - 7750 SR 6-pt QSFP-DD | Each | 28560 | #N/A | #N/A | #N/A | #N/A | #N/A | #N/A | #N/A |  | #N/A |  | 0 | 0
96 | Goods | 3067541885 | 3HE15662AA |  | OS - 7250 IXR R20.x OS LICENSE LARGE | Each | 300 | #N/A | #N/A | #N/A | #N/A | #N/A | #N/A | #N/A |  | #N/A |  | 0 | 0
170 | Goods | 3032397606 | Resident Engineer |  | Resident Engineer | Each | 152433.5 | #N/A | #N/A | #N/A | #N/A | #N/A | #N/A | #N/A |  | #N/A |  | 0 | 0
136 | Goods | 3029909708 | PAGG/SCSG SWAP Port by Port Migration |  | Nokia PAGG- SWAP Port by Port Migration includes Automated Migration execution, testing and acceptance services (limited to 8 SR7B nodes dismantled from AGG layer) | Each | 35000 | #N/A | #N/A | #N/A | #N/A | #N/A | #N/A | #N/A |  | #N/A |  | 0 | 0
193 | Goods | 3019463966 | ODF Patch panels (24) |  | 24 PORT 1U (24 pcs Simplex SC/APC adaptors, 24 pcs SC/APC Pigtail, 24 pcs splice protector sleeve, 2 pcs splice tray) | Each | 133.75 | #N/A | #N/A | #N/A | #N/A | #N/A | #N/A | #N/A |  | #N/A |  | 0 | 0
70 | Goods | 3083510427 | 3HE10550AA |  | QSFP28 - 100GBASE-LR4 ROHS6/6 0/70C - each with 3HE00100PP - RTU License for 100G port | Each | 3000 | #N/A | #N/A | #N/A | #N/A | #N/A | #N/A | #N/A |  | #N/A |  | 0 | 0
84 | Goods | 3090865384 | 1AK23148AAAA |  | TPoP Smart SFP, E1 120 Ohm balanced, RJ45 - each with 3HE00100PP - RTU License for E1 port | Each | 240 | #N/A | #N/A | 0 | 0 | #N/A | #N/A | #N/A |  | #N/A |  | 0 | 0
116 | Goods | 3039524547 | 3HE16256AA |  | NSP MULTILAYER CONTROL COORDINATION FP | Each | 20000 | #N/A | #N/A | #N/A | #N/A | #N/A | #N/A | #N/A |  | #N/A |  | 0 | 0
171 | Goods | 3063686995 | 1AB407560001 |  | Optical Fiber cables (3m) | Each | 3.95 | #N/A | #N/A | #N/A | #N/A | #N/A | #N/A | #N/A |  | #N/A |  | 0 | 0
143 | Goods | 3025561575 | 3rd Party CSG Integration |  | 3rd party CSG HW-Installation includes Project Management teams,Rollout team,Warehouse rental, site survey, installation, comissioning, Integration and Decomissioning services | Each | 390 | #N/A | #N/A | #N/A | #N/A | #N/A | #N/A | #N/A |  | #N/A |  | 0 | 0
172 | Goods | 3040403128 | 1AB377380001 |  | Optical Fiber cables (5m) | Each | 4.17 | #N/A | #N/A | #N/A | #N/A | #N/A | #N/A | #N/A |  | #N/A |  | 0 | 0
155 | Goods | 3083845279 | 1 sprint |  | One sprint includes one scrum team for 6 weeks (working on one Use Case) | Each | 74088 | #N/A | #N/A | #N/A | #N/A | #N/A | #N/A | #N/A |  | #N/A |  | 0 | 0
113 | Goods | 3030283232 | 3HE16012AA |  | NSP CONTROL + VISUALIZATION STARTER FP | Each | 15000 | #N/A | #N/A | #N/A | #N/A | #N/A | #N/A | #N/A |  | #N/A |  | 0 | 0
99 | Goods | 3095328969 | 3HE11471CA |  | OS-7210 SAS-Sx 10/100 Base Lic Sat R11.0 | Each | 40 | 4 | #N/A | #N/A | #N/A | #N/A | 20 | #N/A |  | #N/A |  | 24 | 960 | Hw/SW
211 | Goods | 3029295636 | 3HE15764AA |  | MDA-e-XP - 7750 SR 3-pt QSFP-DD | Each | 20400 | #N/A | #N/A | #N/A | #N/A | #N/A | #N/A | #N/A |  | #N/A |  | 0 | 0
28 | Goods | 3021402263 | AGG_SR12E_Upgrade_100G |  | "7750SR7/12e 100G MDA-e-XP BNDL incl: | Each | 18196.08 | #N/A | #N/A | #N/A | #N/A | #N/A | #N/A | #N/A |  | #N/A |  | 0 | 0
15 | Goods | 3010409766 | 3HE12388BA |  | XMA - SR-s 2.4T 24pt QSFP28 ER | Each | 48000 | #N/A | #N/A | #N/A | #N/A | #N/A | #N/A | #N/A |  | #N/A |  | 0 | 0
216 | Goods | 3083845283 | Deliver custom software artefacts of twenty-four sprints |  | Deliver custom software artefacts of twenty-four sprints | Each | 1371955.2 | #N/A | #N/A | #N/A | #N/A | #N/A | #N/A | #N/A |  | #N/A |  | 0 | 0
81 | Goods | 3093056662 | 3HE00029CA |  | SFP - GIGE ZX - LC ROHS 6/6 DDM -40/85C - each with 3HE00100PP - RTU License for GIGE port | Each | 160 | #N/A | #N/A | #N/A | #N/A | #N/A | #N/A | #N/A |  | #N/A |  | 0 | 0
104 | Goods | 3046518651 | 3HELB021AA |  | RTU - Large FIB scale License, IXR | Each | 250 | #N/A | #N/A | 21 | 6 | #N/A | #N/A | #N/A |  | #N/A |  | 27 | 6750 | Hw/SW
22 | Goods | 3088379579 | 3HE15563AA |  | MDA-s - SR-s 2pt QSFP-DD + 2pt QSFP28 | Each | 8500 | #N/A | #N/A | #N/A | #N/A | #N/A | #N/A | #N/A |  | #N/A |  | 0 | 0
83 | Goods | 3078304503 | 1AK23152AAAA |  | CSoP Smart SFP, 15 km STM-1 over GbE - each with 3HE00100PP - RTU License for STM1 port | Each | 600 | #N/A | #N/A | 0 | 0 | #N/A | #N/A | #N/A |  | #N/A |  | 0 | 0
95 | Goods | 3063342083 | 3HE15664BA |  | OS - 7250 IXR R20.x ZTP OS LICENSE SMALL | Each | 300 | #N/A | #N/A | #N/A | #N/A | #N/A | #N/A | #N/A |  | #N/A |  | 0 | 0
61 | Goods | 3025272280 | 3HE10499AA |  | PS - 7210 SAS-Sx Power Supply DC -48V (F) | Each | 950 | #N/A | #N/A | #N/A | #N/A | #N/A | #N/A | #N/A |  | #N/A |  | 0 | 0
121 | Goods | 3091985164 | SWAP Aggregation_PE_v1 (Replacement/Upgrade to AGG_v1) Installation & Commissioning |  | Nokia Agg-SWAP-PE_v1-HW installation incl. Project Management teams, Rollout team, Warehouse rental,site survey, installation, commissioning, Integration, ATP, IPSec Integration and Decommissioning services | Each | 0 | #N/A | #N/A | #N/A | #N/A | #N/A | #N/A | #N/A |  | #N/A |  | 0 | 0
19 | Goods | 3087565806 | 3HE12379AA |  | XCM - 7750 SR-s XCM-2s | Each | 14000 | #N/A | #N/A | #N/A | #N/A | #N/A | #N/A | #N/A |  | #N/A |  | 0 | 0
49 | Goods | 3083623617 | 3HE11282AA-BL |  | "(1)3HE11282AA 1P 100GE QSFP28 +6P 10GE SFP+ MDA | Each | 7000 | #N/A | #N/A | #N/A | #N/A | #N/A | #N/A | #N/A |  | #N/A |  | 0 | 0
33 | Goods | 3038936149 | 3HE12334AA |  | MDA-e-XP - 7750 SR 12-pt QSFP28 | Each | 28800 | #N/A | #N/A | #N/A | #N/A | #N/A | #N/A | #N/A |  | #N/A |  | 0 | 0
200 | Goods | 3060155800 | Vertiv/Delta Rectifier module compatible with the Supplied DC System |  | Supply of Vertic Rectifier module compatible with the Supplied DC System, 3000W | Each | 235 | #N/A | #N/A | #N/A | #N/A | #N/A | #N/A | #N/A |  | #N/A |  | 0 | 0
56 | Goods | 3043257058 | IXR-e-Big Bundle |  | "IXR-E CSG100G BNDL: | Each | 4850 | #N/A | #N/A | #N/A | #N/A | #N/A | #N/A | #N/A |  | #N/A |  | 0 | 0
160 | Goods | 3091889365 | LSS Yearly fee_Year 2 |  | "LSS covers 1.the work to recertify automation use cases with the new NSP and/or NE versions | Each | 415121.28 | #N/A | #N/A | #N/A | #N/A | #N/A | #N/A | #N/A |  | #N/A |  | 0 | 0
214 | Goods | 3083845281 | Deliver custom software artefacts of eight sprints |  | Deliver custom software artefacts of eight sprints | Each | 537600 | #N/A | #N/A | #N/A | #N/A | #N/A | #N/A | #N/A |  | #N/A |  | 0 | 0
183 | Goods | 3033491276 | Nokia-Power-Upgrade- Single Rectifier Module Addition- Hardware-PowerOne |  | Power upgrade rectifier kit for Pre-Aggr routers (Brand: Powerone) Single Module - powerOne 1600W | Each | 343.18 | #N/A | #N/A | #N/A | #N/A | #N/A | #N/A | #N/A |  | #N/A |  | 0 | 0
26 | Goods | 3056682874 | 3HE12515AA |  | MDA-s – SR-s 4-pt QSFP-DD + 4-pt QSFP28 | Each | 16750 | #N/A | #N/A | #N/A | #N/A | #N/A | #N/A | #N/A |  | #N/A |  | 0 | 0
115 | Goods | 3090096080 | 3HE16020AA |  | NSP MULTILAYER DISC. + VISUALIZATION FP | Each | 20000 | #N/A | #N/A | #N/A | #N/A | #N/A | #N/A | #N/A |  | #N/A |  | 0 | 0
159 | Goods | 3012592186 | LSS yearly fee_ Year 1 |  | "LSS covers 1.the work to recertify automation use cases with the new NSP and/or NE versions | Each | 308582.4 | #N/A | #N/A | #N/A | #N/A | #N/A | #N/A | #N/A |  | #N/A |  | 0 | 0
174 | Goods | 3066834014 | 1AB377380006 |  | Optical Fiber cables (10m) | Each | 4.72 | 816 | 0 | 1000 | 1000 | 60 | #N/A | #N/A |  | #N/A |  | 2876 | 13574.72 | Hw/SW
80 | Goods | 3043620585 | 3HE00867CA |  | SFP - GIGE EX - LC ROHS 6/6 DDM -40/85C - each with 3HE00100PP - RTU License for GIGE port | Each | 80 | #N/A | #N/A | #N/A | #N/A | #N/A | #N/A | #N/A |  | #N/A |  | 0 | 0
14 | Goods | 3093022675 | 3HE13956BA |  | XMA-SR-s 3.6T 36pt QSFP28 ER | Each | 30000 | #N/A | #N/A | #N/A | #N/A | #N/A | #N/A | #N/A |  | #N/A |  | 0 | 0
156 | Goods | 3053049447 | 8 sprints |  | Eight sprints includes one scrum team for working for a year (Each Scrum team can deliver max of 8 sprints per year) | Each | 537600 | #N/A | #N/A | #N/A | #N/A | #N/A | #N/A | #N/A |  | #N/A |  | 0 | 0
97 | Goods | 3090368912 | 3HE15663AA |  | OS - 7250 IXR R20.x OS LICENSE MED | Each | 300 | #N/A | #N/A | #N/A | #N/A | #N/A | #N/A | #N/A |  | #N/A |  | 0 | 0
129 | Goods | 3021260661 | Nokia AGG Capacity Expansion Migration |  | Nokia AGG Capacity Expansion Migration incl. Migration execution, testing and acceptance services per node from existing configuration to the new configuration | Each | 7247 | #N/A | 0 | #N/A | #N/A | #N/A | #N/A | #N/A |  | #N/A |  | 0 | 0
13 | Goods | 3044071677 | 3HE11307AA |  | XMA - SR-s 2.4T 36pt QSFP28 CR to 3.6T | Each | 44000 | #N/A | #N/A | #N/A | #N/A | #N/A | #N/A | #N/A |  | #N/A |  | 0 | 0
55 | Goods | 3068447396 | 3HE12523AA |  | 6P 10GE SFP+ + 4P 25GE SFP28 MDA | Each | 8360 | #N/A | #N/A | #N/A | #N/A | #N/A | #N/A | #N/A |  | #N/A |  | 0 | 0
135 | Goods | 3055892175 | PAGG/SCSG HOT SWAP Migration |  | Nokia PAGG-HOT SWAP Migration includes Automated Migration execution, testing and acceptance services (limited to 8 SR7B nodes dismantled from AGG layer) | Each | 12000 | #N/A | #N/A | #N/A | #N/A | #N/A | #N/A | #N/A |  | #N/A |  | 0 | 0
16 | Goods | 3010525854 | #N/A |  | XMA - SR-s 2.4T 24pt QSFP28 ER | Each | 26000 | #N/A | #N/A | #N/A | #N/A | #N/A | #N/A | #N/A |  | #N/A |  | 0 | 0
2 | Goods | 3031328909 | AGGv2 Bundle |  | SR7s-AGGv2 BNDL incl:(1)3HE16196AA BNDL 7750SR7s CPM2-7s CNTL RED DC PWR (1)3HE12328AA PWR SHELF ACC KIT LVDC (1)3HE12460AA AIR FILTER DOOR KIT (3)3HE12378AA XCM IMP PNL (2)3HE11305AA XCM7750 SRs XCM7s (2)3HE12510BA IOMs-SRs IOMs 1.6T-ER | Each | 90000 | #N/A | #N/A | #N/A | #N/A | #N/A | #N/A | #N/A |  | #N/A |  | 0 | 0
86 | Goods | 3054924822 | 3HE400GLRtoZR+ |  | 400G QSFP-DD LR to ZR+ Upgrade | Each | 4200 | #N/A | #N/A | #N/A | #N/A | #N/A | #N/A | #N/A |  | #N/A |  | 0 | 0
187 | Goods | 3049666899 | Nokia-Rack-12U |  | 12U ergoRack with Glass Front Door, openable side panels from inside or outside 600x600 mm (organiser, cable ring, gorunding bar) | Each | 162.5 | #N/A | #N/A | #N/A | #N/A | #N/A | #N/A | #N/A |  | #N/A |  | 0 | 0
197 | Goods | 3026816154 | Dismantle old Rectifier - including the packing and transfer to warehouse |  | Dismantle old Rectifier - including the packing and transfer to warehouse | Each | 269.03 | #N/A | #N/A | #N/A | #N/A | #N/A | #N/A | #N/A |  | #N/A |  | 0 | 0
122 | Goods | 3042668390 | SWAP Aggregation_PE_v2 (Replacement/Upgrade to AGG_v2) Installation & Commissioning |  | Nokia Agg-SWAP-PE_v2-HW installation incl. Project Management teams, Rollout team, Warehouse rental, site survey, installation ,commissioning, Integration, ATP, IPSec Integration and Decommissioning services | Each | 6000 | #N/A | #N/A | #N/A | #N/A | #N/A | #N/A | #N/A |  | #N/A |  | 0 | 0
198 | Goods | 3022785468 | Supply outdoor Power Cabinet 12KW |  | Supply outdoor Power Cabinet 12KW (including the N+1 redundancy module) upgradable to 20KW, applicable warranty of 5 years | Each | 2836.44 | #N/A | #N/A | #N/A | #N/A | #N/A | #N/A | #N/A |  | #N/A |  | 0 | 0
11 | Goods | 3085522104 | 3HE12390AA |  | XMA - SR-s 3.6T 36pt QSFP-DD CR | Each | 30000 | #N/A | #N/A | #N/A | #N/A | #N/A | #N/A | #N/A |  | #N/A |  | 0 | 0
130 | Goods | 3010287699 | Nokia PAGG Capacity Expansion Migration |  | Nokia PAGG Capacity Expansion Migration incl. Migration execution, testing and acceptance services per node from existing configuration to the new configuration | Each | 5921 | #N/A | #N/A | #N/A | #N/A | #N/A | #N/A | #N/A |  | #N/A |  | 0 | 0
10 | Goods | 3085299903 | 3HE12392AA |  | XMA - SR-s 4.8T 36pt QSFP-DD CR to 12T | Each | 40000 | #N/A | #N/A | #N/A | #N/A | #N/A | #N/A | #N/A |  | #N/A |  | 0 | 0
50 | Goods | 3061617488 | 3HE16713AA |  | MDA - 20 x SFP+ (R6x) | Each | 11875 | #N/A | #N/A | #N/A | #N/A | 5 | #N/A | #N/A |  | #N/A |  | 5 | 59375
218 | Goods | 3083845281 | Deliver custom software artefacts of eight sprints |  | Deliver custom software artefacts of eight sprints | Each | 537600 | #N/A | #N/A | #N/A | #N/A | #N/A | #N/A | #N/A |  | #N/A |  | 0 | 0
112 | Goods | 3073121370 | 3HE16018AA |  | NSP IP CONTROL CLASS 3 NODE | Each | 75 | #N/A | #N/A | #N/A | #N/A | #N/A | #N/A | #N/A |  | #N/A |  | 0 | 0
9 | Goods | 3071025782 | ESA Bundle |  | AGG ESA Bundle for Ipsec including:(1) 3HE15841AA ESA - 7750 SR ESA 100G DC (2) 3HE10551AA QSFP28 - 100GBASE-SR4 ROHS6/6 0/70C - each with 3HE00100PP -RTU License for 100G port | Each | 13860 | 4 | #N/A | #N/A | #N/A | #N/A | #N/A | #N/A |  | #N/A |  | 4 | 55440 | Hw/SW
152 | Goods | 3089879742 | Deepfield Platform design, installation and configuration |  | Deepfield Platform design, installation and configuration (does not include HW installation) | Each | 55000 | #N/A | #N/A | #N/A | #N/A | #N/A | #N/A | #N/A |  | #N/A |  | 0 | 0
148 | Goods | 3086203925 | Card Expansion Installation&Integration |  | Nokia-Card Expansion incl. Installation & Integration and acceptance services | Each | 1002 | #N/A | 20 | #N/A | #N/A | 8 | #N/A | 10 |  | 14 |  | 52 | 52104 | Services
72 | Goods | 3079434410 | 3HE16558AA |  | QSFP28 - 100G ZR4 0/70C - each with 3HE00100PP - RTU License for 100G port | Each | 5100 | #N/A | #N/A | #N/A | #N/A | #N/A | #N/A | #N/A |  | #N/A |  | 0 | 0
224 | Goods | 3025958049 | #N/A |  | SR - OS - ZTP 7750/7950 R22.x LICENSE | Each | 1000 | #N/A | #N/A | #N/A | #N/A | #N/A | #N/A | #N/A |  | #N/A |  | 0 | 0
103 | Goods | 3066930622 | 3HE06490AA |  | RTU - SROS ESM - 64K SUB-HOSTS | Each | 0 | 4 | #N/A | #N/A | #N/A | #N/A | #N/A | #N/A |  | #N/A |  | 4 | 0 | Hw/SW
105 | Goods | 3041361313 | 3HE11380AA |  | ASL VSR BGP Route Reflector | Each | 10000 | #N/A | #N/A | #N/A | #N/A | #N/A | #N/A | #N/A |  | #N/A |  | 0 | 0
87 | Goods | 3030107884 | 3HE100GLRtoER |  | QSFP28 - 100G LR to ER Upgrade | Each | 1300 | #N/A | #N/A | #N/A | #N/A | #N/A | #N/A | #N/A |  | #N/A |  | 0 | 0
42 | Goods | 3095178703 | SCSG_High_25G Bundle |  | "7250 IXR-R6 25G MDA BNDL incl: | Each | 10351.6 | #N/A | #N/A | #N/A | #N/A | 3 | #N/A | #N/A |  | #N/A |  | 3 | 31054.8
32 | Goods | 3040403027 | 3HE13727BA |  | IOM - 7750 SR IOM5-e 400G - ER - SR7/12 | Each | 27000 | #N/A | #N/A | #N/A | #N/A | #N/A | #N/A | #N/A |  | #N/A |  | 0 | 0
98 | Goods | 3094600287 | 3HE15664AA |  | OS - 7250 IXR R20.x OS LICENSE SMALL | Each | 300 | #N/A | #N/A | #N/A | #N/A | #N/A | #N/A | #N/A |  | #N/A |  | 0 | 0
215 | Goods | 3083845282 | Deliver custom software artefacts of sixteen sprints |  | Deliver custom software artefacts of sixteen sprints | Each | 966604.8 | #N/A | #N/A | #N/A | #N/A | #N/A | #N/A | #N/A |  | #N/A |  | 0 | 0
133 | Goods | 3014116532 | SWAP PAGG/SCSG HOT SWAP Migration |  | Nokia PAGG-HOT SWAP Migration includes Automated Migration execution, testing and acceptance services | Each | 25876 | #N/A | #N/A | #N/A | #N/A | #N/A | #N/A | #N/A |  | #N/A |  | 0 | 0
94 | Goods | 3076732972 | 3HE15663BA |  | OS - 7250 IXR R20.x ZTP OS LICENSE MED | Each | 300 | #N/A | #N/A | #N/A | #N/A | #N/A | #N/A | #N/A |  | #N/A |  | 0 | 0
137 | Goods | 3038699374 | CSG_v1 HW Installation & Commissioning |  | Nokia-CSG-New_v1-HW-Installation includes Project Management teams,Rollout team,Warehouse rental, site survey, installation, comissioning, Integration and Decomissioning services | Each | 2004 | #N/A | #N/A | #N/A | #N/A | #N/A | #N/A | #N/A |  | #N/A |  | 0 | 0
62 | Goods | 3011998039 | 7750 SR-7s Chassis Bundle for Testbed |  | "SR7s Testbed BNDL ( Limited to 2) | Each | 0 | #N/A | #N/A | #N/A | #N/A | #N/A | #N/A | #N/A |  | #N/A |  | 0 | 0
1 | Goods | 3013258069 | AGGv1 Bundle |  | SR7s-AGGv1 BNDL incl:(1)3HE16196AA_BNDL 7750SR7s CPM2-7s CNTL RED DC PWR (1)3HE12328AA_PWR SHELF ACC KIT LVDC (1)3HE12460AA_AIR FILTER DOOR KIT (3)3HE12378AA_XCM IMP PNL (2)3HE11305AA _XCM7750 SRs XCM7s (2)3HE14027BA _IOMs-SRs IOMs 3.0TER | Each | 100000 | 4 | #N/A | #N/A | #N/A | #N/A | #N/A | #N/A |  | #N/A |  | 4 | 400000 | Hw/SW
203 | Goods | 3073035963 | Schneider/Nader Output Breakers (Standard-Type) - 40A |  | Supply of Schneider/Nader Output Breakers (Standard-Type) - 40A | Each | 161.7 | #N/A | #N/A | #N/A | #N/A | #N/A | #N/A | #N/A |  | #N/A |  | 0 | 0
139 | Goods | 3029993682 | CSG_v2 HW Installation & Commissioning |  | Nokia-CSG-New_v2-HW-Installation includes Project Management teams,Rollout team,Warehouse rental, site survey, installation, comissioning, Integration and Decomissioning services | Each | 2004 | #N/A | #N/A | #N/A | #N/A | #N/A | #N/A | #N/A |  | #N/A |  | 0 | 0
7 | Goods | 3093678645 | AGG 100G Bundle2 |  | AGG 100G MDA-s BNDL incl:(1) 3HE12511AA MDA-s - SR-s 18-pt QSFP28 (4) 3HE10550AA QSFP28 - 100GBASE-LR4 ROHS6/6 0/70C - each with 3HE00100PP -RTU License for 100G port | Each | 22657.2 | #N/A | #N/A | #N/A | #N/A | #N/A | #N/A | #N/A |  | #N/A |  | 0 | 0
173 | Goods | 3081879468 | 1AB377380003 |  | Optical Fiber cables (7m) | Each | 4.5 | #N/A | #N/A | #N/A | #N/A | #N/A | #N/A | #N/A |  | #N/A |  | 0 | 0
36 | Goods | 3072847588 | 3HE12333AA |  | MDA-e-XP - 7750 SR 6-pt QSFP28 | Each | 19200 | #N/A | #N/A | #N/A | #N/A | #N/A | #N/A | #N/A |  | #N/A |  | 0 | 0
44 | Goods | 3063075304 | SCSG_High_10G Bundle |  | "7250 IXR-R6 High 10G BNDL incl: | Each | 11592 | #N/A | #N/A | #N/A | #N/A | #N/A | #N/A | #N/A |  | #N/A |  | 0 | 0
125 | Goods | 3043338532 | SWAP Aggregation (Replacement/Upgrade) Migration (Port by Port) |  | Nokia AGG- SWAP-Port by Port Migration incl. Automated Migration execution, testing and acceptance services | Each | 50000 | 4 | #N/A | #N/A | #N/A | #N/A | #N/A | #N/A |  | #N/A |  | 4 | 200000 | Hw/SW
101 | Goods | 3053641003 | 3HE14633AA |  | 1588 Freq & Phase, IXR-e Small | Each | 100 | #N/A | #N/A | #N/A | #N/A | #N/A | #N/A | #N/A |  | #N/A |  | 0 | 0
27 | Goods | 3086200344 | AGG_SR12E_Upgrade_400G |  | "7750SR7/12e AGG400G IOM5+MDA-e-XP card BNDL incl: | Each | 70584.29 | #N/A | 20 | #N/A | #N/A | #N/A | #N/A | #N/A |  | #N/A |  | 20 | 1411685.8
54 | Goods | 3061537595 | 3HELB008AA |  | MDA - 10 x SFP56 (R6x) | Each | 12000 | #N/A | #N/A | #N/A | #N/A | #N/A | #N/A | #N/A |  | #N/A |  | 0 | 0
158 | Goods | 3010679228 | 24 sprints |  | Twenty-four sprint includes 3 scrum teams working in parallel for one year (Each Scrum team can deliver max of 8 sprints per year) | Each | 1371955.2 | #N/A | #N/A | #N/A | #N/A | #N/A | #N/A | #N/A |  | #N/A |  | 0 | 0
182 | Goods | 3082379855 | Nokia-Power-Upgrade- Single Battery Cell Addition- Hardware (170 Ah) |  | Power upgrade battery kit for Pre-Aggr routers (170 Ah) 12V Cell | Each | 272.5 | #N/A | #N/A | #N/A | #N/A | #N/A | #N/A | #N/A |  | #N/A |  | 0 | 0
126 | Goods | 3075706519 | Nokia AGG-SWAP-Port by Port Migration from multiple nodes to Nokia AGG within the same site |  | Nokia AGG- SWAP-Port by Port Migration incl. Automated Migration execution, testing and acceptance services [from multiple nodes to Nokia AGG within the same site [up to 3 nodes]for maximum of 10 ports] | Each | 10000 | #N/A | #N/A | #N/A | #N/A | #N/A | #N/A | #N/A |  | #N/A |  | 0 | 0
46 | Goods | 3084370884 | IXR 100G to 400G Upgrade Bundle |  | "7250 IXR-R6 400G upgrade Bundle | Each | 63000 | #N/A | #N/A | #N/A | #N/A | #N/A | #N/A | #N/A |  | #N/A |  | 0 | 0
179 | Goods | 3083057969 | 3BK08958BA |  | Power Cable 1x35 Blue (15 meters per site) | Each | 5.81 | 40 | #N/A | 42 | 12 | #N/A | #N/A | #N/A |  | #N/A |  | 94 | 546.14 | Services
191 | Goods | 3011573128 | ODF Patch panels (72) |  | 72 PORT 4U (72 pcs Simplex SC/APC adaptors, 72 pcs SC/APC Pigtail, 72 pcs splice protector sleeve) | Each | 1443.75 | #N/A | #N/A | #N/A | #N/A | #N/A | #N/A | #N/A |  | #N/A |  | 0 | 0
93 | Goods | 3098721057 | 3HE15662BA |  | OS - 7250 IXR R20.x ZTP OS LICENSE LARGE | Each | 300 | #N/A | #N/A | 21 | 6 | #N/A | #N/A | #N/A |  | #N/A |  | 27 | 8100
40 | Goods | 3039441163 | SCSG_Low Bundle1 |  | "IXR-R6-Low1 | Each | 26987.98 | #N/A | #N/A | #N/A | #N/A | #N/A | #N/A | #N/A |  | #N/A |  | 0 | 0
177 | Goods | 3077725595 | 1AD147550002 |  | 100 Amps Circuit Breakers (Considered for controller sites) | Each | 211 | #N/A | #N/A | #N/A | #N/A | #N/A | #N/A | #N/A |  | #N/A |  | 0 | 0
69 | Goods | 3027907052 | 3HE10551AA |  | QSFP28 - 100GBASE-SR4 ROHS6/6 0/70C - each with 3HE00100PP - RTU License for 100G port | Each | 2000 | #N/A | #N/A | #N/A | #N/A | #N/A | #N/A | #N/A |  | 0 |  | 0 | 0
161 | Goods | 3050707920 | Nokia-OS-Upgrade-AGG-Service |  | Upgrade the AGG node from N Release to N+1 Release | Each | 1548.8 | #N/A | #N/A | #N/A | #N/A | #N/A | #N/A | #N/A |  | #N/A |  | 0 | 0
151 | Goods | 3027390070 | Nokia-Design-Service |  | Design includes Customer Workshop,HLD,LLD,Acceptance Test book,SAM design,Configuration templates,Migration strategy,MOP templates. | Each | 0 | #N/A | #N/A | #N/A | #N/A | #N/A | #N/A | #N/A |  | #N/A |  | 0 | 0
89 | Goods | 3016646068 | 100G/400G Amplifier Bundle |  | "Amplifier Bundle including: | Each | 4337.8 | #N/A | #N/A | #N/A | #N/A | #N/A | #N/A | #N/A |  | #N/A |  | 0 | 0
18 | Goods | 3068077766 | 3HE11305AA |  | XCM - 7750 SR-s XCM-7s | Each | 11600 | #N/A | #N/A | #N/A | #N/A | #N/A | #N/A | #N/A |  | #N/A |  | 0 | 0
65 | Goods | 3084862463 | 3HE16564AA |  | QSFP-DD ZR each with 3HE00100PP - RTU License for 400G port | Each | 7300 | #N/A | #N/A | #N/A | #N/A | #N/A | #N/A | #N/A |  | #N/A |  | 0 | 0
6 | Goods | 3076787939 | AGG 100G Bundle1 |  | AGG 100G MDA-s BNDL incl:(1) 3HE12511AA MDA-s - SR-s 18-pt QSFP28 (12) 3HE10550AA QSFP28 - 100GBASE-LR4 ROHS6/6 0/70C - each with 3HE00100PP - RTU Lic. for 100G port | Each | 36520 | #N/A | #N/A | #N/A | #N/A | #N/A | #N/A | #N/A |  | #N/A |  | 0 | 0
132 | Goods | 3098507232 | SWAP PAGG/SCSG HW Installation & Commissioning |  | Nokia PAGG/SCSG-SWAP-HW installation incl. Project Management teams, Rollout team, Warehouse rental, site survey, installation, commissioning, Integration, ATP, and Decommissioning services | Each | 6000 | #N/A | #N/A | 21 | 6 | #N/A | #N/A | #N/A |  | #N/A |  | 27 | 162000 | Hw/SW
144 | Goods | 3015616247 | 3rd Party CSG Migration |  | 3rd party CSG-Remote migration includes Migration execution ,testing and acceptance services | Each | 500 | #N/A | #N/A | #N/A | #N/A | #N/A | #N/A | #N/A |  | #N/A |  | 0 | 0
100 | Goods | 3015902050 | 3HELB019AA |  | RTU - 1588 Freq & Phase LICENSE LARGE | Each | 100 | #N/A | #N/A | 21 | 6 | #N/A | #N/A | #N/A |  | #N/A |  | 27 | 2700 | Hw/SW
213 | Goods | 3083845280 | Deliver custom software artefacts of one sprint |  | Deliver custom software artefacts of one sprint | Each | 74088 | #N/A | #N/A | #N/A | #N/A | #N/A | #N/A | #N/A |  | #N/A |  | 0 | 0
217 | Goods | 3083845280 | Deliver custom software artefacts of one sprint |  | Deliver custom software artefacts of one sprint | Each | 74088 | #N/A | #N/A | #N/A | #N/A | #N/A | #N/A | #N/A |  | #N/A |  | 0 | 0 | Services
117 | Goods | 3085159011 | 3HENSPTSC |  | NSP TSC Module | Each | 200000 | #N/A | #N/A | #N/A | #N/A | #N/A | #N/A | #N/A |  | #N/A |  | 0 | 0
128 | Goods | 3076929792 | Nokia AGG-SWAP-Port by Port Migration from multiple nodes to Nokia AGG from a different physical site |  | Nokia AGG- SWAP-Port by Port Migration incl. Automated Migration execution, testing and acceptance services [from multiple nodes to Nokia AGG from a different physical site [up to 3 nodes]for maximum of 10 ports] | Each | 10000 | #N/A | #N/A | 3 | #N/A | #N/A | #N/A | #N/A |  | #N/A |  | 3 | 30000
73 | Goods | 3064946462 | 3HE14835AA |  | SFP28 25GE LR - LC ROHS6/6 -40/85C - each with 3HE00100PP - RTU License for 25G port | Each | 1370.63 | #N/A | #N/A | #N/A | #N/A | #N/A | #N/A | #N/A |  | #N/A |  | 0 | 0
24 | Goods | 3086323707 | 3HE12513AA |  | MDA-s - 16pt SFP-DD MACsec + 4pt QSFP28 | Each | 16750 | 4 | #N/A | #N/A | #N/A | #N/A | #N/A | #N/A |  | #N/A |  | 4 | 67000 | Hw/SW
221 | Goods | 3025958046 | Design Update on BNG for VAS (subcriber based firewall enablement), Design validation and lab testing |  | Design Update on BNG for VAS (subcriber based firewall enablement), Design validation and lab testing | Each | 27057.44 | #N/A | #N/A | #N/A | #N/A | #N/A | #N/A | #N/A |  | #N/A |  | 0 | 0
223 | Goods | 3025958048 | #N/A |  | RTU - SROS ADV DC GW and Svc Chain | Each | 9000 | #N/A | #N/A | #N/A | #N/A | #N/A | #N/A | #N/A |  | #N/A |  | 0 | 0
45 | Goods | 3079190070 | SCSG_10G_Bundle |  | "7250 IXR-R6 Low 10G BNDL incl: | Each | 7598 | #N/A | #N/A | #N/A | #N/A | #N/A | #N/A | #N/A |  | #N/A |  | 0 | 0
21 | Goods | 3022852775 | 3HE12510BA |  | IOM-s - SR-s IOM-s 1.6T - ER | Each | 32000 | #N/A | #N/A | #N/A | #N/A | #N/A | #N/A | #N/A |  | #N/A |  | 0 | 0
163 | Goods | 3036282449 | Nokia-OS-Upgrade-CSG-Service |  | Upgrade the CSG node from N Release to N+1 Release | Each | 774.4 | #N/A | #N/A | #N/A | #N/A | #N/A | #N/A | #N/A |  | #N/A |  | 0 | 0
107 | Goods | 3096766625 | 3HE14307AA-BL |  | UPG - IOM-s 1.6T ER to 3.0T ER | Each | 5000 | #N/A | #N/A | #N/A | #N/A | #N/A | #N/A | #N/A |  | #N/A |  | 0 | 0
189 | Goods | 3065581368 | ODF-patch-panels-144 |  | 144 PORT 4U (144 pcs Simplex SC/APC adaptors, 144 pcs SC/APC Pigtail, 144 pcs splice protector sleeve, 12 pcs splice tray) | Each | 608.75 | #N/A | #N/A | #N/A | #N/A | #N/A | #N/A | #N/A |  | #N/A |  | 0 | 0
165 | Goods | 3039471496 | Nokia-OS-PAGG/SCSG SW Upgrade |  | Major software update from N Release to N+1 Release for the existing PAGG | Each | 1548.8 | #N/A | #N/A | #N/A | #N/A | #N/A | #N/A | #N/A |  | #N/A |  | 0 | 0
31 | Goods | 3011729542 | 3HE12332BA |  | IOM - 7750 SR IOM5-e - ER | Each | 28500 | #N/A | #N/A | #N/A | #N/A | #N/A | #N/A | #N/A |  | #N/A |  | 0 | 0
17 | Goods | 3010866762 | 3HE12525BA |  | XMA - SR-s 1.2T 12pt QSFP28 ER | Each | 24000 | #N/A | #N/A | #N/A | #N/A | #N/A | #N/A | #N/A |  | #N/A |  | 0 | 0
209 | Goods | 3084723953 | Vertiv/Delta Rectifier Power Module for upgrades -2000W - |  | Vertiv Rectifier Power Module for upgrades -2000W - | Each | 187.14 | #N/A | #N/A | #N/A | #N/A | #N/A | #N/A | #N/A |  | #N/A |  | 0 | 0
47 | Goods | 3085683030 | 3HE16717AA |  | MDA - 1 x QSFP-DD + 1 x QSFP28 (R6x) | Each | 8550 | #N/A | #N/A | #N/A | #N/A | #N/A | #N/A | #N/A |  | #N/A |  | 0 | 0
106 | Goods | 3050242300 | 3HE16254NSP |  | NSP LP BNDL incl | Each | 28 | 5756 | 10000 | #N/A | #N/A | 460 | #N/A | 300 |  | 826 |  | 17342 | 485576 | Hw/SW
110 | Goods | 3073697614 | 3HE16016AA |  | NSP IP CONTROL CLASS 1 NODE | Each | 450 | 4 | #N/A | 21 | 6 | #N/A | #N/A | #N/A |  | #N/A |  | 31 | 13950 | Hw/SW
85 | Goods | 3025928692 | 3HE400GLRtoZR |  | 400G QSFP-DD LR to ZR Upgrade | Each | 2300 | #N/A | #N/A | #N/A | #N/A | #N/A | #N/A | #N/A |  | #N/A |  | 0 | 0
109 | Goods | 3019208415 | 3HE15610AA |  | Deepfield Network Firewall - per Gbps bandwidth license per Gpbs - Tier between 600 and 1250 Gbps - PERPETUAL | Each | 785 | #N/A | #N/A | #N/A | #N/A | #N/A | #N/A | #N/A |  | #N/A |  | 0 | 0
140 | Goods | 3021241643 | CSG_v2 Migration |  | Nokia-CSG-New-v2-Migration includes Migration execution ,testing and acceptance services | Each | 988 | #N/A | #N/A | #N/A | #N/A | #N/A | #N/A | #N/A |  | #N/A |  | 0 | 0
[8 empty] | #N/A | #N/A |  |  | #N/A | [6 empty] | 0
5761583.4

## Customer BoQ
Vendor's Code | Unit Description | Unit Price | Du Item Code | Vendor's Code
AGGv1 Bundle | Nokia SR-7s - AGG v1 Bundle including: (1) 3HE16196AA BNDL 7750 SR-7s CPM2-7s CNTL RED DC PWR (1) 3HE12328AA ACC - SR-7s/14s PWR SHELF ACC KIT LVDC (1) 3HE12460AA ACC - 7750 SR-7s AIR FILTER DOOR KIT (3) 3HE12378AA ACC - 7750 SR-7s XCM IMPEDANCE PNL (2) 3HE11305AA XCM - 7750 SR-s XCM-7s (2) 3HE14027BA IOM-s - SR-s IOM-s 3.0T - ER | 100000 | 3013258069 | AGGv1 Bundle
AGGv2 Bundle | Nokia SR-7s - AGG v2 Bundle including: (1) 3HE16196AA BNDL 7750 SR-7s CPM2-7s CNTL RED DC PWR (1) 3HE12328AA ACC - SR-7s/14s PWR SHELF ACC KIT LVDC (1) 3HE12460AA ACC - 7750 SR-7s AIR FILTER DOOR KIT (3) 3HE12378AA ACC - 7750 SR-7s XCM IMPEDANCE PNL (2) 3HE11305AA XCM - 7750 SR-s XCM-7s (2) 3HE12510BA IOM-s - SR-s IOM-s 1.6T - ER | 90000 | 3031328909 | AGGv2 Bundle
AGGv3 Bundle | Nokia SR-2s - AGG v3 Bundle including: (1) 3HE14032AA BNDL - 7750 SR-2s LVDC (1) 3HE12519AA ACC - 7750 SR-2s AIR FILTER KIT (1) 3HE14029AA ACC - 7750 SR-s MDA-s IMPEDANCE PANEL (2) 3HE12379AA XCM - 7750 SR-s XCM-2s (2) 3HE12510BA IOM-s - SR-s IOM-s 1.6T - ER | 75000 | 3063372685 | AGGv3 Bundle
AGGv1 400G Bundle | AGG 400G MDA-s bundle including: (1) 3HE12515AA MDA-s – SR-s 4-pt QSFP-DD + 4-pt QSFP28 (4) 3HE15212AA QSFP56-DD - 400G LR8 10Km 0/70C - each with 3HE00400PP - RTU License for 400G port (2) 3HE10550AA QSFP28 - 100GBASE-LR4 ROHS6/6 0/70C - each with 3HE00100PP - RTU License for 100G port | 44000 | 3073693538 | AGGv1 400G Bundle
AGGv3 400G Bundle | AGG 400G MDA-s bundle including: (1) 3HE12515AA MDA-s – SR-s 4-pt QSFP-DD + 4-pt QSFP28 (2) 3HE15212AA QSFP56-DD - 400G LR8 10Km 0/70C - each with 3HE00400PP - RTU License for 400G port (4) 3HE10550AA QSFP28 - 100GBASE-LR4 ROHS6/6 0/70C - each with 3HE00100PP - RTU License for 100G port | 30117.36 | 3062610663 | AGGv3 400G Bundle
AGG 100G Bundle1 | AGG 100G MDA-s Bundle including: (1) 3HE12511AA MDA-s - SR-s 18-pt QSFP28 (12) 3HE10550AA QSFP28 - 100GBASE-LR4 ROHS6/6 0/70C - each with 3HE00100PP - RTU License for 100G port | 36520 | 3076787939 | AGG 100G Bundle1
AGG 100G Bundle2 | AGG 100G MDA-s bundle including: (1) 3HE12511AA MDA-s - SR-s 18-pt QSFP28 (4) 3HE10550AA QSFP28 - 100GBASE-LR4 ROHS6/6 0/70C - each with 3HE00100PP - RTU License for 100G port | 22657.2 | 3093678645 | AGG 100G Bundle2
AGG 100G&25G Bundle | AGG 100G/25G MDA-s Bundle_v1 including: (1) 3HE12513AA MDA-s - 16pt SFP-DD MACsec + 4pt QSFP28 (4) 3HE10550AA QSFP28 - 100GBASE-LR4 ROHS6/6 0/70C - each with 3HE00100PP - RTU License for 100G port (8) 3HE14835AA SFP28 25GE LR - LC ROHS6/6 -40/85C - each with 3HE00025PP - RTU License for 25G port (4) 3HE15377AA SFP28 - 25GE ER - LC ROHS6/6 -40/85C - each with 3HE00100PP - RTU License for 25G port | 27500 | 3065765496 | AGG 100G&25G Bundle
ESA Bundle | AGG ESA Bundle for Ipsec including: (1) 3HE15841AA ESA - 7750 SR ESA 100G DC (2) 3HE10551AA QSFP28 - 100GBASE-SR4 ROHS6/6 0/70C - each with 3HE00100PP - RTU License for 100G port | 13860 | 3071025782 | ESA Bundle
3HE12392AA | XMA - SR-s 4.8T 36pt QSFP-DD CR to 12T | 40000 | 3085299903 | 3HE12392AA
3HE12390AA | XMA - SR-s 3.6T 36pt QSFP-DD CR | 30000 | 3085522104 | 3HE12390AA
3HE13956AA | XMA-SR-s 3.6T 36pt QSFP28 CR | 26000 | 3011417115 | 3HE13956AA
3HE11307AA | XMA - SR-s 2.4T 36pt QSFP28 CR to 3.6T | 44000 | 3044071677 | 3HE11307AA
3HE13956BA | XMA-SR-s 3.6T 36pt QSFP28 ER | 30000 | 3093022675 | 3HE13956BA
3HE12388BA | XMA - SR-s 2.4T 24pt QSFP28 ER | 48000 | 3010409766 | 3HE12388BA
3HE12526BA | XMA - SR-s 1.2T 18pt QSFP28 ER to 1.8T | 26000 | #N/A | 3HE12526BA
3HE12525BA | XMA - SR-s 1.2T 12pt QSFP28 ER | 24000 | 3010866762 | 3HE12525BA
3HE11305AA | XCM - 7750 SR-s XCM-7s | 11600 | 3068077766 | 3HE11305AA
3HE12379AA | XCM - 7750 SR-s XCM-2s | 14000 | 3087565806 | 3HE12379AA
3HE14027BA | IOM-s - SR-s IOM-s 3.0T - ER | 59250 | 3074418269 | 3HE14027BA
3HE12510BA | IOM-s - SR-s IOM-s 1.6T - ER | 32000 | 3022852775 | 3HE12510BA
3HE15563AA | MDA-s - SR-s 2pt QSFP-DD + 2pt QSFP28 | 8500 | 3088379579 | 3HE15563AA
3HE12511AA | MDA-s - SR-s 18-pt QSFP28 | 17250 | 3070977509 | 3HE12511AA
3HE12513AA | MDA-s - 16pt SFP-DD MACsec + 4pt QSFP28 | 16750 | 3086323707 | 3HE12513AA
3HE15562AA | MDA-s - 8pt SFP-DD MACsec + 2pt QSFP28 | 8500 | 3040867359 | 3HE15562AA
3HE12515AA | MDA-s – SR-s 4-pt QSFP-DD + 4-pt QSFP28 | 16750 | 3056682874 | 3HE12515AA
AGG_SR12E_Upgrade_400G | 7750 SR-7/12e AGG 400G IOM5 + MDA-e-XP card Bundle including: (1) 3HE12332BA IOM - 7750 SR IOM5-e - ER (2) 3HE15152AA MDA-e-XP - 7750 SR 6-pt QSFP-DD (8) 3HE15212AA QSFP56-DD - 400G LR8 10Km 0/70C - each with 3HE00100PP - RTU License for 400G port (10) 3HE10550AA QSFP28 - 100GBASE-LR4 ROHS6/6 0/70C - each with 3HE00100PP - RTU License for 100G port | 70584.291 | 3086200344 | AGG_SR12E_Upgrade_400G
AGG_SR12E_Upgrade_100G | 7750 SR-7/12e 100G MDA-e-XP Bundle including: (1) 3HE12333AA MDA-e-XP - 7750 SR 6-pt QSFP28 (2) 3HE10550AA QSFP28 - 100GBASE-LR4 ROHS6/6 0/70C - each with 3HE00100PP - RTU License for 100G port (1) 3HE11239AA QSFP28 - 100GBase-ER4Lite RoHS6/6 0/70C - each with 3HE00100PP - RTU License for 100G port | 18196.08 | 3021402263 | AGG_SR12E_Upgrade_100G
AGG_SR7/12E_Upgrade_25G | 7750 SR-7/12e 25G MDA-e-XP Bundle including: (1) 3HE15151AA MDA-e-XP 16pt 10/25G SFP28 + 2pt QSFP28 (6) 3HE10550AA QSFP28 - 100GBASE-LR4 ROHS6/6 0/70C - each with 3HE00100PP - RTU License for 100G port (8) 3HE14835AA SFP28 25GE LR - LC ROHS6/6 -40/85C - each with 3HE00100PP - RTU License for 25G port (4) 3HE15377AA SFP28 - 25GE ER - LC ROHS6/6 -40/85C - each with 3HE00100PP - RTU License for 25G port | 17004 | 3046558993 | AGG_SR7/12E_Upgrade_25G
SR7B Upgrade for PAGG Layer | 7750 SR-7 PAGG 400G upgrade Bundle including: (2) 3HE15764AA MDA-e-XP - 7750 SR 3-pt QSFP-DD (1) 3HE15151AA MDA-e-XP 16pt 10/25G SFP28 + 2pt QSFP28 (2) 3HE15212AA QSFP56-DD - 400G LR8 10Km 0/70C - each with 3HE00100PP - RTU License for 400G port (7) 3HE14835AA SFP28 25GE LR - LC ROHS6/6 -40/85C - each with 3HE00100PP - RTU License for 25G port (3) 3HE15377AA SFP28 - 25GE ER - LC ROHS6/6 -40/85C - each with 3HE00100PP - RTU License for 25G port | 40002.3712 | 3050618316 | SR7B Upgrade for PAGG Layer
3HE12332BA | IOM - 7750 SR IOM5-e - ER | 28500 | 3011729542 | 3HE12332BA
3HE13727BA | IOM - 7750 SR IOM5-e 400G - ER - SR7/12 | 27000 | 3040403027 | 3HE13727BA
3HE12334AA | MDA-e-XP - 7750 SR 12-pt QSFP28 | 28800 | 3038936149 | 3HE12334AA
3HE15152AA | MDA-e-XP - 7750 SR 6-pt QSFP-DD | 28560 | 3026927345 | 3HE15152AA
3HE15764AA | MDA-e-XP - 7750 SR 3-pt QSFP-DD | 20400 | 3029295636 | 3HE15764AA
3HE15151AA | MDA-e-XP 16pt 10/25G SFP28 + 2pt QSFP28 | 21600 | 3050506911 | 3HE15151AA
3HE12333AA | MDA-e-XP - 7750 SR 6-pt QSFP28 | 19200 | 3072847588 | 3HE12333AA
3HE13478AA | VSR-a SN7 R16 DC | 20000 | 3095894942 | 3HE13478AA
3HE12032AA | DC Power Supply Cable | 125 | 3083523407 | 3HE12032AA
SCSG_High Bundle | 7250 IXR-R6 SCSG-High 400G Base Bundle: (1) 3HE16708AA 7250 IXR-R6 Chassis Bundle (1) 3HE16706AA SYS - 7250-IXR-R6x Fan Tray (2) 3HE16704AA CPM - 7250 IXR-R6x/xp CPIOM (1) 3HE16738AA ACC - MDA Impedance Panel (R6x) (2) 3HE16717AA MDA - 1 x QSFP-DD + 1 x QSFP28 (R6x) (2) 3HE15212AA QSFP56-DD - 400G LR8 10Km 0/70C - each with 3HE00100PP - RTU License for 400G port (1) 3HE16712AA MDA - 15 x SFP28/SFP+ + 3 x SFP+ MDA (3) 3HE14835AA SFP28 25GE LR - LC ROHS6/6 -40/85C - each with 3HE00100PP - RTU License for 25G port (2) 3HE15377AA. SFP28 - 25GE ER - LC ROHS6/6 -40/85C - each with 3HE00100PP - RTU License for 25G port (2) 3HE16713AA MDA - 20 x SFP+ (R6x) (16) 3HE09327AA. SFP+ 10GE LR - LC ROHS6/6-40/85C - each with 3HE00100PP - RTU License for 10G port (4) 3HE09328AA. SFP+ 10GE ER - LC ROHS6/6-40/85C - each with 3HE00100PP - RTU License for 10G port (2) 3HE09329AA SFP+ 10GE ZR - LC ROHS6/6 -40/85C - each with 3HE00100PP - RTU License for 10G port | 43400 | 3014950070 | SCSG_High Bundle
SCSG_Low Bundle1 | 7250 IXR-R6 SCSG-Low1 Bundle including: (1) 7250 IXR-R6 Chassis Bundle (1) 3HE11283AA 7250 IXR-R6 CPIOM (4) 3HE11282AA. 1P 100GE QSFP28 +6P 10GE SFP+ MDA (2) 3HE12523AA. 6P 10GE SFP+ + 4P 25GE SFP28 MDA (4) 3HE10550AA QSFP28 - 100GBASE-LR4 ROHS6/6 0/70C - each with 3HE00100PP - RTU License for 100G port (3) 3HE14835AA. SFP28 25GE LR - LC ROHS6/6 -40/85C - each with 3HE00100PP - RTU License for 25G port (2) 3HE15377AA. SFP28 - 25GE ER - LC ROHS6/6 -40/85C - each with 3HE00100PP - RTU License for 25G port (15) 3HE09327AA. SFP+ 10GE LR - LC ROHS6/6-40/85C - each with 3HE00100PP - RTU License for 10G port (3) 3HE09328AA SFP+ 10GE ER - LC ROHS6/6-40/85C - each with 3HE00100PP - RTU License for 10G port (2) 3HE09329AA SFP+ 10GE ZR - LC ROHS6/6 -40/85C - each with 3HE00100PP - RTU License for 10G port | 26987.98 | 3039441163 | SCSG_Low Bundle1
SCSG_Low Bundle2 | 7250 IXR-R6 SCSG-Low2 Bundle including: (1) 7250 IXR-R6 Chassis Bundle (1) 3HE11283AA 7250 IXR-R6 CPIOM (2) 3HE11282AA. 1P 100GE QSFP28 +6P 10GE SFP+ MDA (2) 3HE11280AA 10P 10GE SFP+ MDA (2) 3HE12523AA. 6P 10GE SFP+ + 4P 25GE SFP28 MDA (2) 3HE10550AA. QSFP28 - 100GBASE-LR4 ROHS6/6 0/70C - each with 3HE00100PP - RTU License for 100G port (3) 3HE14835AA. SFP28 25GE LR - LC ROHS6/6 -40/85C - each with 3HE00100PP - RTU License for 25G port (2) 3HE15377AA. SFP28 - 25GE ER - LC ROHS6/6 -40/85C - each with 3HE00100PP - RTU License for 25G port (15) 3HE09327AA. SFP+ 10GE LR - LC ROHS6/6-40/85C - each with 3HE00100PP - RTU License for 10G port (3) 3HE09328AA SFP+ 10GE ER - LC ROHS6/6-40/85C - each with 3HE00100PP - RTU License for 10G port (2) 3HE09329AA SFP+ 10GE ZR - LC ROHS6/6 -40/85C - each with 3HE00100PP - RTU License for 10G port | 25393.96 | 3089586518 | SCSG_Low Bundle2
SCSG_High_25G Bundle | 7250 IXR-R6 25G MDA bundle including: (1) 3HE16712AA MDA - 15 x SFP28/SFP+ + 3 x SFP+ MDA (7) 3HE14835AA SFP28 25GE LR - LC ROHS6/6 -40/85C - each with 3HE00100PP - RTU License for 25G port (3) 3HE15377AA SFP28 - 25GE ER - LC ROHS6/6 -40/85C - each with 3HE00100PP - RTU License for 25G port | 10351.6 | 3095178703 | SCSG_High_25G Bundle
SCSG_25G Bundle | 7250 IXR-R6 SGCG 25G MDA Bundle including: (1) 3HE12523AA 6P 10GE SFP+ + 4P 25GE SFP28 MDA (3) 3HE14835AA SFP28 25GE LR - LC ROHS6/6 -40/85C - each with 3HE00100PP - RTU License for 25G port (1) 3HE15377AA SFP28 - 25GE ER - LC ROHS6/6 -40/85C - each with 3HE00100PP - RTU License for 25G port | 7576 | 3017285195 | SCSG_25G Bundle
SCSG_High_10G Bundle | 7250 IXR-R6 High 10G Bundle including: (1)3HE16713AA MDA - 20 x SFP+ (R6x) (14) 3HE09327AA SFP+ 10GE LR - LC ROHS6/6-40/85C - each with 3HE00100PP - RTU License for 10G port (4) 3HE09328AA SFP+ 10GE ER - LC ROHS6/6-40/85C - each with 3HE00100PP - RTU License for 10G port (2) 3HE09329AA SFP+ 10GE ZR - LC ROHS6/6 -40/85C - each with 3HE00100PP - RTU License for 10G port | 11592 | 3063075304 | SCSG_High_10G Bundle
SCSG_10G_Bundle | 7250 IXR-R6 Low 10G Bundle including: (1) 3HE11280AA 10P 10GE SFP+ MDA (2) 3HE09327AA SFP+ 10GE LR - LC ROHS6/6-40/85C - each with 3HE00100PP - RTU License for 10G port | 7598 | 3079190070 | SCSG_10G_Bundle
IXR 100G to 400G Upgrade Bundle | 7250 IXR-R6 400G upgrade Bundle (2) 3HE16717AA MDA - 1 x QSFP-DD + 1 x QSFP28 (R6x) (2) 3HE15212AA QSFP56-DD - 400G LR8 10Km 0/70C - each with 3HE00100PP - RTU License for 400G port Applicable on Existing IXR-R6 | 63000 | 3084370884 | IXR 100G to 400G Upgrade Bundle
3HE16717AA | MDA - 1 x QSFP-DD + 1 x QSFP28 (R6x) | 8550 | 3085683030 | 3HE16717AA
3HE16716AA | MDA - 5 x QSFP28 (R6x) | 19000 | 3037284986 | 3HE16716AA
3HE11282AA-BL | (1)3HE11282AA 1P 100GE QSFP28 +6P 10GE SFP+ MDA (1)3HE10550AA QSFP28-LR | 7000 | 3083623617 | 3HE11282AA-BL
3HE16713AA | MDA - 20 x SFP+ (R6x) | 11875 | 3061617488 | 3HE16713AA
3HE11280AA | 10P 10GE SFP+ MDA | 6080 | 3083292507 | 3HE11280AA
3HE16712AA | MDA - 15 x SFP28/SFP+ + 3 x SFP+ MDA | 13300 | 3077379998 | 3HE16712AA
3HELB010AA | MDA - 16 x cSFP (R6x) | 3800 | 3050172043 | 3HELB010AA
3HELB008AA | MDA - 10 x SFP56 (R6x) | 12000 | 3061537595 | 3HELB008AA
3HE12523AA | 6P 10GE SFP+ + 4P 25GE SFP28 MDA | 8360 | 3068447396 | 3HE12523AA
IXR-e-Big Bundle | 7250 IXR-E CSG-High with 100G Bundle including: (1) 3HE15554AA BNDL-7250 IXR-e 24SFP+ 8SFP28 2QSFP28 DC (2) 3HE10550AA QSFP28 - 100GBASE-LR4 ROHS6/6 0/70C - each with 3HE00100PP - RTU License for 100G port (3) 3HE14835AA SFP28 25GE LR - LC ROHS6/6 -40/85C - each with 3HE00100PP - RTU License for 25G port (1) 3HE15377AA SFP28 - 25GE ER - LC ROHS6/6 -40/85C - each with 3HE00100PP - RTU License for 25G port (7) 3HE09327AA SFP+ 10GE LR - LC ROHS6/6-40/85C - each with 3HE00100PP - RTU License for 10G port (2) 3HE09328AA SFP+ 10GE ER - LC ROHS6/6-40/85C - each with 3HE00100PP - RTU License for 10G port (1) 3HE09329AA SFP+ 10GE ZR - LC ROHS6/6 -40/85C - each with 3HE00100PP - RTU License for 10G port (1) 3HE15664BA OS - 7250 IXR R20.x ZTP OS LICENSE SMALL (1) 3HE14633AA 1588 Freq & Phase, IXR-e Small | 4850 | 3043257058 | IXR-e-Big Bundle
IXR-e-Big Bundle wthout 100G | 7250 IXR-E CSG-High without 100G Bundle including: (1) 3HE15554AA BNDL-7250 IXR-e 24SFP+ 8SFP28 2QSFP28 DC (2) 3HE14835AA SFP28 25GE LR - LC ROHS6/6 -40/85C - each with 3HE00100PP - RTU License for 25G port (7) 3HE09327AA SFP+ 10GE LR - LC ROHS6/6-40/85C - each with 3HE00100PP - RTU License for 10G port (2) 3HE09328AA SFP+ 10GE ER - LC ROHS6/6-40/85C - each with 3HE00100PP - RTU License for 10G port (1) 3HE09329AA SFP+ 10GE ZR - LC ROHS6/6 -40/85C - each with 3HE00100PP - RTU License for 10G port (1) 3HE15664BA OS - 7250 IXR R20.x ZTP OS LICENSE SMALL (1) 3HE14633AA 1588 Freq & Phase, IXR-e Small | 3350 | 3066534801 | IXR-e-Big Bundle wthout 100G
IXR-e-Small Bundle | 7250 IXR-e CSG-low Bundle including: (1) 3HE15556AA BNDL-7250 IXR-e 14SFP+ 4T DC (5) 3HE09327AA SFP+ 10GE LR - LC ROHS6/6-40/85C - each with 3HE00100PP - RTU License for 10G port (2) 3HE09328AA SFP+ 10GE ER - LC ROHS6/6-40/85C - each with 3HE00100PP - RTU License for 10G port (1) 3HE09329AA SFP+ 10GE ZR - LC ROHS6/6 -40/85C - each with 3HE00100PP - RTU License for 10G port (4) 3HE00062CB SFP - GIGE BASE-T RJ45 R6/6 DDM -40/85C - each with 3HE00100PP - RTU License for GIGE BASE-T RJ45 port (1) 3HE15664BA OS - 7250 IXR R20.x ZTP OS LICENSE SMALL (1) 3HE14633AA 1588 Freq & Phase, IXR-e Small | 2900 | 3066304966 | IXR-e-Small Bundle
7210 SAS-Sx Bundle | 7210 SAS-Sx 10/100G Bundle including: (1) 3HE11597AA SYS - 7210 SAS-Sx 64SFP+ 4QSFP28 (2) 3HE10499AA PS - 7210 SAS-Sx Power Supply DC -48V (F) (4) 3HE10551AA QSFP28 - 100GBASE-SR4 ROHS6/6 0/70C - each with 3HE00100PP - RTU License for 100G port (45) 3HE09327AA SFP+ 10GE LR - LC ROHS6/6-40/85C - each with 3HE00010PP - RTU License for 10G port (13) 3HE09328AA SFP+ 10GE ER - LC ROHS6/6-40/85C - each with 3HE00010PP - RTU License for 10G port (6) 3HE09329AA SFP+ 10GE ZR - LC ROHS6/6 -40/85C - each with 3HE00010PP - RTU License for 10G port | 18000 | 3079112026 | 7210 SAS-Sx Bundle
3HE11597AA | SYS - 7210 SAS-Sx 64SFP+ 4QSFP28 | 15281 | 3091206981 | 3HE11597AA
3HE10499AA | PS - 7210 SAS-Sx Power Supply DC -48V (F) | 950 | 3025272280 | 3HE10499AA
7750 SR-7s Chassis Bundle for Testbed | 7750 SR-7s Testbed Bundle ( Limited to Qty = 2) including: (1)3HE14287AA BNDL - 7750 SR-2s non-red CNTL + LVDC (1)3HE11305AA XCM - 7750 SR-s XCM-7s (1)3HE12510BA IOM-s - SR-s IOM-s 1.6T - ER (1)3HE15563AA MDA-s - SR-s 2pt QSFP-DD + 2pt QSFP28 (1)3HE15562AA MDA-s - 8pt SFP-DD MACsec + 2pt QSFP28 (1)3HE10550AA QSFP28 - 100GBASE-LR4 ROHS6/6 0/70C - each with 3HE00100PP - RTU License for (1)100G port (1)3HE14835AA SFP28 25GE LR - LC ROHS6/6 -40/85C - each with 3HE00100PP - RTU License for 25G port | 0 | 3011998039 | 7750 SR-7s Chassis Bundle for Testbed
7750 SR-2s Chassis Bundle for Testbed | 7750 SR-2s Testbed Bundle ( Limited to Qty = 1) including: (1) 3HE16198AA BNDL 7750 SR-7s CPM2-7s NON-RED CNTL DC (1) 3HE11305AA XCM - 7750 SR-s XCM-7s (1) 3HE12510BA IOM-s - SR-s IOM-s 1.6T - ER (1) 3HE15563AA MDA-s - SR-s 2pt QSFP-DD + 2pt QSFP28 (1) 3HE15562AA MDA-s - 8pt SFP-DD MACsec + 2pt QSFP28 (1) 3HE10550AA QSFP28 - 100GBASE-LR4 ROHS6/6 0/70C - each with 3HE00100PP - RTU License for 100G port (1) 3HE14835AA SFP28 25GE LR - LC ROHS6/6 -40/85C - each with 3HE00100PP - RTU License for 25G port | 0 | 3090904590 | 7750 SR-2s Chassis Bundle for Testbed
1830-ONE-Bundle | Nokia 1830-ONE Bundle including: (1) 3KC90106AA - SHELF uROADM, 4 SLOTS (2) 3KC90004AA - AGG-ROADM POWER SUPPLY UNIT (1) 3KC90005AA - AGG-ROADM FAN UNIT (3) 3KC90110AA - I/O SLOT FILLER (1) 3KC90025AA - INSTALLATION KIT | 1988 | 3055942303 | 1830-ONE-Bundle
3HE16564AA | QSFP-DD ZR each with 3HE00100PP - RTU License for 400G port | 7300 | 3084862463 | 3HE16564AA
3HE16565AA | QSFP-DD ZR+ each with 3HE00100PP - RTU License for 400G port | 9200 | 3047816045 | 3HE16565AA
3HE15212AA | QSFP56-DD - 400G LR8 10Km 0/70C - each with 3HE00100PP - RTU License for 400G port | 5000 | 3090346042 | 3HE15212AA
3HE15211AA | QSFP56-DD - 400G SR8 100m 0/70C (MPO-16) | 2000 | 3029884072 | 3HE15211AA
3HE10551AA | QSFP28 - 100GBASE-SR4 ROHS6/6 0/70C - each with 3HE00100PP - RTU License for 100G port | 2000 | 3027907052 | 3HE10551AA
3HE10550AA | QSFP28 - 100GBASE-LR4 ROHS6/6 0/70C - each with 3HE00100PP - RTU License for 100G port | 3000 | 3083510427 | 3HE10550AA
3HE11239AA | QSFP28 - 100GBase-ER4Lite RoHS6/6 0/70C - each with 3HE00100PP - RTU License for 100G port | 4300 | 3083107407 | 3HE11239AA
3HE16558AA | QSFP28 - 100G ZR4 0/70C - each with 3HE00100PP - RTU License for 100G port | 5100 | 3079434410 | 3HE16558AA
3HE14835AA | SFP28 25GE LR - LC ROHS6/6 -40/85C - each with 3HE00100PP - RTU License for 25G port | 1370.625 | 3064946462 | 3HE14835AA
3HE15377AA | SFP28 - 25GE ER - LC ROHS6/6 -40/85C - each with 3HE00100PP - RTU License for 25G port | 1713 | 3029033430 | 3HE15377AA
3HE09327AA | SFP+ 10GE LR - LC ROHS6/6-40/85C - each with 3HE00100PP - RTU License for 10G port | 1462 | 3061242563 | 3HE09327AA
3HE09328AA | SFP+ 10GE ER - LC ROHS6/6-40/85C - each with 3HE00100PP - RTU License for 10G port | 2307 | 3057161423 | 3HE09328AA
3HE09329AA | SFP+ 10GE ZR - LC ROHS6/6 -40/85C - each with 3HE00100PP - RTU License for 10G port | 3469 | 3040925764 | 3HE09329AA
3HE00027CA | SFP - GIGE SX - LC ROHS 6/6 DDM -40/85C - each with 3HE00100PP - RTU License for GIGE port | 30 | 3019542500 | 3HE00027CA
3HE00028CA | SFP - GIGE LX - LC ROHS 6/6 DDM -40/85C - each with 3HE00100PP - RTU License for GIGE port | 40 | 3039118801 | 3HE00028CA
3HE00867CA | SFP - GIGE EX - LC ROHS 6/6 DDM -40/85C - each with 3HE00100PP - RTU License for GIGE port | 80 | 3043620585 | 3HE00867CA
3HE00029CA | SFP - GIGE ZX - LC ROHS 6/6 DDM -40/85C - each with 3HE00100PP - RTU License for GIGE port | 160 | 3093056662 | 3HE00029CA
3HE00062CB | SFP - GIGE BASE-T RJ45 R6/6 DDM -40/85C - each with 3HE00100PP - RTU License for GIGE BASE-T RJ45 port | 35 | 3031959162 | 3HE00062CB
1AK23152AAAA | CSoP Smart SFP, 15 km STM-1 over GbE - each with 3HE00100PP - RTU License for STM1 port | 600 | 3078304503 | 1AK23152AAAA
1AK23148AAAA | TPoP Smart SFP, E1 120 Ohm balanced, RJ45 - each with 3HE00100PP - RTU License for E1 port | 240 | 3090865384 | 1AK23148AAAA
3HE400GLRtoZR | 400G QSFP-DD LR to ZR Upgrade | 2300 | 3025928692 | 3HE400GLRtoZR
3HE400GLRtoZR+ | 400G QSFP-DD LR to ZR+ Upgrade | 4200 | 3054924822 | 3HE400GLRtoZR+
3HE100GLRtoER | QSFP28 - 100G LR to ER Upgrade | 1300 | 3030107884 | 3HE100GLRtoER
3HE100GLRtoZR | QSFP28 - 100G LR to ZR Upgrade | 2100 | 3083676848 | 3HE100GLRtoZR
100G/400G Amplifier Bundle | Amplifier Bundle including: (1) 3KC90114AA EDFA AMPLIFIER CARD (1) 3KC90136AA EDFA AMPLIFIER PLUGGABLE MODULE | 4337.8 | 3016646068 | 100G/400G Amplifier Bundle
100G QSFP28 Upgrade Bundle | QSFP28 bundle exclusive for SR-12e Upgrade, including: (5) 3HE10550AA QSFP28 - 100GBASE-LR4 ROHS6/6 0/70C (2) 3HE11239AA QSFP28 - 100GBase-ER4Lite RoHS6/6 0/70C (1) 3HE16558AA QSFP28 - 100G ZR4 0/70C | 15000 | 3035608331 | 100G QSFP28 Upgrade Bundle
3HE15808AA | SR - OS - 7450/7750/7950 R20.x LICENSE | 1000 | 3011201891 | 3HE15808AA
3HE15809AA | SR - OS - ZTP 7750/7950 R20.x LICENSE | 1000 | 3073795830 | 3HE15809AA
3HE15662BA | OS - 7250 IXR R20.x ZTP OS LICENSE LARGE | 300 | 3098721057 | 3HE15662BA
3HE15663BA | OS - 7250 IXR R20.x ZTP OS LICENSE MED | 300 | 3076732972 | 3HE15663BA
3HE15664BA | OS - 7250 IXR R20.x ZTP OS LICENSE SMALL | 300 | 3063342083 | 3HE15664BA
3HE15662AA | OS - 7250 IXR R20.x OS LICENSE LARGE | 300 | 3067541885 | 3HE15662AA
3HE15663AA | OS - 7250 IXR R20.x OS LICENSE MED | 300 | 3090368912 | 3HE15663AA
3HE15664AA | OS - 7250 IXR R20.x OS LICENSE SMALL | 300 | 3094600287 | 3HE15664AA
3HE11471CA | OS-7210 SAS-Sx 10/100 Base Lic Sat R11.0 | 40 | 3095328969 | 3HE11471CA
3HELB019AA | RTU - 1588 Freq & Phase LICENSE LARGE | 100 | 3015902050 | 3HELB019AA
3HE14633AA | 1588 Freq & Phase, IXR-e Small | 100 | 3053641003 | 3HE14633AA
3HE14632AA | 1588 Freq & Phase, IXR-e Big | 100 | 3078335361 | 3HE14632AA
3HE06490AA | RTU - SROS ESM - 64K SUB-HOSTS | 0 | 3066930622 | 3HE06490AA
3HELB021AA | RTU - Large FIB scale License, IXR | 250 | 3046518651 | 3HELB021AA
3HE11380AA | ASL VSR BGP Route Reflector | 10000 | 3041361313 | 3HE11380AA
3HE16254NSP | NSP LP bundle including: (1) 3HE16254AA NSP LICENCE POINT (1) 3HE16255AA NSP HIGH AVAILABILITY FP (1) 3HE16001AA NSP CLASSIC MANAGEMENT FP (1) 3HE16003AA NSP NETWORK INFRASTRUCTURE MANAGEMENT FP (1) 3HE16005AA NSP SERVICE ASSURANCE FP (1) 3HE16011AA NSP WORKFLOW AUTOMATION ENGINE FP | 28 | 3050242300 | 3HE16254NSP
3HE14307AA-BL | UPG - IOM-s 1.6T ER to 3.0T ER | 5000 | 3096766625 | 3HE14307AA-BL
3HE11839AA | Deepfield Core Platform - Includes Cloud Genome - PERPETUAL | 125000 | 3080302465 | 3HE11839AA
3HE15610AA | Deepfield Network Firewall - per Gbps bandwidth license per Gpbs - Tier between 600 and 1250 Gbps - PERPETUAL | 785 | 3019208415 | 3HE15610AA
3HE16016AA | NSP IP CONTROL CLASS 1 NODE | 450 | 3073697614 | 3HE16016AA
3HE16017AA | NSP IP CONTROL CLASS 2 NODE | 225 | 3081360242 | 3HE16017AA
3HE16018AA | NSP IP CONTROL CLASS 3 NODE | 75 | 3073121370 | 3HE16018AA
3HE16012AA | NSP CONTROL + VISUALIZATION STARTER FP | 15000 | 3030283232 | 3HE16012AA
3HE16013AA | NSP PATH CONTROL + OPTIMIZATION FP | 15000 | 3016262059 | 3HE16013AA
3HE16020AA | NSP MULTILAYER DISC. + VISUALIZATION FP | 20000 | 3090096080 | 3HE16020AA
3HE16256AA | NSP MULTILAYER CONTROL COORDINATION FP | 20000 | 3039524547 | 3HE16256AA
3HENSPTSC | NSP TSC Module | 200000 | 3085159011 | 3HENSPTSC
Aggregation_PE v1 Installation & Commissioning | Nokia-Agg-New-PE_v1-HW installation incl. Project Management teams, Rollout team, Warehouse rental, site survey, installation, commissioning, Integration, ATP, IPSec Integration and Decommissioning services | 6000 | 3012563231 | Aggregation_PE v1 Installation & Commissioning
Aggregation_PE v2 Installation & Commissioning | Nokia-Agg-New-PE_v2-HW installation incl. Project Management teams, Rollout team, Warehouse rental, site survey, installation, commissioning, Integration, ATP, IPSec Integration and Decommissioning services | 6000 | 3079928711 | Aggregation_PE v2 Installation & Commissioning
Aggregation_PE v3 Compact Installation & Commissioning | Nokia-Agg-New-PE_v3-HW installation incl. Project Management teams, Rollout team, Warehouse rental, site survey, installation, commissioning, Integration, ATP, IPSec Integration and Decommissioning services | 4400 | 3057585619 | Aggregation_PE v3 Compact Installation & Commissioning
SWAP Aggregation_PE_v1 (Replacement/Upgrade to AGG_v1) Installation & Commissioning | Nokia Agg-SWAP-PE_v1-HW installation incl. Project Management teams, Rollout team, Warehouse rental,site survey, installation, commissioning, Integration, ATP, IPSec Integration and Decommissioning services | 0 | 3091985164 | SWAP Aggregation_PE_v1 (Replacement/Upgrade to AGG_v1) Installation & Commissioning
SWAP Aggregation_PE_v2 (Replacement/Upgrade to AGG_v2) Installation & Commissioning | Nokia Agg-SWAP-PE_v2-HW installation incl. Project Management teams, Rollout team, Warehouse rental, site survey, installation ,commissioning, Integration, ATP, IPSec Integration and Decommissioning services | 6000 | 3042668390 | SWAP Aggregation_PE_v2 (Replacement/Upgrade to AGG_v2) Installation & Commissioning
SWAP Aggregation_PE_v1 (Replacement/Upgrade) Hot SWAP Migration | Nokia AGG-HOT SWAP-Migration_v1 incl. Automated Migration execution, testing and acceptance services | 0 | 3098864750 | SWAP Aggregation_PE_v1 (Replacement/Upgrade) Hot SWAP Migration
SWAP Aggregation_PE_v2 (Replacement/Upgrade) Hot SWAP Migration | Nokia AGG-HOT SWAP-Migration_v2 incl. Automated Migration execution, testing and acceptance services | 30000 | 3050962400 | SWAP Aggregation_PE_v2 (Replacement/Upgrade) Hot SWAP Migration
SWAP Aggregation (Replacement/Upgrade) Migration (Port by Port) | Nokia AGG- SWAP-Port by Port Migration incl. Automated Migration execution, testing and acceptance services | 50000 | 3043338532 | SWAP Aggregation (Replacement/Upgrade) Migration (Port by Port)
Nokia AGG-SWAP-Port by Port Migration from multiple nodes to Nokia AGG within the same site | Nokia AGG- SWAP-Port by Port Migration incl. Automated Migration execution, testing and acceptance services [from multiple nodes to Nokia AGG within the same site [up to 3 nodes]for maximum of 10 ports] | 10000 | 3075706519 | Nokia AGG-SWAP-Port by Port Migration from multiple nodes to Nokia AGG within the same site
Nokia AGG-SWAP-Port by Port Migration from one existing node to Nokia AGG from a different physical site | Nokia AGG-SWAP-Port by Port Migration incl. Automated Migration execution, testing and acceptance services [from one existing node to Nokia AGG from a different physical site[up to 10 ports]] | 10000 | 3039137045 | Nokia AGG-SWAP-Port by Port Migration from one existing node to Nokia AGG from a different physical site
Nokia AGG-SWAP-Port by Port Migration from multiple nodes to Nokia AGG from a different physical site | Nokia AGG- SWAP-Port by Port Migration incl. Automated Migration execution, testing and acceptance services [from multiple nodes to Nokia AGG from a different physical site [up to 3 nodes]for maximum of 10 ports] | 10000 | 3076929792 | Nokia AGG-SWAP-Port by Port Migration from multiple nodes to Nokia AGG from a different physical site
Nokia AGG Capacity Expansion Migration | Nokia AGG Capacity Expansion Migration incl. Migration execution, testing and acceptance services per node from existing configuration to the new configuration | 7247 | 3021260661 | Nokia AGG Capacity Expansion Migration
Nokia PAGG Capacity Expansion Migration | Nokia PAGG Capacity Expansion Migration incl. Migration execution, testing and acceptance services per node from existing configuration to the new configuration | 5921 | 3010287699 | Nokia PAGG Capacity Expansion Migration
PAGG/SCSG HW Installation & Commissioning | Nokia-PAGG/SCSG-New-HW installation incl. Project Management teams, Rollout team, Warehouse rental, site survey, installation, commissioning , Integration, ATP, and Decommissioning services | 3973.2 | 3086166872 | PAGG/SCSG HW Installation & Commissioning
SWAP PAGG/SCSG HW Installation & Commissioning | Nokia PAGG/SCSG-SWAP-HW installation incl. Project Management teams, Rollout team, Warehouse rental, site survey, installation, commissioning, Integration, ATP, and Decommissioning services | 6000 | 3098507232 | SWAP PAGG/SCSG HW Installation & Commissioning
SWAP PAGG/SCSG HOT SWAP Migration | Nokia PAGG-HOT SWAP Migration includes Automated Migration execution, testing and acceptance services | 25876 | 3014116532 | SWAP PAGG/SCSG HOT SWAP Migration
SWAP PAGG/SCSG Port by Port Migration | Nokia PAGG-SWAP-Port by Port Migration includes Automated Migration execution, testing and acceptance services | 35000 | 3043063050 | SWAP PAGG/SCSG Port by Port Migration
PAGG/SCSG HOT SWAP Migration | Nokia PAGG-HOT SWAP Migration includes Automated Migration execution, testing and acceptance services (limited to 8 SR7B nodes dismantled from AGG layer) | 12000 | 3055892175 | PAGG/SCSG HOT SWAP Migration
PAGG/SCSG SWAP Port by Port Migration | Nokia PAGG- SWAP Port by Port Migration includes Automated Migration execution, testing and acceptance services (limited to 8 SR7B nodes dismantled from AGG layer) | 35000 | 3029909708 | PAGG/SCSG SWAP Port by Port Migration
CSG_v1 HW Installation & Commissioning | Nokia-CSG-New_v1-HW-Installation includes Project Management teams,Rollout team,Warehouse rental, site survey, installation, comissioning, Integration and Decomissioning services | 2004 | 3038699374 | CSG_v1 HW Installation & Commissioning
CSG_v1 Migration | Nokia-CSG-New_v1-Migration includes Migration execution ,testing and acceptance services | 988 | 3057727665 | CSG_v1 Migration
CSG_v2 HW Installation & Commissioning | Nokia-CSG-New_v2-HW-Installation includes Project Management teams,Rollout team,Warehouse rental, site survey, installation, comissioning, Integration and Decomissioning services | 2004 | 3029993682 | CSG_v2 HW Installation & Commissioning
CSG_v2 Migration | Nokia-CSG-New-v2-Migration includes Migration execution ,testing and acceptance services | 988 | 3021241643 | CSG_v2 Migration
CSG_v3 HW Installation & Commissioning | Nokia-CSG-New_v3-HW-Installation includes Project Management teams,Rollout team,Warehouse rental, site survey, installation, comissioning, Integration and Decomissioning services | 2004 | 3074240543 | CSG_v3 HW Installation & Commissioning
CSG_v3 Migration | Nokia-CSG-New_v3-Migration includes Migration execution ,testing and acceptance services | 988 | 3097407090 | CSG_v3 Migration
3rd Party CSG Integration | 3rd party CSG HW-Installation includes Project Management teams,Rollout team,Warehouse rental, site survey, installation, comissioning, Integration and Decomissioning services | 390 | 3025561575 | 3rd Party CSG Integration
3rd Party CSG Migration | 3rd party CSG-Remote migration includes Migration execution ,testing and acceptance services | 500 | 3015616247 | 3rd Party CSG Migration
CSG Link Shifting | CSG Link Shiting includes conneting the uplink as single homed, shifting the uplink from one PAGG to another | 1800 | 3063746227 | CSG Link Shifting
Rehoming Services | Rehoming service for access node from one AGG/PRE-AGG including either one of the below services: 1- Cell Site Gateway 2- Enterprise Access switch 3- RTN Link 4- OSN Link 5- 4 links for BTS rehoming The service includes fiber patching and VPN service rehoming, excluding ISP/OSP work, service validation by customer end or drive test and Special Fees for permits at sites. | 1800 | 3037783100 | Rehoming Services
Mobile Migration per Cisco CSG | Mobile Migration incl. Remote migration execution ,testing and acceptance services per Cisco CSG | 500 | 3095478693 | Mobile Migration per Cisco CSG
BDS Migration | Nokia-BDS-Migration incl. Migration execution ,testing and acceptance services per node | 1710 | 3023551258 | BDS Migration
Card Expansion Installation&Integration | Nokia-Card Expansion incl. Installation & Integration and acceptance services | 1002 | 3086203925 | Card Expansion Installation&Integration
CSG_ISP_service per 100 meters | ISP services for indoor access router deployments per 100 meters | 680 | 3064904718 | CSG_ISP_service per 100 meters
Testbed Service | POC service including POC Desing ,POC implementation ,POC execution | 0 | 3043171899 | Testbed Service
Nokia-Design-Service | Design includes Customer Workshop,HLD,LLD,Acceptance Test book,SAM design,Configuration templates,Migration strategy,MOP templates. | 0 | 3027390070 | Nokia-Design-Service
Deepfield Platform design, installation and configuration | Deepfield Platform design, installation and configuration (does not include HW installation) | 55000 | 3089879742 | Deepfield Platform design, installation and configuration
Professional Services package for Deepfield Platform customization | Professional Services package for Deepfield Platform customization (10-days ) | 24000 | 3060227629 | Professional Services package for Deepfield Platform customization
Nokia-Training | Training sessions | 0 | 3034479211 | Nokia-Training
1 sprint | One sprint includes one scrum team for 6 weeks (working on one Use Case) | 74088 | 3083845279 | 1 sprint
8 sprints | Eight sprints includes one scrum team for working for a year (Each Scrum team can deliver max of 8 sprints per year) | 537600 | 3053049447 | 8 sprints
16 sprints | Sixteen sprint includes two scrum teams working parallel for a year (Each scrum team can deliver max of 8 sprints per year) | 966604.8 | 3026609591 | 16 sprints
24 sprints | Twenty-four sprint includes 3 scrum teams working in parallel for one year (Each Scrum team can deliver max of 8 sprints per year) | 1371955.2 | 3010679228 | 24 sprints
LSS yearly fee_ Year 1 | The LSS covers the work to recertify the automation use cases with the new NSP and/or NE versions 2.Audit and recertification require access to customer labs and NE’s and customer participation in the acceptance test – the same as when the AP was first delivered | 308582.4 | 3012592186 | LSS yearly fee_ Year 1
LSS Yearly fee_Year 2 | The LSS covers the work to recertify the automation use cases with the new NSP and/or NE versions 2.Audit and recertification require access to customer labs and NE’s and customer participation in the acceptance test – the same as when the AP was first delivered | 415121.28 | 3091889365 | LSS Yearly fee_Year 2
Nokia-OS-Upgrade-AGG-Service | Upgrade the AGG node from N Release to N+1 Release | 1548.8 | 3050707920 | Nokia-OS-Upgrade-AGG-Service
Nokia-OS-Upgrade-PAGG/SCSG-Service | Upgrade the PAGG node from N Release to N+1 Release | 774.4 | 3099044561 | Nokia-OS-Upgrade-PAGG/SCSG-Service
Nokia-OS-Upgrade-CSG-Service | Upgrade the CSG node from N Release to N+1 Release | 774.4 | 3036282449 | Nokia-OS-Upgrade-CSG-Service
Nokia-OS-Aggregation SW Upgrade | Major software update from N Release to N+1 Release for the existing AGG | 2323.2 | 3056903584 | Nokia-OS-Aggregation SW Upgrade
Nokia-OS-PAGG/SCSG SW Upgrade | Major software update from N Release to N+1 Release for the existing PAGG | 1548.8 | 3039471496 | Nokia-OS-PAGG/SCSG SW Upgrade
Nokia-OS-CSG SW Upgrade | Major software update from N Release to N+1 Release for the existing CSG | 774.4 | 3036282449 | Nokia-OS-CSG SW Upgrade
Nokia NMS_upgrade service | NMS_upgrade_year1 including MOP preparation, staging, execution and acceptance test | 80000 | 3015251445 | Nokia NMS_upgrade service
Nokia NMS_upgrade SRS | 3HE10161BA Nokia Software Release Subscription | 300000 | 3036132333 | Nokia NMS_upgrade SRS
Resident Engineer | Resident Engineer | 152433.4962 | 3032397606 | Resident Engineer
1AB407560001 | Optical Fiber cables (3m) | 3.95 | 3063686995 | 1AB407560001
1AB377380001 | Optical Fiber cables (5m) | 4.1715 | 3040403128 | 1AB377380001
1AB377380003 | Optical Fiber cables (7m) | 4.5 | 3081879468 | 1AB377380003
1AB377380006 | Optical Fiber cables (10m) | 4.72 | 3066834014 | 1AB377380006
1AB407580013 | Optical Fiber cables (20m) | 6 | 3024805236 | 1AB407580013
1AD147550001 | TRU - Power (Considered for Controller sites) | 193.5292 | 3034351841 | 1AD147550001
1AD147550002 | 100 Amps Circuit Breakers (Considered for controller sites) | 211 | 3077725595 | 1AD147550002
3BK08959BA | Power Cable 1x35 Black (15 meters per site) | 5.8117 | 3014904444 | 3BK08959BA
3BK08958BA | Power Cable 1x35 Blue (15 meters per site) | 5.8117 | 3083057969 | 3BK08958BA
3BK08960BA | Power Cable 1x35 Yellow/Green (15 meters per site) | 5.8117 | 3033690639 | 3BK08960BA
Nokia-Power-Upgrade- Single Battery Cell Addition- Hardware (150 Ah) | Power upgrade battery kit for Pre-Aggr routers (150 Ah) 12V Cell | 272.5 | 3020729413 | Nokia-Power-Upgrade- Single Battery Cell Addition- Hardware (150 Ah)
Nokia-Power-Upgrade- Single Battery Cell Addition- Hardware (170 Ah) | Power upgrade battery kit for Pre-Aggr routers (170 Ah) 12V Cell | 272.5 | 3082379855 | Nokia-Power-Upgrade- Single Battery Cell Addition- Hardware (170 Ah)
Nokia-Power-Upgrade- Single Rectifier Module Addition- Hardware-PowerOne | Power upgrade rectifier kit for Pre-Aggr routers (Brand: Powerone) Single Module - powerOne 1600W | 343.175 | 3033491276 | Nokia-Power-Upgrade- Single Rectifier Module Addition- Hardware-PowerOne
Nokia-Power-Upgrade- Single Rectifier Module Addition- Hardware-Delta | Power upgrade rectifier kit for Pre-Aggr routers (Brand: Delta) : Single Module - Delta 2000W | 160.325 | 3038698884 | Nokia-Power-Upgrade- Single Rectifier Module Addition- Hardware-Delta
Nokia-Rack-42U | Free Standing Racks - 42U - 800mm(W) X 800mm(D) with FAN Unit, perforated front and back door, filter layer on perforated surface, Vertical cable manager on front and back sides of the rails, Lacing bar on either sides | 843.75 | 3029815923 | Nokia-Rack-42U
Nokia-Rack-19U | 19"rack , 29U 600*600 | 958.65 | 3051067639 | Nokia-Rack-19U
Nokia-Rack-12U | 12U ergoRack with Glass Front Door, openable side panels from inside or outside 600x600 mm (organiser, cable ring, gorunding bar) | 162.5 | 3049666899 | Nokia-Rack-12U
Nokia-Rack-6U | Wall Mount - 6U - 600mm(W) X 600mm(D) | 168.75 | 3071804270 | Nokia-Rack-6U
ODF-patch-panels-144 | 144 PORT 4U (144 pcs Simplex SC/APC adaptors, 144 pcs SC/APC Pigtail, 144 pcs splice protector sleeve, 12 pcs splice tray) | 608.75 | 3065581368 | ODF-patch-panels-144
ODF Patch panels (96) | 96 PORT 4U (96 pcs Simplex SC/APC adaptors, 96 pcs SC/APC Pigtail, 96 pcs splice protector sleeve, 8 pcs splice tray) | 457.5 | 3024386089 | ODF Patch panels (96)
ODF Patch panels (72) | 72 PORT 4U (72 pcs Simplex SC/APC adaptors, 72 pcs SC/APC Pigtail, 72 pcs splice protector sleeve) | 1443.75 | 3011573128 | ODF Patch panels (72)
ODF Patch panels (48) | 48 PORT 2U 48 pcs Simplex SC/APC adaptors, 48 pcs SC/APC Pigtail, 48 pcs splice protector sleeve, 4 pcs splice tray) | 218.75 | 3042710133 | ODF Patch panels (48)
ODF Patch panels (24) | 24 PORT 1U (24 pcs Simplex SC/APC adaptors, 24 pcs SC/APC Pigtail, 24 pcs splice protector sleeve, 2 pcs splice tray) | 133.75 | 3019463966 | ODF Patch panels (24)
ODF Patch panels (12) | 12 PORT 1U (12 pcs Simplex SC/APC adaptors, 12 pcs SC/APC Pigtail,12 pcs splice protector sleeve, 1 pcs splice tray) | 96.25 | 3036613084 | ODF Patch panels (12)
Vertiv/Delta Indoor Power Cabinet 12KW | Vertiv Indoor Power Cabinet 12KW (including the N+1 redundancy module) upgradable to 20KW applicable warranty of 5 years | 2018.72 | 3092780679 | Vertiv/Delta Indoor Power Cabinet 12KW
Installation & commissioning of Indoor Power Cabinet 12KW | Installation & commissioning of Indoor Power Cabinet 12KW (including the N+1 redundancy module) upgradable to 20KW | 958.28 | 3053510326 | Installation & commissioning of Indoor Power Cabinet 12KW
Dismantle old Rectifier - including the packing and transfer to warehouse | Dismantle old Rectifier - including the packing and transfer to warehouse | 269.03 | 3026816154 | Dismantle old Rectifier - including the packing and transfer to warehouse
Supply outdoor Power Cabinet 12KW | Supply outdoor Power Cabinet 12KW (including the N+1 redundancy module) upgradable to 20KW, applicable warranty of 5 years | 2836.44 | 3022785468 | Supply outdoor Power Cabinet 12KW
Temporary DC System Installation | Temporary DC System Installation to run dual feed equipment during DC Swap Activity (Hot Swap) (Vertiv Brand) | 0 | 3080346198 | Temporary DC System Installation
Vertiv/Delta Rectifier module compatible with the Supplied DC System | Supply of Vertic Rectifier module compatible with the Supplied DC System, 3000W | 235 | 3060155800 | Vertiv/Delta Rectifier module compatible with the Supplied DC System
Schneider/Nader Output Breakers (Standard-Type) - 100A | Supply of Schneider/Nader Output Breakers (Standard-Type) - 100A | 19.2 | 3093715166 | Schneider/Nader Output Breakers (Standard-Type) - 100A
Schneider/Nader Output Breakers (Standard-Type) - 63A | Supply of Schneider/Nader Output Breakers (Standard-Type) - 63A | 3.39 | 3017953528 | Schneider/Nader Output Breakers (Standard-Type) - 63A
Schneider/Nader Output Breakers (Standard-Type) - 40A | Supply of Schneider/Nader Output Breakers (Standard-Type) - 40A | 161.7 | 3073035963 | Schneider/Nader Output Breakers (Standard-Type) - 40A
CBI/Nader Output Breakers (Slim-Type) - 100A | Supply of CBI/Nader Output Breakers (Slim-Type) - 100A ; 2 pole with copper busbar | 19.2 | 3015552857 | CBI/Nader Output Breakers (Slim-Type) - 100A
CBI/Nader Output Breakers (Slim-Type) - 63A | Supply of CBI/Nader Output Breakers (Slim-Type) - 63A; 1 pole | 3.39 | 3022654685 | CBI/Nader Output Breakers (Slim-Type) - 63A
CBI/Nader Output Breakers (Slim-Type) - 32A | Supply of CBI/Nader Output Breakers (Slim-Type) - 32A; 1 pole | 144.4 | 3017431784 | CBI/Nader Output Breakers (Slim-Type) - 32A
Minor Upgrade of existing power system. ( Busbar - Cabling, etc ) | Minor Upgrade of existing power system. ( Busbar, -Power cable and power lugs (green, blue, red) -power upgrade circuit breaker (100A) ) | 5601.75 | 3030879119 | Minor Upgrade of existing power system. ( Busbar - Cabling, etc )
Rectifier DPR2000C ( Delta ) | Rectifier DPR2000C ( Delta ) | 148.23 | 3056416201 | Rectifier DPR2000C ( Delta )
Vertiv/Delta Rectifier Power Module for upgrades -2000W - | Vertiv Rectifier Power Module for upgrades -2000W - | 187.14 | 3084723953 | Vertiv/Delta Rectifier Power Module for upgrades -2000W -
Power_PowerCables and Lugs | Power upgrade cable and lugs kit for Core/AGGR/PAGG/Access routers (green, blue and red) | 68.49 | 3045568832 | Power_PowerCables and Lugs
Upgrade the BNG node from Release 16 to Release 22 |  | 3984 | 3025958050 | Upgrade the BNG node from Release 16 to Release 22
Deliver custom software artefacts of sixteen sprints |  | 966604.8 | 3083845282 | Deliver custom software artefacts of sixteen sprints
Implementation of VAS for subscriber based firewall enablement for 1 AGGR pair |  | 18300 | 3025958047 | Implementation of VAS for subscriber based firewall enablement for 1 AGGR pair
Deliver custom software artefacts of twenty-four sprints |  | 1371955.2 | 3083845283 | Deliver custom software artefacts of twenty-four sprints
Deliver custom software artefacts of eight sprints |  | 537600 | 3083845281 | Deliver custom software artefacts of eight sprints
Deliver custom software artefacts of sixteen sprints |  | 966604.8 | 3083845282 | Deliver custom software artefacts of sixteen sprints
Deliver custom software artefacts of one sprint |  | 74088 | 3083845280 | Deliver custom software artefacts of one sprint
Design Update on BNG for VAS (subcriber based firewall enablement), Design validation and lab testing |  | 27057.44 | 3025958046 | Design Update on BNG for VAS (subcriber based firewall enablement), Design validation and lab testing

## SUMMARY
Model Type | Qty | Price | Description
AGGR_SR7s | 4 | 1410884.46
400G MDA | 20 | 1711725.82
IXR-R6d | 21 | 1761696.187
IXR-R6d | 6 | 517859.482
IXR-R6d MDA | 8 | 111609
SR7B SCSG Upgrade | 7 | 13220.8 | SR7B running on Rls16 Upgrade
Satellite | 10 | 198420
ESA 2ND VM ACTIVATION | 14 | 82656
vRR HW |  | 241200 | FOC
TOTAL |  | 6049271.749
Discount (ESA 2nd VM Activation) |  | -45500
Discount (vRR SR7 to HN7 Server Replacement) |  | -241200
TOTAL |  | 5762571.749

## AGGR_SR7s
PN | Du Item Code | Description | Price | Qty | Total Price
AGGv1 Bundle | 3013258069 | Nokia SR-7s - AGG v1 Bundle including: (1) 3HE16196AA BNDL 7750 SR-7s CPM2-7s CNTL RED DC PWR (1) 3HE12328AA ACC - SR-7s/14s PWR SHELF ACC KIT LVDC (1) 3HE12460AA ACC - 7750 SR-7s AIR FILTER DOOR KIT (3) 3HE12378AA ACC - 7750 SR-7s XCM IMPEDANCE PNL (2) 3HE11305AA XCM - 7750 SR-s XCM-7s (2) 3HE14027BA IOM-s - SR-s IOM-s 3.0T - ER | 100000 | 4 | 400000
AGGv1 400G Bundle | 3073693538 | AGG 400G MDA-s bundle including: (1) 3HE12515AA MDA-s – SR-s 4-pt QSFP-DD + 4-pt QSFP28 (4) 3HE15212AA QSFP56-DD - 400G LR8 10Km 0/70C - each with 3HE00400PP - RTU License for 400G port (2) 3HE10550AA QSFP28 - 100GBASE-LR4 ROHS6/6 0/70C - each with 3HE00100PP - RTU License for 100G port | 44000 | 8 | 352000
3HE12511AA | 3070977509 | MDA-s - SR-s 18-pt QSFP28 | 17250 | 4 | 69000
3HE12513AA | 3086323707 | MDA-s - 16pt SFP-DD MACsec + 4pt QSFP28 | 16750 | 4 | 67000
ESA Bundle | 3071025782 | AGG ESA Bundle for Ipsec including: (1) 3HE15841AA ESA - 7750 SR ESA 100G DC (2) 3HE10551AA QSFP28 - 100GBASE-SR4 ROHS6/6 0/70C - each with 3HE00100PP - RTU License for 100G port | 13860 | 4 | 55440
7210 SAS-Sx Bundle | 3079112026 | 7210 SAS-Sx 10/100G Bundle including: (1) 3HE11597AA SYS - 7210 SAS-Sx 64SFP+ 4QSFP28 (2) 3HE10499AA PS - 7210 SAS-Sx Power Supply DC -48V (F) (4) 3HE10551AA QSFP28 - 100GBASE-SR4 ROHS6/6 0/70C - each with 3HE00100PP - RTU License for 100G port (45) 3HE09327AA SFP+ 10GE LR - LC ROHS6/6-40/85C - each with 3HE00010PP - RTU License for 10G port (13) 3HE09328AA SFP+ 10GE ER - LC ROHS6/6-40/85C - each with 3HE00010PP - RTU License for 10G port (6) 3HE09329AA SFP+ 10GE ZR - LC ROHS6/6 -40/85C - each with 3HE00010PP - RTU License for 10G port | 18000 | 4 | 72000
3HE16254NSP | 3050242300 | NSP LP bundle including: (1) 3HE16254AA NSP LICENCE POINT (1) 3HE16255AA NSP HIGH AVAILABILITY FP (1) 3HE16001AA NSP CLASSIC MANAGEMENT FP (1) 3HE16003AA NSP NETWORK INFRASTRUCTURE MANAGEMENT FP (1) 3HE16005AA NSP SERVICE ASSURANCE FP (1) 3HE16011AA NSP WORKFLOW AUTOMATION ENGINE FP | 28 | 5756 | 161168
3HE15809AA | 3073795830 | SR - OS - ZTP 7750/7950 R20.x LICENSE | 1000 | 4 | 4000
3HE11471CA | 3095328969 | OS-7210 SAS-Sx 10/100 Base Lic Sat R11.0 | 40 | 4 | 160
3HE06490AA | 3066930622 | RTU - SROS ESM - 64K SUB-HOSTS | 0 | 4 | 0
3BK08959BA | 3014904444 | Power Cable 1x35 Black (15 meters per site) | 5.8117 | 40 | 232.47
3BK08958BA | 3083057969 | Power Cable 1x35 Blue (15 meters per site) | 5.8117 | 40 | 232.47
1AB377380006 | 3066834014 | Optical Fiber cables (10m) | 4.72 | 816 | 3851.52
3HE16016AA | 3073697614 | NSP IP CONTROL CLASS 1 NODE | 450 | 4 | 1800
Aggregation_PE v2 Installation & Commissioning | 3079928711 | Nokia-Agg-New-PE_v2-HW installation incl. Project Management teams, Rollout team, Warehouse rental, site survey, installation, commissioning, Integration, ATP, IPSec Integration and Decommissioning services | 6000 | 4 | 24000
SWAP Aggregation (Replacement/Upgrade) Migration (Port by Port) | 3043338532 | Nokia AGG- SWAP-Port by Port Migration incl. Automated Migration execution, testing and acceptance services | 50000 | 4 | 200000
3HE14310AA |  | UPG - IOM-s 3.0T ER to 3.0T HE | FOC | 8 | FOC
TOTAL |  |  |  |  | 1410884.46

## 400G_MDA
PN | Du Item Code | Description | Price | Qty | Total Price
AGG_SR12E_Upgrade_400G | 3086200344 | 7750 SR-7/12e AGG 400G IOM5 + MDA-e-XP card Bundle including: (1) 3HE12332BA IOM - 7750 SR IOM5-e - ER (2) 3HE15152AA MDA-e-XP - 7750 SR 6-pt QSFP-DD (8) 3HE15212AA QSFP56-DD - 400G LR8 10Km 0/70C - each with 3HE00100PP - RTU License for 400G port (10) 3HE10550AA QSFP28 - 100GBASE-LR4 ROHS6/6 0/70C - each with 3HE00100PP - RTU License for 100G port | 70584.291 | 20 | 1411685.82
3HE16254NSP | 3050242300 | NSP LP bundle including: (1) 3HE16254AA NSP LICENCE POINT (1) 3HE16255AA NSP HIGH AVAILABILITY FP (1) 3HE16001AA NSP CLASSIC MANAGEMENT FP (1) 3HE16003AA NSP NETWORK INFRASTRUCTURE MANAGEMENT FP (1) 3HE16005AA NSP SERVICE ASSURANCE FP (1) 3HE16011AA NSP WORKFLOW AUTOMATION ENGINE FP | 28 | 10000 | 280000
1AB377380006 | 3066834014 | Optical Fiber cables (10m) | 4.72 | 0 | 0
Card Expansion Installation&Integration | 3086203925 | Nokia-Card Expansion incl. Installation & Integration and acceptance services | 1002 | 20 | 20040
Nokia AGG Capacity Expansion Migration | 3021260661 | Nokia AGG Capacity Expansion Migration incl. Migration execution, testing and acceptance services per node from existing configuration to the new configuration | 7247 | 0 | 0
3HE14310AA |  | UPG - IOM-s 3.0T ER to 3.0T HE | FOC | 20 | FOC
TOTAL |  |  |  |  | 1711725.82
* Capacity Expansion Migration will be handled by Du.

## IXR-R6d
PN | Du Item Code | Description | Price | Qty | Total Price |  | Site Name | Uplink Fiber confirmation | Fiber distance | Ring Number | SiteCode | USED10G | USED 1G | USED SONET | TOTAL Port Count | Chassis IXR-R6d | Service | Comments | 7250IXR | 7705SAR-8 | 7705SAR-M | 7705SAR-X | Cisco CSG
SCSG_High Bundle | 3014950070 | 7250 IXR-R6 SCSG-High 400G Base Bundle: (1) 3HE16708AA 7250 IXR-R6 Chassis Bundle (1) 3HE16706AA SYS - 7250-IXR-R6x Fan Tray (2) 3HE16704AA CPM - 7250 IXR-R6x/xp CPIOM (1) 3HE16738AA ACC - MDA Impedance Panel (R6x) (2) 3HE16717AA MDA - 1 x QSFP-DD + 1 x QSFP28 (R6x) (2) 3HE15212AA QSFP56-DD - 400G LR8 10Km 0/70C - each with 3HE00100PP - RTU License for 400G port (1) 3HE16712AA MDA - 15 x SFP28/SFP+ + 3 x SFP+ MDA (3) 3HE14835AA SFP28 25GE LR - LC ROHS6/6 -40/85C - each with 3HE00100PP - RTU License for 25G port (2) 3HE15377AA. SFP28 - 25GE ER - LC ROHS6/6 -40/85C - each with 3HE00100PP - RTU License for 25G port (2) 3HE16713AA MDA - 20 x SFP+ (R6x) (16) 3HE09327AA. SFP+ 10GE LR - LC ROHS6/6-40/85C - each with 3HE00100PP - RTU License for 10G port (4) 3HE09328AA. SFP+ 10GE ER - LC ROHS6/6-40/85C - each with 3HE00100PP - RTU License for 10G port (2) 3HE09329AA SFP+ 10GE ZR - LC ROHS6/6 -40/85C - each with 3HE00100PP - RTU License for 10G port | 43400 | 21 | 911400 |  | UAQ-2805-PREAGG-SR7-1 | UAQ DC | 40KM(UAQ2805 TO UAQ2806) 12KM | Ring18 | UAQ2805 | 8 | 24 | 1 | 33 | 1 | 1 |  | 10 |  | 1 | 1 | 2 | 14
3HE15662BA | 3098721057 | OS - 7250 IXR R20.x ZTP OS LICENSE LARGE | 300 | 21 | 6300 |  | UAQ-2806-PREAGG-SR7-1 | UAQ DC | 55KM | Ring18 | UAQ2806 | 8 | 23 | 1 | 32 | 1 | 1 |  | 7 |  | 1 | 4 | 5 | 17
3HELB019AA | 3015902050 | RTU - 1588 Freq & Phase LICENSE LARGE | 100 | 21 | 2100 |  | KFN-2115-PREAGG-SR7-1 | FUJ6001 | 85KM | Ring 36 | KFN2115 | 10 | 30 | 1 | 41 | 1 | 1 |  | 8 |  | 1 | 7 | 12 | 28
3HELB021AA | 3046518651 | RTU - Large FIB scale License, IXR | 250 | 21 | 5250 |  | FUJ-5002-PREAGG-SR7-1 | FUJ6001 | 45KM | Ring 39 | FUJ5002 | 7 | 27 | 2 | 36 | 1 | 1 |  | 8 |  | 2 | 3 | 9 | 22
1AK23152AAAA | 3078304503 | CSoP Smart SFP, 15 km STM-1 over GbE - each with 3HE00100PP - RTU License for STM1 port | 600 | 0 | 0 |  | FUJ-2013-PREAGG-SR7-1 | FUJ6001 | 15KM | Ring 42 | FUJ2013 | 10 | 30 | 1 | 41 | 1 | 1 |  | 3 |  | 3 | 5 | 6 | 17
1AK23148AAAA | 3090865384 | TPoP Smart SFP, E1 120 Ohm balanced, RJ45 - each with 3HE00100PP - RTU License for E1 port | 240 | 0 | 0 |  | SHJ-2020-PREAGG-SR7-1 | SHJ2017 | 7KM(SHJ2022>>28KM>>SHJ2038) | Ring 48 | SHJ2020 | 12 | 11 | 2 | 25 | 1 | 1 |  | 1 |  |  | 7 | 1 | 9
3BK08959BA | 3014904444 | Power Cable 1x35 Black (15 meters per site) | 5.8117 | 42 | 244.0935 |  | AUH-2039-PREAGG-SR7-1 | AUH DC |  | PREAGG - Ring18 | AUH2039 | 8 | 27 | 2 | 37 | 1 | 1 |  | 2 |  | 1 | 5 |  | 8
3BK08958BA | 3083057969 | Power Cable 1x35 Blue (15 meters per site) | 5.8117 | 42 | 244.0935 |  | AUH-2076-IBS-SAR-M-1 | AUH DC |  | PREAGG - Ring18 | AUH2076 |  |  |  |  | 1 | CSG Migration service | [6 empty] | 0
1AB377380006 | 3066834014 | Optical Fiber cables (10m) | 4.72 | 1000 | 4720 |  | AUH-2136-PREAGG-SR7-1 | AUH1416 | 40KM (AUH-2165 - AUH-2136 20KM) | PREAGG - Ring22 | AUH2136 | 9 | 9 | 1 | 19 | 1 | 1 |  |  |  | 1 | 5 |  | 6
3HE16016AA | 3073697614 | NSP IP CONTROL CLASS 1 NODE | 450 | 21 | 9450 |  | AUH-2165-PREAGG-SR7-1 | [14 empty] | 4 |  | 4
SWAP PAGG/SCSG HW Installation & Commissioning | 3098507232 | Nokia PAGG/SCSG-SWAP-HW installation incl. Project Management teams, Rollout team, Warehouse rental, site survey, installation, commissioning, Integration, ATP, and Decommissioning services | 6000 | 21 | 126000 |  | AUH-1359-PREAGG-SR7-1 | AUH1416 |  | PREAGG - Ring23 | AUH1359 | 4 | 12 | 1 | 17 | 1 | 1 |  | 5 |  |  | 2 | 7 | 14
SWAP PAGG/SCSG Port by Port Migration | 3043063050 | Nokia PAGG-SWAP-Port by Port Migration includes Automated Migration execution, testing and acceptance services | 35000 | 19 | 665000 |  | AUH-2129-PREAGG-SR7-1 | AUH DC -1 AUH DC -2 | 10KM 20KM | PREAGG - Ring32 | AUH2129 | 3 | 19 | 1 | 23 | 1 | 1 | [6 empty] | 0
Nokia AGG-SWAP-Port by Port Migration from multiple nodes to Nokia AGG from a different physical site | 3076929792 | Nokia AGG- SWAP-Port by Port Migration incl. Automated Migration execution, testing and acceptance services [from multiple nodes to Nokia AGG from a different physical site [up to 3 nodes]for maximum of 10 ports] | 10000 | 3 | 30000 | Sites will be provided by Du later. | AAN-2042-PREAGG-SR7-1 | AAN6001-1 |  | PREAGG - Ring35 | AAN2042 | 17 | 16 | 1 | 34 | 1 | 1 |  | 3 |  |  | 8 | 2 | 13
CSG_v1 Migration | 3057727665 | Nokia-CSG-New_v1-Migration includes Migration execution ,testing and acceptance services | 988 | 1 | 988 |  | AAN-2065-PREAGG-SR7-1 | AAN2301 | SPOF removal of 8km | PREAGG - Ring37 | AAN2065 | 15 | 15 | 1 | 31 | 1 | 1 |  | 4 |  |  | 2 | 2 | 8
TOTAL |  |  |  |  | 1761696.187 |  | AAN-2058-PREAGG-SR7-1 | AAN2305 |  | PREAGG - Ring37 | AAN2058 | 8 | 31 | 2 | 41 | 1 | 1 |  |  | 1 |  | 8 | 3 | 12
[7 empty] | AAN-2088-PREAGG-SR7-1 | AAN2305 |  | PREAGG - Ring39 | AAN2088 | 14 | 19 | 4 | 37 | 1 | 1
[7 empty] | DXB 1683 & DXB 2281 | [10 empty] | Fiber is not ready
DXX 3131
[7 empty] | DXB 2257 | [10 empty] | New Site, migration is not required
[7 empty] | DXB 3161 | [10 empty] | site is not ready
[7 empty] | DXB 2009 | [10 empty] | site is not ready

## IXR-R6d_6 sites
PN | Du Item Code | Description | Price | Qty | Total Price
SCSG_High Bundle | 3014950070 | 7250 IXR-R6 SCSG-High 400G Base Bundle: (1) 3HE16708AA 7250 IXR-R6 Chassis Bundle (1) 3HE16706AA SYS - 7250-IXR-R6x Fan Tray (2) 3HE16704AA CPM - 7250 IXR-R6x/xp CPIOM (1) 3HE16738AA ACC - MDA Impedance Panel (R6x) (2) 3HE16717AA MDA - 1 x QSFP-DD + 1 x QSFP28 (R6x) (2) 3HE15212AA QSFP56-DD - 400G LR8 10Km 0/70C - each with 3HE00100PP - RTU License for 400G port (1) 3HE16712AA MDA - 15 x SFP28/SFP+ + 3 x SFP+ MDA (3) 3HE14835AA SFP28 25GE LR - LC ROHS6/6 -40/85C - each with 3HE00100PP - RTU License for 25G port (2) 3HE15377AA. SFP28 - 25GE ER - LC ROHS6/6 -40/85C - each with 3HE00100PP - RTU License for 25G port (2) 3HE16713AA MDA - 20 x SFP+ (R6x) (16) 3HE09327AA. SFP+ 10GE LR - LC ROHS6/6-40/85C - each with 3HE00100PP - RTU License for 10G port (4) 3HE09328AA. SFP+ 10GE ER - LC ROHS6/6-40/85C - each with 3HE00100PP - RTU License for 10G port (2) 3HE09329AA SFP+ 10GE ZR - LC ROHS6/6 -40/85C - each with 3HE00100PP - RTU License for 10G port | 43400 | 6 | 260400
3HE15662BA | 3098721057 | OS - 7250 IXR R20.x ZTP OS LICENSE LARGE | 300 | 6 | 1800
3HELB019AA | 3015902050 | RTU - 1588 Freq & Phase LICENSE LARGE | 100 | 6 | 600
3HELB021AA | 3046518651 | RTU - Large FIB scale License, IXR | 250 | 6 | 1500
1AK23152AAAA | 3078304503 | CSoP Smart SFP, 15 km STM-1 over GbE - each with 3HE00100PP - RTU License for STM1 port | 600 | 0 | 0
1AK23148AAAA | 3090865384 | TPoP Smart SFP, E1 120 Ohm balanced, RJ45 - each with 3HE00100PP - RTU License for E1 port | 240 | 0 | 0
3BK08959BA | 3014904444 | Power Cable 1x35 Black (15 meters per site) | 5.8117 | 12 | 69.741
3BK08958BA | 3083057969 | Power Cable 1x35 Blue (15 meters per site) | 5.8117 | 12 | 69.741
1AB377380006 | 3066834014 | Optical Fiber cables (10m) | 4.72 | 1000 | 4720
3HE16016AA | 3073697614 | NSP IP CONTROL CLASS 1 NODE | 450 | 6 | 2700
SWAP PAGG/SCSG HW Installation & Commissioning | 3098507232 | Nokia PAGG/SCSG-SWAP-HW installation incl. Project Management teams, Rollout team, Warehouse rental, site survey, installation, commissioning, Integration, ATP, and Decommissioning services | 6000 | 6 | 36000
SWAP PAGG/SCSG Port by Port Migration | 3043063050 | Nokia PAGG-SWAP-Port by Port Migration includes Automated Migration execution, testing and acceptance services | 35000 | 6 | 210000
TOTAL |  |  |  |  | 517859.482

## IXR-R6d_MDA
PN | Du Item Code | Description | Price | Qty | Total Price
SCSG_High_25G Bundle | 3095178703 | 7250 IXR-R6 25G MDA bundle including: (1) 3HE16712AA MDA - 15 x SFP28/SFP+ + 3 x SFP+ MDA (7) 3HE14835AA SFP28 25GE LR - LC ROHS6/6 -40/85C - each with 3HE00100PP - RTU License for 25G port (3) 3HE15377AA SFP28 - 25GE ER - LC ROHS6/6 -40/85C - each with 3HE00100PP - RTU License for 25G port | 10351.6 | 3 | 31054.8
3HE16713AA | 3061617488 | MDA - 20 x SFP+ (R6x) | 11875 | 5 | 59375
3HE16254NSP | 3050242300 | NSP LP bundle including: (1) 3HE16254AA NSP LICENCE POINT (1) 3HE16255AA NSP HIGH AVAILABILITY FP (1) 3HE16001AA NSP CLASSIC MANAGEMENT FP (1) 3HE16003AA NSP NETWORK INFRASTRUCTURE MANAGEMENT FP (1) 3HE16005AA NSP SERVICE ASSURANCE FP (1) 3HE16011AA NSP WORKFLOW AUTOMATION ENGINE FP | 28 | 460 | 12880
1AB377380006 | 3066834014 | Optical Fiber cables (10m) | 4.72 | 60 | 283.2
Card Expansion Installation&Integration | 3086203925 | Nokia-Card Expansion incl. Installation & Integration and acceptance services | 1002 | 8 | 8016
TOTAL |  |  |  |  | 111609

## SR7B SCSG Upgrade
PN | Du Item Code | Description | Price | Qty | Total Price | Node List | Site Name | Shelf Type | Operational State | Part Numbe | Shelf Class | Software Version
3HE15808AA | 3011201891 | SR - OS - 7450/7750/7950 R20.x LICENSE | 1000 | 7 | 7000 | DXB-3122-SCSG-SR7B-1 | DXB-3122-SCSG-SR7B-1 | 64-Port 10-Gig SFPP Ethernet Satellite with 4 100-Gig QSFP28 up-links | Up | 3HE11597AA | Ethernet Satellite | TiMOS-B-10.0.R12
3HE11471CA | 3095328969 | OS-7210 SAS-Sx 10/100 Base Lic Sat R11.0 | 40 | 20 | 800 | DXB-3173-SCSG-SR7B-1 | DXB-3122-SCSG-SR7B-1 | 64-Port 10-Gig SFPP Ethernet Satellite with 4 100-Gig QSFP28 up-links | Up | 3HE11597AA | Ethernet Satellite | TiMOS-B-10.0.R12
Nokia-OS-Upgrade-PAGG/SCSG-Service | 3099044561 | Upgrade the PAGG node from N Release to N+1 Release | 774.4 | 7 | 5420.8 | DXB-1003-SCSG-SR7B-1 | DXB-3122-SCSG-SR7B-1 | 4-Port Channelized STM1 Satellite | Up | 3HE10328AA | TDM Satellite | TiMOS-B-9.0.R3
TOTAL |  |  |  |  | 13220.8 | DXB-3252-SCSG-SR7B-1 | DXB-3173-SCSG-SR7B-1 | 64-Port 10-Gig SFPP Ethernet Satellite with 4 100-Gig QSFP28 up-links | Up | 3HE11597AA | Ethernet Satellite | TiMOS-B-10.0.R12
[6 empty] | DXB-1516-SCSG-SR7B-1 | DXB-3173-SCSG-SR7B-1 | 64-Port 10-Gig SFPP Ethernet Satellite with 4 100-Gig QSFP28 up-links | Up | 3HE11597AA | Ethernet Satellite | TiMOS-B-10.0.R12
[6 empty] | DXB-3129-SCSG-SR7B-1 | DXB-3173-SCSG-SR7B-1 | 4-Port Channelized STM1 Satellite | Up | 3HE10328AA | TDM Satellite | TiMOS-B-9.0.R3
[6 empty] | DXB-3159-SCSG-SR7B-1 | DXB-1003-SCSG-SR7B-1 | 64-Port 10-Gig SFPP Ethernet Satellite with 4 100-Gig QSFP28 up-links | Up | 3HE11597AA | Ethernet Satellite | TiMOS-B-10.0.R12
[7 empty] | DXB-1003-SCSG-SR7B-1 | 48-Port 1-Gig Ethernet SFP Satellite | Up | 3HE10492AA | Ethernet Satellite | TiMOS-B-10.0.R12
[7 empty] | DXB-1003-SCSG-SR7B-1 | 64-Port 10-Gig SFPP Ethernet Satellite with 4 100-Gig QSFP28 up-links | Up | 3HE11597AA | Ethernet Satellite | TiMOS-B-10.0.R12
[7 empty] | DXB-3252-SCSG-SR7B-1 | 64-Port 10-Gig SFPP Ethernet Satellite with 4 100-Gig QSFP28 up-links | Up | 3HE11597AA | Ethernet Satellite | TiMOS-B-10.0.R12
[7 empty] | DXB-3252-SCSG-SR7B-1 | 4-Port Channelized STM1 Satellite | Up | 3HE10328AA | TDM Satellite | TiMOS-B-9.0.R3
[7 empty] | DXB-1516-SCSG-SR7B-1 | 64-Port 10-Gig SFPP Ethernet Satellite with 4 100-Gig QSFP28 up-links | Up | 3HE11597AA | Ethernet Satellite | TiMOS-B-10.0.R12
[7 empty] | DXB-1516-SCSG-SR7B-1 | 64-Port 10-Gig SFPP Ethernet Satellite with 4 100-Gig QSFP28 up-links | Up | 3HE11597AA | Ethernet Satellite | TiMOS-B-10.0.R12
[7 empty] | DXB-1516-SCSG-SR7B-1 | 64-Port 10-Gig SFPP Ethernet Satellite with 4 100-Gig QSFP28 up-links | Up | 3HE11597AA | Ethernet Satellite | TiMOS-B-10.0.R12
[7 empty] | DXB-3129-SCSG-SR7B-1 | 64-Port 10-Gig SFPP Ethernet Satellite with 4 100-Gig QSFP28 up-links | Up | 3HE11597AA | Ethernet Satellite | TiMOS-B-10.0.R12
[7 empty] | DXB-3129-SCSG-SR7B-1 | 64-Port 10-Gig SFPP Ethernet Satellite with 4 100-Gig QSFP28 up-links | Up | 3HE11597AA | Ethernet Satellite | TiMOS-B-10.0.R12
[7 empty] | DXB-3129-SCSG-SR7B-1 | 4-Port Channelized STM1 Satellite | Up | 3HE10328AA | TDM Satellite | TiMOS-B-9.0.R3
[7 empty] | DXB-3159-SCSG-SR7B-1 | 64-Port 10-Gig SFPP Ethernet Satellite with 4 100-Gig QSFP28 up-links | Up | 3HE11597AA | Ethernet Satellite | TiMOS-B-10.0.R12
3HE10492AA 48port 1G Satellite is connected to DXB-1003 | [6 empty] | DXB-3159-SCSG-SR7B-1 | 64-Port 10-Gig SFPP Ethernet Satellite with 4 100-Gig QSFP28 up-links | Up | 3HE11597AA | Ethernet Satellite | TiMOS-B-10.0.R12
[7 empty] | DXB-3159-SCSG-SR7B-1 | 4-Port Channelized STM1 Satellite | Up | 3HE10328AA | TDM Satellite | TiMOS-B-9.0.R3

## Satellite
PN | Du Item Code | Description | Price | Qty | Total Price
7210 SAS-Sx Bundle | 3079112026 | 7210 SAS-Sx 10/100G Bundle including: (1) 3HE11597AA SYS - 7210 SAS-Sx 64SFP+ 4QSFP28 (2) 3HE10499AA PS - 7210 SAS-Sx Power Supply DC -48V (F) (4) 3HE10551AA QSFP28 - 100GBASE-SR4 ROHS6/6 0/70C - each with 3HE00100PP - RTU License for 100G port (45) 3HE09327AA SFP+ 10GE LR - LC ROHS6/6-40/85C - each with 3HE00010PP - RTU License for 10G port (13) 3HE09328AA SFP+ 10GE ER - LC ROHS6/6-40/85C - each with 3HE00010PP - RTU License for 10G port (6) 3HE09329AA SFP+ 10GE ZR - LC ROHS6/6 -40/85C - each with 3HE00010PP - RTU License for 10G port | 18000 | 10 | 180000
3HE16254NSP | 3050242300 | NSP LP bundle including: (1) 3HE16254AA NSP LICENCE POINT (1) 3HE16255AA NSP HIGH AVAILABILITY FP (1) 3HE16001AA NSP CLASSIC MANAGEMENT FP (1) 3HE16003AA NSP NETWORK INFRASTRUCTURE MANAGEMENT FP (1) 3HE16005AA NSP SERVICE ASSURANCE FP (1) 3HE16011AA NSP WORKFLOW AUTOMATION ENGINE FP | 28 | 300 | 8400
Card Expansion Installation&Integration | 3086203925 | Nokia-Card Expansion incl. Installation & Integration and acceptance services | 1002 | 10 | 10020
TOTAL |  |  |  |  | 198420

## ESA 2nd VM Activation
ESA Second VM Activation | Du Item Code
3HE16457AA |  | RTU - ESA-MC-IPsec | 3250 | 14 | 45500 | Additional VM / New item
3HE10551AA | 3027907052 | QSFP28 - 100GBASE-SR4 ROHS6/6 0/70C - each with 3HE00100PP - RTU License for 100G port | 2000 | 0 | 0 | 28 required for second VM activation on 7 pairs (14 nodes) SFPs will be used from the previous WO (WO6)
3HE16254NSP | 3050242300 | NSP LP bundle including: (1) 3HE16254AA NSP LICENCE POINT (1) 3HE16255AA NSP HIGH AVAILABILITY FP (1) 3HE16001AA NSP CLASSIC MANAGEMENT FP (1) 3HE16003AA NSP NETWORK INFRASTRUCTURE MANAGEMENT FP (1) 3HE16005AA NSP SERVICE ASSURANCE FP (1) 3HE16011AA NSP WORKFLOW AUTOMATION ENGINE FP | 28 | 826 | 23128 | Catalog
Card Expansion Installation&Integration | 3086203925 | Nokia-Card Expansion incl. Installation & Integration and acceptance services | 1002 | 14 | 14028 | Catalog
82656
Discount |  |  |  |  | -45500
TOTAL |  |  |  |  | 37156

## vRR Server Replacement
PN |  | Description | Price | Qty | Total Price
3HE17416BA |  | VSR-a HN7 R23 DC | 25000 | 9 | 225000
3HE18712AA |  | SFP+ 10GE LR HPE INT BLc ROHS 6/6 | 900 | 18 | 16200
241200
Discount |  |  |  |  | -241200
Total |  |  |  |  | 0
* 2 vRR in 3 regions; 6 live deployments. 2 will be installed in lab and 1 will handed over to operations as spare.
* Dismantled 9xSN7 servers will be collected by Nokia.
* Replacement PIP will be shared.
* Services is not part of the BoQ, will be provided separately.
3HE11380AA | ASL VSR BGP Route Reflector | Lisans included in the previous Du vRR WO