## Port Count
Site ID | 10G | 1G | STM1
AAN-2005-PREAGG-SR7-1 | 4 | 16 | 1
AAN-2006-PREAGG-SR7-1 | 14 | 18 | 1
AAN-2009-PREAGG-SR7-1 | 3 | 11 | 1
AAN-2021-PREAGG-SR7-1 | 20 | 19 | 1
AAN-2042-PREAGG-SR7-1 | 17 | 16 | 1
AAN-2043-PREAGG-SR7-1 | 5 | 15 | 1
AAN-2058-PREAGG-SR7-1 | 8 | 31 | 2
AAN-2059-PREAGG-SR7-1 | 16 | 30 | 1
AAN-2065-PREAGG-SR7-1 | 15 | 15 | 1
AAN-2078-PREAGG-SR7-1 | 5 | 10 | 2
AAN-2088-PREAGG-SR7-1 | 14 | 19 | 4
AAN-2258-PREAGG-SR7-1 | 4 | 14 | 1
AAN-2265-PREAGG-SR7-1 | 11 | 17 | 1
AAN-2302-PREAGG-SR7-1 | 15 | 33 | 1
AAN-2399-PREAGG-SR7-1 | 4 | 15 | 1
AAN-2460-PREAGG-SR7-1 | 6 | 8 | 1
AAN-2495-PREAGG-SR7-1 | 9 | 18 | 1
AJM-2457-PREAGG-SR7-1 | 6 | 11 | 1
AUH-0619-PREAGG-SR7-1 | 3 | 13
AUH-0639-PREAGG-SR7-1 | 3 | 17 | 1
AUH-1048-PREAGG-SR7-1 | 13 | 45 | 1
AUH-1090-PREAGG-SR7-1 | 5 | 9
AUH-1093-PREAGG-SR7-1 | 8 | 22 | 1
AUH-1097-PREAGG-SR7-1 | 5 | 20
AUH-1222-PREAGG-SR7-1 | 4 | 5
AUH-1316-PREAGG-SR7-1 | 13 | 28 | 1
AUH-1336-PREAGG-SR7-1 | 2 | 8 | 1
AUH-1359-PREAGG-SR7-1 | 4 | 12 | 1
AUH-1372-PREAGG-SR7-1 | 18 | 19 | 1
AUH-1405-PREAGG-SR7-1 | 11 | 13 | 2
AUH-1417-PREAGG-SR7-1 | 9 | 10 | 1
AUH-1426-PREAGG-SR7-1 | 3 | 4
AUH-1437-PREAGG-SR7-1 | 3 | 13 | 1
AUH-2039-PREAGG-SR7-1 | 8 | 27 | 2
AUH-2050-PREAGG-SR7-1 | 6 | 9 | 1
AUH-2054-PREAGG-SR7-1 | 13 | 10 | 1
AUH-2055-PREAGG-SR7-1 | 2 | 11
AUH-2076-PREAGG-SR7-1 | 11 | 21 | 1
AUH-2080-PREAGG-SR7-1 | 6 | 6 | 1
AUH-2088-PREAGG-SR7-1 | 11 | 12 | 1
AUH-2099-PREAGG-SR7-1 | 9 | 15 | 1
AUH-2118-PREAGG-SR7-1 | 2 | 8
AUH-2122-PREAGG-SR7-1 | 2 | 5
AUH-2123-PREAGG-SR7-1 | 5 | 9 | 1
AUH-2129-PREAGG-SR7-1 | 3 | 19 | 1
AUH-2132-PREAGG-SR7-1 | 3 | 17
AUH-2134-PREAGG-SR7-1 | 2 | 8 | 1
AUH-2136-PREAGG-SR7-1 | 9 | 9 | 1
AUH-2138-PREAGG-SR7-1 | 12 | 7 | 1
AUH-2142-PREAGG-SR7-1 | 18 | 19 | 1
AUH-2149-PREAGG-SR7-1 | 2 | 3
AUH-2165-PREAGG-SR7-1 | 4 | 15 | 2
AUH-2170-PREAGG-SR7-1 | 3 | 10 | 2
AUH-2178-PREAGG-SR7-1 | 9 | 17 | 1
AUH-2184-PREAGG-SRa8-1 | 19 | 22 | 1
AUH-2205-PREAGG-SR7-1 | 9 | 10 | 1
AUH-2223-PREAGG-SR7-1 | 15 | 30 | 2
AUH-2360-PREAGG-SR7-1 | 11 | 10 | 1
AUH-2366-PREAGG-SR7-1 | 6 | 17 | 3
AUH-2392-PREAGG-SR7-1 | 8 | 8 | 1
AUH-2402-PREAGG-SR7-1 | 15 | 27 | 1
AUH-2410-PREAGG-SR7-1 | 8 | 10
AUH-2427-PREAGG-SR7-1 | 6 | 6 | 1
AUH-2433-PREAGG-SR7-1 | 5 | 6 | 1
AUH-2562-PREAGG-SR7-1 | 3 | 14 | 2
AUH-2674-PREAGG-SR7-1 | 17 | 39 | 1
AUH-2713-PREAGG-SRa8-1 | 29 | 26 | 1
AUH-2784-PREAGG-SR7-1 | 13 | 10 | 1
AUH-2836-PREAGG-SR7-1 | 18 | 23 | 1
AUH-2904-PREAGG-SR7-1 | 4 | 20 | 1
AUH-2908-PREAGG-SR7-1 | 13 | 20 | 1
AUH-2911-PREAGG-SR7-1 | 13 | 34 | 4
AUH-2916-PREAGG-SR7-1 | 6 | 9 | 1
AUH-2918-PREAGG-SR7-1 | 5 | 17 | 1
AUH-2923-PREAGG-SRa8-1 | 9 | 13 | 1
AUH-2925-PREAGG-SRa8-1 | 8 | 13 | 1
AUH-2929-PREAGG-SRa8-1 | 20 | 17 | 1
AUH-2934-PREAGG-SR7-1 | 17 | 36 | 1
AUH-2937-PREAGG-SR7-1 | 9 | 24 | 1
AUH2962-MSS8-1-5-6-PREAGG-2-1-6 |  | 0 | 1
AUH-2962-PREAGG-SR7-1 | 11 | 16 | 1
AUH-5003-PREAGG-SR7-1 | 6 | 11 | 1
AUH-5004-PREAGG-SR7-1 | 4 | 13
AUH-6005-PREAGG-SRa8-1 | 16 | 48
AUH-ADAC-PREAGG-SR7-1 | 8 | 18
AUH-MariaIsland-PREAGG-SR7-1 | 13 | 48
AUH-MASDARCITY-PREAGG-SR7-1 | 6 | 31 | 3
DXB-0296A-PREAGG-SR7-1 | 4 | 35
DXB-0298-PREAGG-SR7-1 | 5 | 16
DXB-1001-PREAGG-SR7-1 | 6 | 16 | 1
DXB-1025-PREAGG-SR7-1 | 12 | 20 | 3
DXB-1069-PREAGG-SR7-1 | 3 | 20
DXB-1074-PREAGG-SR7-1 | 2 | 19 | 1
DXB-1090-PREAGG-SR7-1 | 5 | 6 | 1
DXB-1096-PREAGG-SR7-1 | 3 | 5
DXB-1103-PREAGG-SR7-1 | 11 | 19 | 2
DXB-1156-PREAGG-SR7-1 | 6 | 14 | 1
DXB-1347-PREAGG-SR7-1 | 3 | 10 | 1
DXB-1635-PREAGG-SR7-1 | 12 | 49 | 1
DXB-1683-PREAGG-SR7-1 | 5 | 17 | 1
DXB-1693-PREAGG-SR7-1 | 3 | 9
DXB-1828-PREAGG-SR7-1 | 12 | 23 | 1
DXB-1852-PREAGG-SR7-1 | 5 | 11
DXB-1946-PREAGG-SR7-1 | 8 | 7 | 1
DXB-2123-PREAGG-SR7-1 | 16 | 22 | 1
DXB-2282-PREAGG-SR7-1 | 3 | 17
DXB-2302-PREAGG-SR7-1 | 9 | 19 | 1
DXB-2313-PREAGG-SR7-1 | 11 | 23 | 1
DXB-2583-PREAGG-SR7-1 | 7 | 13
DXB-2770-PREAGG-SR7-1 | 2 | 10
DXB-3121-PREAGG-SR7-1 | 2 | 10
DXB-3122-PREAGG-SR7-1 | 2 | 34 | 1
DXB-3131-PREAGG-SR7-1 | 9 | 15 | 1
DXB-3145-PREAGG-SR7-1 | 18 | 36 | 2
DXB-3155-PREAGG-SR7-1 | 3 | 21
DXB-3160-PREAGG-SR7-1 | 9 | 24 | 1
DXB-3161-PREAGG-SR7-1 | 4 | 87
DXB-3164-PREAGG-SR7-1 | 14 | 28 | 1
DXB-3183-PREAGG-SR7-1 | 5 | 20 | 1
DXB-3215-PREAGG-SR7-1 | 6 | 9 | 1
DXB-3248-PREAGG-SR7-1 | 4 | 18
DXB-3249-PREAGG-SR7-1 | 7 | 13 | 2
DXB-3252-PREAGG-SR7-1 | 5 | 88
DXB-6020-PREAGG-SR7-1 | 6 | 84 | 7
DXB-BB-PREAGG-SR7-1 | 6 | 33 | 3
DXB-BB-PREAGG-SR7-2 | 7 | 27
DXB-DFC-PREAGG-SR7-1 | 2 | 22
DXB-DIFC-TER-1-PREAGG-SR7-1 | 2 | 41
DXB-DIFC-TER-2-PREAGG-SR7-1 | 3 | 36
DXB-DMC-PREAGG-SR7-1 | 6 | 13
DXB-DUBAIOTECH-PREAGG-SR7-1 | 5 | 75 | 3
DXB-KHZMEYDAN-PREAGG-SR7-1 | 10 | 15
DXB-KHZMEYDAN-PREAGG-SR7-2 | 9 | 10
FUJ-5003-PREAGG-SRa8-1 | 14 | 22 | 1
RAK-2000-PREAGG-SR7-1 | 2 | 7 | 2
RAK-2009-PREAGG-SR7-1 | 5 | 9
RAK-2028-PREAGG-SR7-1 | 10 | 29 | 1
RAK-2711-PREAGG-SR7-1 | 2 | 8
RAK-2718-PREAGG-SR7-1 | 9 | 31 | 4
RAK-2727-PREAGG-SR7-1 | 4 | 12 | 2
RAK-2759-PREAGG-SR7-1 | 4 | 7 | 1
SHJ-2010-PREAGG-SR7-1 | 4 | 21 | 1
SHJ-2012-PREAGG-SR7-1 | 9 | 43 | 1
SHJ-2017-PREAGG-SR7-1 | 2 | 5
SHJ-2019-PREAGG-SR7-1 | 8 | 11 | 2
SHJ-2020-PREAGG-SR7-1 | 12 | 11 | 2
SHJ-2022-PREAGG-SR7-1 | 2 | 7
SHJ-2040-PREAGG-SR7-1 | 4 | 11 | 2
SHJ-2044-PREAGG-SR7-1 | 3 | 5
SHJ-2049-PREAGG-SR7-1 | 2 | 8
SHJ-2059-PREAGG-SR7-1 | 2 | 11 | 3
SHJ-2226-PREAGG-SR7-1 | 8 | 53 | 1
SHJ-2486-PREAGG-SR7-1 | 8 | 8 | 1
SHJ-2508-PREAGG-SR7-1 | 13 | 30 | 2
SHJ-2580-PREAGG-SR7-1 | 2 | 16
SHJ-2649-PREAGG-SR7-1 | 4 | 16 | 2
SHJ-2650-PREAGG-SR7-1 | 5 | 9 | 1
SHJ-6501-PREAGG-SR7-1 | 7 | 36 | 3
UAQ-2012-PREAGG-SR7-1 | 7 | 42 | 2
UAQ-2016-PREAGG-SR7-1 | 8 | 26 | 1
UAQ-2805-PREAGG-SR7-1 | 8 | 24 | 1
UAQ-2806-PREAGG-SR7-1 | 8 | 23 | 1
Device Name | Free Ports | Reserved Ports | Used Ports
DXB-KHZMEYDAN-PREAGG-SR7-1 | 21 | 4 | 25
DXB-KHZMEYDAN-PREAGG-SR7-2 | 28 | 3 | 19
AUH-KHAZNA-BPE-SR7-1 | 44 | 6 | 22
AUH-KHAZNA-BPE-SR7-2 | 53 | 2 | 17
Device Name | CSG Port Count | Services Port Count | Total UP Ports
AAN-5002-AGGR-SR12-1 |  |  | 65
AAN-5002-AGGR-SR12-2 |  |  | 63
AUH-5002-AGGR-SR7-1 |  |  | 15
AUH-5002-AGGR-SR7-2 |  |  | 15

## Commercial BoQ Prices
NOKIA CODE | DESCRIPTION | Qty inside the BoQ | Nokia PN | Description | Qty inside the bundle | TOTAL QTY
AGGv1 Bundle | Nokia SR-7s - AGG v1 Bundle including: (1) 3HE16196AA BNDL 7750 SR-7s CPM2-7s CNTL RED DC PWR (1) 3HE12328AA ACC - SR-7s/14s PWR SHELF ACC KIT LVDC (1) 3HE12460AA ACC - 7750 SR-7s AIR FILTER DOOR KIT (3) 3HE12378AA ACC - 7750 SR-7s XCM IMPEDANCE PNL (2) 3HE11305AA XCM - 7750 SR-s XCM-7s (2) 3HE14027BA IOM-s - SR-s IOM-s 3.0T - ER |  | 3HE16196AA | BNDL 7750 SR-7s CPM2-7s CNTL RED DC PWR | 1 | 0
|  |  | 3HE12328AA | ACC - SR-7s/14s PWR SHELF ACC KIT LVDC | 1 | 0
|  |  | 3HE12460AA | ACC - 7750 SR-7s AIR FILTER DOOR KIT | 1 | 0
|  |  | 3HE12378AA | ACC - 7750 SR-7s XCM IMPEDANCE PNL | 3 | 0
|  |  | 3HE11305AA | XCM - 7750 SR-s XCM-7s | 2 | 0
|  |  | 3HE14027BA | IOM-s - SR-s IOM-s 3.0T - ER | 2 | 0
AGGv2 Bundle | Nokia SR-7s - AGG v2 Bundle including: (1) 3HE16196AA BNDL 7750 SR-7s CPM2-7s CNTL RED DC PWR (1) 3HE12328AA ACC - SR-7s/14s PWR SHELF ACC KIT LVDC (1) 3HE12460AA ACC - 7750 SR-7s AIR FILTER DOOR KIT (3) 3HE12378AA ACC - 7750 SR-7s XCM IMPEDANCE PNL (2) 3HE11305AA XCM - 7750 SR-s XCM-7s (2) 3HE12510BA IOM-s - SR-s IOM-s 1.6T - ER |  | 3HE16196AA | BNDL 7750 SR-7s CPM2-7s CNTL RED DC PWR | 1 | 0
|  |  | 3HE12328AA | ACC - SR-7s/14s PWR SHELF ACC KIT LVDC | 1 | 0
|  |  | 3HE12460AA | ACC - 7750 SR-7s AIR FILTER DOOR KIT | 1 | 0
|  |  | 3HE12378AA | ACC - 7750 SR-7s XCM IMPEDANCE PNL | 3 | 0
|  |  | 3HE11305AA | XCM - 7750 SR-s XCM-7s | 2 | 0
|  |  | 3HE12510BA | IOM-s - SR-s IOM-s 1.6T - ER | 2 | 0
AGGv3 Bundle | Nokia SR-2s - AGG v3 Bundle including: (1) 3HE14032AA BNDL - 7750 SR-2s LVDC (1) 3HE12519AA ACC - 7750 SR-2s AIR FILTER KIT (1) 3HE14029AA ACC - 7750 SR-s MDA-s IMPEDANCE PANEL (2) 3HE12379AA XCM - 7750 SR-s XCM-2s (2) 3HE12510BA IOM-s - SR-s IOM-s 1.6T - ER |  | 3HE14032AA | BNDL - 7750 SR-2s LVDC | 1 | 0
|  |  | 3HE12519AA | ACC - 7750 SR-2s AIR FILTER KIT | 1 | 0
|  |  | 3HE14029AA | ACC - 7750 SR-s MDA-s IMPEDANCE PANEL | 1 | 0
|  |  | 3HE12379AA | XCM - 7750 SR-s XCM-2s | 2 | 0
|  |  | 3HE12510BA | IOM-s - SR-s IOM-s 1.6T - ER | 2 | 0
AGGv1 400G Bundle | AGG 400G MDA-s bundle including: (1) 3HE12515AA MDA-s – SR-s 4-pt QSFP-DD + 4-pt QSFP28 (4) 3HE15212AA QSFP56-DD - 400G LR8 10Km 0/70C - each with 3HE00400PP - RTU License for 400G port (2) 3HE10550AA QSFP28 - 100GBASE-LR4 ROHS6/6 0/70C - each with 3HE00100PP - RTU License for 100G port |  | 3HE12515AA | MDA-s – SR-s 4-pt QSFP-DD + 4-pt QSFP28 | 1 | 0
|  |  | 3HE15212AA | QSFP56-DD - 400G LR8 10Km 0/70C - each with 3HE00100PP - RTU License for 400G port | 4 | 0
|  |  | 3HE10550AA | QSFP28 - 100GBASE-LR4 ROHS6/6 0/70C - each with 3HE00100PP - RTU License for 100G port | 2 | 0
AGGv3 400G Bundle | AGG 400G MDA-s bundle including: (1) 3HE12515AA MDA-s – SR-s 4-pt QSFP-DD + 4-pt QSFP28 (2) 3HE15212AA QSFP56-DD - 400G LR8 10Km 0/70C - each with 3HE00400PP - RTU License for 400G port (4) 3HE10550AA QSFP28 - 100GBASE-LR4 ROHS6/6 0/70C - each with 3HE00100PP - RTU License for 100G port |  | 3HE12515AA | MDA-s – SR-s 4-pt QSFP-DD + 4-pt QSFP28 | 1 | 0
|  |  | 3HE15212AA | QSFP56-DD - 400G LR8 10Km 0/70C - each with 3HE00100PP - RTU License for 400G port | 2 | 0
|  |  | 3HE10550AA | QSFP28 - 100GBASE-LR4 ROHS6/6 0/70C - each with 3HE00100PP - RTU License for 100G port | 4 | 0
AGG 100G Bundle1 | AGG 100G MDA-s Bundle including: (1) 3HE12511AA MDA-s - SR-s 18-pt QSFP28 (12) 3HE10550AA QSFP28 - 100GBASE-LR4 ROHS6/6 0/70C - each with 3HE00100PP - RTU License for 100G port |  | 3HE12511AA | MDA-s - SR-s 18-pt QSFP28 | 1 | 0
|  |  | 3HE10550AA | QSFP28 - 100GBASE-LR4 ROHS6/6 0/70C - each with 3HE00100PP - RTU License for 100G port | 12 | 0
AGG 100G Bundle2 | AGG 100G MDA-s bundle including: (1) 3HE12511AA MDA-s - SR-s 18-pt QSFP28 (4) 3HE10550AA QSFP28 - 100GBASE-LR4 ROHS6/6 0/70C - each with 3HE00100PP - RTU License for 100G port |  | 3HE12511AA | MDA-s - SR-s 18-pt QSFP28 | 1 | 0
|  |  | 3HE10550AA | QSFP28 - 100GBASE-LR4 ROHS6/6 0/70C - each with 3HE00100PP - RTU License for 100G port | 4 | 0
AGG 100G&25G Bundle | AGG 100G/25G MDA-s Bundle_v1 including: (1) 3HE12511AA MDA-s - 16pt SFP-DD MACsec + 4pt QSFP28 (4) 3HE10550AA QSFP28 - 100GBASE-LR4 ROHS6/6 0/70C - each with 3HE00100PP - RTU License for 100G port (8) 3HE14835AA SFP28 25GE LR - LC ROHS6/6 -40/85C - each with 3HE00025PP - RTU License for 25G port (4) 3HE15377AA SFP28 - 25GE ER - LC ROHS6/6 -40/85C - each with 3HE00100PP - RTU License for 25G port |  | 3HE12513AA | MDA-s - 16pt SFP-DD MACsec + 4pt QSFP28 | 1 | 0
|  |  | 3HE10550AA | QSFP28 - 100GBASE-LR4 ROHS6/6 0/70C - each with 3HE00100PP - RTU License for 100G port | 4 | 0
|  |  | 3HE14835AA | SFP28 25GE LR - LC ROHS6/6 -40/85C - each with 3HE00100PP - RTU License for 25G port | 8 | 0
|  |  | 3HE15377AA | SFP28 - 25GE ER - LC ROHS6/6 -40/85C - each with 3HE00100PP - RTU License for 25G port | 4 | 0
ESA Bundle | AGG ESA Bundle for Ipsec including: (1) 3HE15841AA ESA - 7750 SR ESA 100G DC (2) 3HE10551AA QSFP28 - 100GBASE-SR4 ROHS6/6 0/70C - each with 3HE00100PP - RTU License for 100G port |  | 3HE15841AA | ESA - 7750 SR ESA 100G DC | 1 | 0
|  |  | 3HE10551AA | QSFP28 - 100GBASE-SR4 ROHS6/6 0/70C - each with 3HE00100PP - RTU License for 100G port | 2 | 0
3HE12392AA | XMA - SR-s 4.8T 36pt QSFP-DD CR to 12T | #VALUE! | 3HE12392AA | XMA - SR-s 4.8T 36pt QSFP-DD CR to 12T | 1 | #VALUE!
3HE12390AA | XMA - SR-s 3.6T 36pt QSFP-DD CR | #VALUE! | 3HE12390AA | XMA - SR-s 3.6T 36pt QSFP-DD CR | 1 | #VALUE!
3HE13956AA | XMA-SR-s 3.6T 36pt QSFP28 CR | #VALUE! | 3HE13956AA | XMA-SR-s 3.6T 36pt QSFP28 CR | 1 | #VALUE!
3HE11307AA | XMA - SR-s 2.4T 36pt QSFP28 CR to 3.6T | #VALUE! | 3HE11307AA | XMA - SR-s 2.4T 36pt QSFP28 CR to 3.6T | 1 | #VALUE!
3HE13956BA | XMA-SR-s 3.6T 36pt QSFP28 ER | #VALUE! | 3HE13956BA | XMA-SR-s 3.6T 36pt QSFP28 ER | 1 | #VALUE!
3HE12388BA | XMA - SR-s 2.4T 24pt QSFP28 ER | #VALUE! | 3HE12388BA | XMA - SR-s 2.4T 24pt QSFP28 ER | 1 | #VALUE!
3HE12526BA | XMA - SR-s 1.2T 18pt QSFP28 ER to 1.8T | #VALUE! | 3HE12526BA | XMA - SR-s 1.2T 18pt QSFP28 ER to 1.8T | 1 | #VALUE!
3HE12525BA | XMA - SR-s 1.2T 12pt QSFP28 ER | #VALUE! | 3HE12525BA | XMA - SR-s 1.2T 12pt QSFP28 ER | 1 | #VALUE!
3HE11305AA | XCM - 7750 SR-s XCM-7s | #VALUE! | 3HE11305AA | XCM - 7750 SR-s XCM-7s | 1 | #VALUE!
3HE12379AA | XCM - 7750 SR-s XCM-2s | #VALUE! | 3HE12379AA | XCM - 7750 SR-s XCM-2s | 1 | #VALUE!
3HE14027BA | IOM-s - SR-s IOM-s 3.0T - ER | #VALUE! | 3HE14027BA | IOM-s - SR-s IOM-s 3.0T - ER | 1 | #VALUE!
3HE12510BA | IOM-s - SR-s IOM-s 1.6T - ER | #VALUE! | 3HE12510BA | IOM-s - SR-s IOM-s 1.6T - ER | 1 | #VALUE!
3HE15563AA | MDA-s - SR-s 2pt QSFP-DD + 2pt QSFP28 | #VALUE! | 3HE15563AA | MDA-s - SR-s 2pt QSFP-DD + 2pt QSFP28 | 1 | #VALUE!
3HE12511AA | MDA-s - SR-s 18-pt QSFP28 | #VALUE! | 3HE12511AA | MDA-s - SR-s 18-pt QSFP28 | 1 | #VALUE!
3HE12513AA | MDA-s - 16pt SFP-DD MACsec + 4pt QSFP28 | #VALUE! | 3HE12513AA | MDA-s - 16pt SFP-DD MACsec + 4pt QSFP28 | 1 | #VALUE!
3HE15562AA | MDA-s - 8pt SFP-DD MACsec + 2pt QSFP28 | #VALUE! | 3HE15562AA | MDA-s - 8pt SFP-DD MACsec + 2pt QSFP28 | 1 | #VALUE!
3HE12515AA | MDA-s – SR-s 4-pt QSFP-DD + 4-pt QSFP28 | #VALUE! | 3HE12515AA | MDA-s – SR-s 4-pt QSFP-DD + 4-pt QSFP28 | 1 | #VALUE!
AGG_SR12E_Upgrade_400G | 7750 SR-7/12e AGG 400G IOM5 + MDA-e-XP card Bundle including: (1) 3HE12332BA IOM - 7750 SR IOM5-e - ER (2) 3HE15152AA MDA-e-XP - 7750 SR 6-pt QSFP-DD (8) 3HE15212AA QSFP56-DD - 400G LR8 10Km 0/70C - each with 3HE00100PP - RTU License for 400G port (10) 3HE10550AA QSFP28 - 100GBASE-LR4 ROHS6/6 0/70C - each with 3HE00100PP - RTU License for 100G port | #VALUE! | 3HE12332BA | IOM - 7750 SR IOM5-e - ER | 1 | #VALUE!
|  |  | 3HE15152AA | MDA-e-XP - 7750 SR 6-pt QSFP-DD | 2 | #VALUE!
|  |  | 3HE15212AA | QSFP56-DD - 400G LR8 10Km 0/70C - each with 3HE00100PP - RTU License for 400G port | 8 | #VALUE!
|  |  | 3HE10550AA | QSFP28 - 100GBASE-LR4 ROHS6/6 0/70C - each with 3HE00100PP - RTU License for 100G port | 10 | #VALUE!
AGG_SR12E_Upgrade_100G | 7750 SR-7/12e 100G MDA-e-XP Bundle including: (1) 3HE12333AA MDA-e-XP - 7750 SR 6-pt QSFP28 (2) 3HE10550AA QSFP28 - 100GBASE-LR4 ROHS6/6 0/70C - each with 3HE00100PP - RTU License for 100G port (1) 3HE11239AA QSFP28 - 100GBase-ER4Lite RoHS6/6 0/70C - each with 3HE00100PP - RTU License for 100G port | #VALUE! | 3HE12333AA | MDA-e-XP - 7750 SR 6-pt QSFP28 | 1 | #VALUE!
|  |  | 3HE10550AA | QSFP28 - 100GBASE-LR4 ROHS6/6 0/70C - each with 3HE00100PP - RTU License for 100G port | 2 | #VALUE!
|  |  | 3HE11239AA | QSFP28 - 100GBase-ER4Lite RoHS6/6 0/70C - each with 3HE00100PP - RTU License for 100G port | 1 | #VALUE!
AGG_SR7/12E_Upgrade_25G | 7750 SR-7/12e 25G MDA-e-XP Bundle including: (1) 3HE15151AA MDA-e-XP 16pt 10/25G SFP28 + 2pt QSFP28 (2) 3HE10550AA QSFP28 - 100GBASE-LR4 ROHS6/6 0/70C - each with 3HE00100PP - RTU License for 100G port (8) 3HE14835AA SFP28 25GE LR - LC ROHS6/6 -40/85C - each with 3HE00100PP - RTU License for 25G port (4) 3HE15377AA SFP28 - 25GE ER - LC ROHS6/6 -40/85C - each with 3HE00100PP - RTU License for 25G port | #VALUE! | 3HE15151AA | MDA-e-XP 16pt 10/25G SFP28 + 2pt QSFP28 | 1 | #VALUE!
|  |  | 3HE10550AA | QSFP28 - 100GBASE-LR4 ROHS6/6 0/70C - each with 3HE00100PP - RTU License for 100G port | 6 | #VALUE!
|  |  | 3HE14835AA | SFP28 25GE LR - LC ROHS6/6 -40/85C - each with 3HE00100PP - RTU License for 25G port | 8 | #VALUE!
|  |  | 3HE15377AA | SFP28 - 25GE ER - LC ROHS6/6 -40/85C - each with 3HE00100PP - RTU License for 25G port | 4 | #VALUE!
SR7B Upgrade for PAGG Layer | 7750 SR-7 PAGG 400G upgrade Bundle including: (2) 3HE15764AA MDA-e-XP - 7750 SR 3-pt QSFP-DD (1) 3HE15151AA MDA-e-XP 16pt 10/25G SFP28 + 2pt QSFP28 (2) 3HE15212AA QSFP56-DD - 400G LR8 10Km 0/70C - each with 3HE00100PP - RTU License for 400G port (7) 3HE14835AA SFP28 25GE LR - LC ROHS6/6 -40/85C - each with 3HE00100PP - RTU License for 25G port (3) 3HE15377AA SFP28 - 25GE ER - LC ROHS6/6 -40/85C - each with 3HE00100PP - RTU License for 25G port | #VALUE! | 3HE15764AA | MDA-e-XP - 7750 SR 3-pt QSFP-DD | 2 | #VALUE!
|  |  | 3HE15151AA | MDA-e-XP 16pt 10/25G SFP28 + 2pt QSFP28 | 1 | #VALUE!
|  |  | 3HE15212AA | QSFP56-DD - 400G LR8 10Km 0/70C - each with 3HE00100PP - RTU License for 400G port | 2 | #VALUE!
|  |  | 3HE14835AA | SFP28 25GE LR - LC ROHS6/6 -40/85C - each with 3HE00100PP - RTU License for 25G port | 7 | #VALUE!
|  |  | 3HE15377AA | SFP28 - 25GE ER - LC ROHS6/6 -40/85C - each with 3HE00100PP - RTU License for 25G port | 3 | #VALUE!
3HE12332BA | IOM - 7750 SR IOM5-e - ER | #VALUE! | 3HE12332BA | IOM - 7750 SR IOM5-e - ER | 1 | #VALUE!
3HE13727BA | IOM - 7750 SR IOM5-e 400G - ER - SR7/12 | #VALUE! | 3HE13727BA | IOM - 7750 SR IOM5-e 400G - ER - SR7/12 | 1 | #VALUE!
3HE12334AA | MDA-e-XP - 7750 SR 12-pt QSFP28 | #VALUE! | 3HE12334AA | MDA-e-XP - 7750 SR 12-pt QSFP28 | 1 | #VALUE!
3HE15152AA | MDA-e-XP - 7750 SR 6-pt QSFP-DD | #VALUE! | 3HE15152AA | MDA-e-XP - 7750 SR 6-pt QSFP-DD | 1 | #VALUE!
3HE15764AA | MDA-e-XP - 7750 SR 3-pt QSFP-DD | #VALUE! | 3HE15764AA | MDA-e-XP - 7750 SR 3-pt QSFP-DD | 1 | #VALUE!
3HE15151AA | MDA-e-XP 16pt 10/25G SFP28 + 2pt QSFP28 | #VALUE! | 3HE15151AA | MDA-e-XP 16pt 10/25G SFP28 + 2pt QSFP28 | 1 | #VALUE!
3HE12333AA | MDA-e-XP - 7750 SR 6-pt QSFP28 | #VALUE! | 3HE12333AA | MDA-e-XP - 7750 SR 6-pt QSFP28 | 1 | #VALUE!
3HE13478AA | VSR-a SN7 R16 DC | #VALUE! | 3HE13478AA | VSR-a SN7 R16 DC | 1 | #VALUE!
3HE12032AA | DC Power Supply Cable | #VALUE! | 3HE12032AA | DC Power Supply Cable | 1 | #VALUE!
SCSG_High Bundle | 7250 IXR-R6 SCSG-High 400G Base Bundle: (1) 7250 IXR-R6 Chassis Bundle (1) 3HE16706AA SYS - 7250-IXR-R6x Fan Tray (2) 3HE16704AA CPM - 7250 IXR-R6x/xp CPIOM (1) 3HE16738AA ACC - MDA Impedance Panel (R6x) (2) 3HE16717AA MDA - 1 x QSFP-DD + 1 x QSFP28 (R6x) (2) 3HE15212AA QSFP56-DD - 400G LR8 10Km 0/70C - each with 3HE00100PP - RTU License for 400G port (1) 3HE16712AA MDA - 15 x SFP28 or 18 x SFP+ (R6x) (3) 3HE14835AA SFP28 25GE LR - LC ROHS6/6 -40/85C - each with 3HE00100PP - RTU License for 25G port (2) 3HE15377AA SFP28 - 25GE ER - LC ROHS6/6 -40/85C - each with 3HE00100PP - RTU License for 25G port (2) 3HE16713AA MDA - 20 x SFP+ (R6x) (16) 3HE09327AA SFP+ 10GE LR - LC ROHS6/6-40/85C - each with 3HE00100PP - RTU License for 10G port (4) 3HE09328AA SFP+ 10GE ER - LC ROHS6/6-40/85C - each with 3HE00100PP - RTU License for 10G port (2) 3HE09329AA SFP+ 10GE ZR - LC ROHS6/6 -40/85C - each with 3HE00100PP - RTU License for 10G port | #VALUE! | 3HE16708AA | SYS - 7250 IXR-R6x Chassis | 1 | #VALUE!
|  |  | 3HE16706AA | SYS - 7250-IXR-R6x Fan Tray | 1 | #VALUE!
|  |  | 3HE16704AA | CPM - 7250 IXR-R6x/xp CPIOM | 2 | #VALUE!
|  |  | 3HE16738AA | ACC - MDA Impedance Panel (R6x) | 1 | #VALUE!
|  |  | 3HE16717AA | MDA - 1 x QSFP-DD + 1 x QSFP28 (R6x) | 2 | #VALUE!
|  |  | 3HE16712AA | MDA - 15 x SFP28/SFP+ + 3 x SFP+ MDA | 1 | #VALUE!
|  |  | 3HE16713AA | MDA - 20 x SFP+ (R6x) | 2 | #VALUE!
|  |  | 3HE15212AA | QSFP56-DD - 400G LR8 10Km 0/70C - each with 3HE00100PP - RTU License for 400G port | 2 | #VALUE!
|  |  | 3HE14835AA | SFP28 25GE LR - LC ROHS6/6 -40/85C - each with 3HE00100PP - RTU License for 25G port | 3 | #VALUE!
|  |  | 3HE15377AA | SFP28 - 25GE ER - LC ROHS6/6 -40/85C - each with 3HE00100PP - RTU License for 25G port | 2 | #VALUE!
|  |  | 3HE09327AA | SFP+ 10GE LR - LC ROHS6/6-40/85C - each with 3HE00100PP - RTU License for 10G port | 16 | #VALUE!
|  |  | 3HE09328AA | SFP+ 10GE ER - LC ROHS6/6-40/85C - each with 3HE00100PP - RTU License for 10G port | 4 | #VALUE!
|  |  | 3HE09329AA | SFP+ 10GE ZR - LC ROHS6/6 -40/85C - each with 3HE00100PP - RTU License for 10G port | 2 | #VALUE!
SCSG_Low Bundle1 | 7250 IXR-R6 SCSG-Low1 Bundle including: (1) 3HE13584AA 7250 IXR-R6 Chassis Bundle (1) 3HE11283AA 7250 IXR-R6 CPIOM (4) 3HE11282AA. 1P 100GE QSFP28 +6P 10GE SFP+ MDA (2) 3HE12523AA. 6P 10GE SFP+ + 4P 25GE SFP28 MDA (4) 3HE10550AA QSFP28 - 100GBASE-LR4 ROHS6/6 0/70C - each with 3HE00100PP - RTU License for 100G port (3) 3HE14835AA. SFP28 25GE LR - LC ROHS6/6 -40/85C - each with 3HE00100PP - RTU License for 25G port (2) 3HE15377AA. SFP28 - 25GE ER - LC ROHS6/6 -40/85C - each with 3HE00100PP - RTU License for 25G port (15) 3HE09327AA. SFP+ 10GE LR - LC ROHS6/6-40/85C - each with 3HE00100PP - RTU License for 10G port (3) 3HE09328AA SFP+ 10GE ER - LC ROHS6/6-40/85C - each with 3HE00100PP - RTU License for 10G port (2) 3HE09329AA SFP+ 10GE ZR - LC ROHS6/6 -40/85C - each with 3HE00100PP - RTU License for 10G port | #VALUE! | 3HE13584AA | 7250 IXR-R6 Chassis Bundle | 1 | #VALUE!
|  |  | 3HE11283AA | 7250 IXR-R6 CPIOM | 1 | #VALUE!
|  |  | 3HE11282AA | 1P 100GE QSFP28 +6P 10GE SFP+ MDA | 4 | #VALUE!
|  |  | 3HE12523AA | 6P 10GE SFP+ + 4P 25GE SFP28 MDA | 2 | #VALUE!
|  |  | 3HE10550AA | QSFP28 - 100GBASE-LR4 ROHS6/6 0/70C - each with 3HE00100PP - RTU License for 100G port | 4 | #VALUE!
|  |  | 3HE14835AA | SFP28 25GE LR - LC ROHS6/6 -40/85C - each with 3HE00100PP - RTU License for 25G port | 3 | #VALUE!
|  |  | 3HE15377AA | SFP28 - 25GE ER - LC ROHS6/6 -40/85C - each with 3HE00100PP - RTU License for 25G port | 2 | #VALUE!
|  |  | 3HE09327AA | SFP+ 10GE LR - LC ROHS6/6-40/85C - each with 3HE00100PP - RTU License for 10G port | 15 | #VALUE!
|  |  | 3HE09328AA | SFP+ 10GE ER - LC ROHS6/6-40/85C - each with 3HE00100PP - RTU License for 10G port | 3 | #VALUE!
|  |  | 3HE09329AA | SFP+ 10GE ZR - LC ROHS6/6 -40/85C - each with 3HE00100PP - RTU License for 10G port | 2 | #VALUE!
SCSG_Low Bundle2 | 7250 IXR-R6 SCSG-Low2 Bundle including: (1) 3HE13584AA 7250 IXR-R6 Chassis Bundle (1) 3HE11283AA 7250 IXR-R6 CPIOM (2) 3HE11282AA. 1P 100GE QSFP28 +6P 10GE SFP+ MDA (2) 3HE11280AA 10P 10GE SFP+ MDA (2) 3HE12523AA. 6P 10GE SFP+ + 4P 25GE SFP28 MDA (2) 3HE10550AA. QSFP28 - 100GBASE-LR4 ROHS6/6 0/70C - each with 3HE00100PP - RTU License for 100G port (3) 3HE14835AA. SFP28 25GE LR - LC ROHS6/6 -40/85C - each with 3HE00100PP - RTU License for 25G port (2) 3HE15377AA. SFP28 - 25GE ER - LC ROHS6/6 -40/85C - each with 3HE00100PP - RTU License for 25G port (15) 3HE09327AA. SFP+ 10GE LR - LC ROHS6/6-40/85C - each with 3HE00100PP - RTU License for 10G port (3) 3HE09328AA SFP+ 10GE ER - LC ROHS6/6-40/85C - each with 3HE00100PP - RTU License for 10G port (2) 3HE09329AA SFP+ 10GE ZR - LC ROHS6/6 -40/85C - each with 3HE00100PP - RTU License for 10G port | #VALUE! | 3HE13584AA | 7250 IXR-R6 Chassis Bundle | 1 | #VALUE!
|  |  | 3HE11283AA | 7250 IXR-R6 CPIOM | 1 | #VALUE!
|  |  | 3HE11282AA | 1P 100GE QSFP28 +6P 10GE SFP+ MDA | 2 | #VALUE!
|  |  | 3HE11280AA | 10P 10GE SFP+ MDA | 2 | #VALUE!
|  |  | 3HE12523AA | 6P 10GE SFP+ + 4P 25GE SFP28 MDA | 2 | #VALUE!
|  |  | 3HE10550AA | QSFP28 - 100GBASE-LR4 ROHS6/6 0/70C - each with 3HE00100PP - RTU License for 100G port | 2 | #VALUE!
|  |  | 3HE14835AA | SFP28 25GE LR - LC ROHS6/6 -40/85C - each with 3HE00100PP - RTU License for 25G port | 3 | #VALUE!
|  |  | 3HE15377AA | SFP28 - 25GE ER - LC ROHS6/6 -40/85C - each with 3HE00100PP - RTU License for 25G port | 2 | #VALUE!
|  |  | 3HE09327AA | SFP+ 10GE LR - LC ROHS6/6-40/85C - each with 3HE00100PP - RTU License for 10G port | 15 | #VALUE!
|  |  | 3HE09328AA | SFP+ 10GE ER - LC ROHS6/6-40/85C - each with 3HE00100PP - RTU License for 10G port | 3 | #VALUE!
|  |  | 3HE09329AA | SFP+ 10GE ZR - LC ROHS6/6 -40/85C - each with 3HE00100PP - RTU License for 10G port | 2 | #VALUE!
SCSG_High_25G Bundle | 7250 IXR-R6 25G MDA bundle including: (1) 3HE16712AA MDA - 15 x SFP28 or 18 x SFP+ (R6x) (7) 3HE14835AA SFP28 25GE LR - LC ROHS6/6 -40/85C - each with 3HE00100PP - RTU License for 25G port (3) 3HE15377AA SFP28 - 25GE ER - LC ROHS6/6 -40/85C - each with 3HE00100PP - RTU License for 25G port | #VALUE! | 3HE16712AA | MDA - 15 x SFP28 or 18 x SFP+ (R6x) | 1 | #VALUE!
|  |  | 3HE14835AA | SFP28 25GE LR - LC ROHS6/6 -40/85C - each with 3HE00100PP - RTU License for 25G port | 7 | #VALUE!
|  |  | 3HE15377AA | SFP28 - 25GE ER - LC ROHS6/6 -40/85C - each with 3HE00100PP - RTU License for 25G port | 3 | #VALUE!
SCSG_25G Bundle | 7250 IXR-R6 SGCG 25G MDA Bundle including: (1) 3HE12523AA 6P 10GE SFP+ + 4P 25GE SFP28 MDA (3) 3HE14835AA SFP28 25GE LR - LC ROHS6/6 -40/85C - each with 3HE00100PP - RTU License for 25G port (1) 3HE15377AA SFP28 - 25GE ER - LC ROHS6/6 -40/85C - each with 3HE00100PP - RTU License for 25G port | #VALUE! | 3HE12523AA | 6P 10GE SFP+ + 4P 25GE SFP28 MDA | 1 | #VALUE!
|  |  | 3HE14835AA | SFP28 25GE LR - LC ROHS6/6 -40/85C - each with 3HE00100PP - RTU License for 25G port | 3 | #VALUE!
|  |  | 3HE15377AA | SFP28 - 25GE ER - LC ROHS6/6 -40/85C - each with 3HE00100PP - RTU License for 25G port | 1 | #VALUE!
SCSG_High_10G Bundle | 7250 IXR-R6 High 10G Bundle including: (1)3HE16713AA MDA - 20 x SFP+ (R6x) (14) 3HE09327AA SFP+ 10GE LR - LC ROHS6/6-40/85C - each with 3HE00100PP - RTU License for 10G port (4) 3HE09328AA SFP+ 10GE ER - LC ROHS6/6-40/85C - each with 3HE00100PP - RTU License for 10G port (2) 3HE09329AA SFP+ 10GE ZR - LC ROHS6/6 -40/85C - each with 3HE00100PP - RTU License for 10G port | #VALUE! | 3HE16738AA | MDA - 20 x SFP+ (R6x) | 1 | #VALUE!
|  |  | 3HE09327AA | SFP+ 10GE LR - LC ROHS6/6-40/85C - each with 3HE00100PP - RTU License for 10G port | 14 | #VALUE!
|  |  | 3HE09328AA | SFP+ 10GE ER - LC ROHS6/6-40/85C - each with 3HE00100PP - RTU License for 10G port | 4 | #VALUE!
|  |  | 3HE09329AA | SFP+ 10GE ZR - LC ROHS6/6 -40/85C - each with 3HE00100PP - RTU License for 10G port | 2 | #VALUE!
SCSG_10G_Bundle | 7250 IXR-R6 Low 10G Bundle including: (1) 3HE11280AA 10P 10GE SFP+ MDA (2) 3HE09327AA SFP+ 10GE LR - LC ROHS6/6-40/85C - each with 3HE00100PP - RTU License for 10G port | #VALUE! | 3HE11280AA | 10P 10GE SFP+ MDA | 1 | #VALUE!
|  |  | 3HE09327AA | SFP+ 10GE LR - LC ROHS6/6-40/85C - each with 3HE00100PP - RTU License for 10G port | 2 | #VALUE!
IXR 100G to 400G Upgrade Bundle | 7250 IXR-R6 400G upgrade Bundle (2) 3HE16717AA MDA - 1 x QSFP-DD + 1 x QSFP28 (R6x) (2) 3HE15212AA QSFP56-DD - 400G LR8 10Km 0/70C - each with 3HE00100PP - RTU License for 400G port Applicable on Existing IXR-R6 | #VALUE! | 3HE16717AA | MDA - 1 x QSFP-DD + 1 x QSFP28 (R6x) | 2 | #VALUE!
|  |  | 3HE15212AA | QSFP56-DD - 400G LR8 10Km 0/70C - each with 3HE00100PP - RTU License for 400G port | 2 | #VALUE!
3HE16717AA | MDA - 1 x QSFP-DD + 1 x QSFP28 (R6x) | #VALUE! | 3HE16717AA | MDA - 1 x QSFP-DD + 1 x QSFP28 (R6x) | 1 | #VALUE!
3HE16716AA | MDA - 5 x QSFP28 (R6x) | #VALUE! | 3HE16716AA | MDA - 5 x QSFP28 (R6x) | 1 | #VALUE!
3HE11282AA-BL | (1)3HE11282AA 1P 100GE QSFP28 +6P 10GE SFP+ MDA (1)3HE10550AA QSFP28-LR | #VALUE! | 3HE11282AA | 1P 100GE QSFP28 +6P 10GE SFP+ MDA | 1 | #VALUE!
|  | #VALUE! | 3HE10550AA | QSFP28 - 100GBASE-LR4 ROHS6/6 0/70C - each with 3HE00100PP - RTU License for 100G port | 1 | #VALUE!
3HE16713AA | MDA - 20 x SFP+ (R6x) | #VALUE! | 3HE16738AA | MDA - 20 x SFP+ (R6x) | 1 | #VALUE!
3HE11280AA | 10P 10GE SFP+ MDA | #VALUE! | 3HE11280AA | 10P 10GE SFP+ MDA | 1 | #VALUE!
3HE16712AA | MDA - 15 x SFP28 or 18 x SFP+ (R6x) | #VALUE! | 3HE16712AA | MDA - 15 x SFP28 or 18 x SFP+ (R6x) | 1 | #VALUE!
3HELB010AA | MDA - 16 x cSFP (R6x) | #VALUE! | 3HELB010AA | MDA - 16 x cSFP (R6x) | 1 | #VALUE!
3HELB008AA | MDA - 10 x SFP56 (R6x) | #VALUE! | 3HELB008AA | MDA - 10 x SFP56 (R6x) | 1 | #VALUE!
3HE12523AA | 6P 10GE SFP+ + 4P 25GE SFP28 MDA | #VALUE! | 3HE12523AA | 6P 10GE SFP+ + 4P 25GE SFP28 MDA | 1 | #VALUE!
IXR-e-Big Bundle | 7250 IXR-E CSG-High with 100G Bundle including: (1) 3HE15554AA BNDL-7250 IXR-e 24SFP+ 8SFP28 2QSFP28 DC (2) 3HE10550AA QSFP28 - 100GBASE-LR4 ROHS6/6 0/70C - each with 3HE00100PP - RTU License for 100G port (3) 3HE14835AA SFP28 25GE LR - LC ROHS6/6 -40/85C - each with 3HE00100PP - RTU License for 25G port (1) 3HE15377AA SFP28 - 25GE ER - LC ROHS6/6 -40/85C - each with 3HE00100PP - RTU License for 25G port (7) 3HE09327AA SFP+ 10GE LR - LC ROHS6/6-40/85C - each with 3HE00100PP - RTU License for 10G port (2) 3HE09328AA SFP+ 10GE ER - LC ROHS6/6-40/85C - each with 3HE00100PP - RTU License for 10G port (1) 3HE09329AA SFP+ 10GE ZR - LC ROHS6/6 -40/85C - each with 3HE00100PP - RTU License for 10G port (1) 3HE15664BA OS - 7250 IXR R20.x ZTP OS LICENSE SMALL (1) 3HE14633AA 1588 Freq & Phase, IXR-e Small | #VALUE! | 3HE15554AA | BNDL-7250 IXR-e 24SFP+ 8SFP28 2QSFP28 DC | 1 | #VALUE!
|  |  | 3HE10550AA | QSFP28 - 100GBASE-LR4 ROHS6/6 0/70C - each with 3HE00100PP - RTU License for 100G port | 2 | #VALUE!
|  |  | 3HE14835AA | SFP28 25GE LR - LC ROHS6/6 -40/85C - each with 3HE00100PP - RTU License for 25G port | 3 | #VALUE!
|  |  | 3HE15377AA | SFP28 - 25GE ER - LC ROHS6/6 -40/85C - each with 3HE00100PP - RTU License for 25G port | 1 | #VALUE!
|  |  | 3HE09327AA | SFP+ 10GE LR - LC ROHS6/6-40/85C - each with 3HE00100PP - RTU License for 10G port | 7 | #VALUE!
|  |  | 3HE09328AA | SFP+ 10GE ER - LC ROHS6/6-40/85C - each with 3HE00100PP - RTU License for 10G port | 2 | #VALUE!
|  |  | 3HE09329AA | SFP+ 10GE ZR - LC ROHS6/6 -40/85C - each with 3HE00100PP - RTU License for 10G port | 1 | #VALUE!
|  |  | 3HE15664BA | OS - 7250 IXR R20.x ZTP OS LICENSE SMALL | 1 | #VALUE!
|  |  | 3HE14633AA | 1588 Freq & Phase, IXR-e Small | 1 | #VALUE!
IXR-e-Big Bundle wthout 100G | 7250 IXR-E CSG-High without 100G Bundle including: (1) 3HE15554AA BNDL-7250 IXR-e 24SFP+ 8SFP28 2QSFP28 DC (2) 3HE14835AA SFP28 25GE LR - LC ROHS6/6 -40/85C - each with 3HE00100PP - RTU License for 25G port (7) 3HE09327AA SFP+ 10GE LR - LC ROHS6/6-40/85C - each with 3HE00100PP - RTU License for 10G port (2) 3HE09328AA SFP+ 10GE ER - LC ROHS6/6-40/85C - each with 3HE00100PP - RTU License for 10G port (1) 3HE09329AA SFP+ 10GE ZR - LC ROHS6/6 -40/85C - each with 3HE00100PP - RTU License for 10G port (1) 3HE15664BA OS - 7250 IXR R20.x ZTP OS LICENSE SMALL (1) 3HE14633AA 1588 Freq & Phase, IXR-e Small | #VALUE! | 3HE15554AA | BNDL-7250 IXR-e 24SFP+ 8SFP28 2QSFP28 DC | 1 | #VALUE!
|  |  | 3HE14835AA | SFP28 25GE LR - LC ROHS6/6 -40/85C - each with 3HE00100PP - RTU License for 25G port | 2 | #VALUE!
|  |  | 3HE09327AA | SFP+ 10GE LR - LC ROHS6/6-40/85C - each with 3HE00100PP - RTU License for 10G port | 7 | #VALUE!
|  |  | 3HE09328AA | SFP+ 10GE ER - LC ROHS6/6-40/85C - each with 3HE00100PP - RTU License for 10G port | 2 | #VALUE!
|  |  | 3HE09329AA | SFP+ 10GE ZR - LC ROHS6/6 -40/85C - each with 3HE00100PP - RTU License for 10G port | 1 | #VALUE!
|  |  | 3HE15664BA | OS - 7250 IXR R20.x ZTP OS LICENSE SMALL | 1 | #VALUE!
|  |  | 3HE14633AA | 1588 Freq & Phase, IXR-e Small | 1 | #VALUE!
IXR-e-Small Bundle | 7250 IXR-e CSG-low Bundle including: (1) 3HE15556AA BNDL-7250 IXR-e 14SFP+ 4T DC (5) 3HE09327AA SFP+ 10GE LR - LC ROHS6/6-40/85C - each with 3HE00100PP - RTU License for 10G port (2) 3HE09328AA SFP+ 10GE ER - LC ROHS6/6-40/85C - each with 3HE00100PP - RTU License for 10G port (1) 3HE09329AA SFP+ 10GE ZR - LC ROHS6/6 -40/85C - each with 3HE00100PP - RTU License for 10G port (4) 3HE00062CB SFP - GIGE BASE-T RJ45 R6/6 DDM -40/85C - each with 3HE00100PP - RTU License for GIGE BASE-T RJ45 port (1) 3HE15664BA OS - 7250 IXR R20.x ZTP OS LICENSE SMALL (1) 3HE14633AA 1588 Freq & Phase, IXR-e Small | #VALUE! | 3HE15556AA | BNDL-7250 IXR-e 14SFP+ 4T DC | 1 | #VALUE!
|  |  | 3HE09327AA | SFP+ 10GE LR - LC ROHS6/6-40/85C - each with 3HE00100PP - RTU License for 10G port | 5 | #VALUE!
|  |  | 3HE09328AA | SFP+ 10GE ER - LC ROHS6/6-40/85C - each with 3HE00100PP - RTU License for 10G port | 2 | #VALUE!
|  |  | 3HE09329AA | SFP+ 10GE ZR - LC ROHS6/6 -40/85C - each with 3HE00100PP - RTU License for 10G port | 1 | #VALUE!
|  |  | 3HE00062CB | SFP - GIGE BASE-T RJ45 R6/6 DDM -40/85C - each with 3HE00100PP - RTU License for GIGE BASE-T RJ45 port | 4 | #VALUE!
|  |  | 3HE15664BA | OS - 7250 IXR R20.x ZTP OS LICENSE SMALL | 1 | #VALUE!
|  |  | 3HE14633AA | 1588 Freq & Phase, IXR-e Small | 1 | #VALUE!
7210 SAS-Sx Bundle | 7210 SAS-Sx 10/100G Bundle including: (1) 3HE11597AA SYS - 7210 SAS-Sx 64SFP+ 4QSFP28 (2) 3HE10837AA PS - 7210 SAS-Sx Power Supply DC -48V (F) (4) 3HE10551AA QSFP28 - 100GBASE-SR4 ROHS6/6 0/70C - each with 3HE00100PP - RTU License for 100G port (45) 3HE09327AA SFP+ 10GE LR - LC ROHS6/6-40/85C - each with 3HE00010PP - RTU License for 10G port (13) 3HE09328AA SFP+ 10GE ER - LC ROHS6/6-40/85C - each with 3HE00010PP - RTU License for 10G port (6) 3HE09329AA SFP+ 10GE ZR - LC ROHS6/6 -40/85C - each with 3HE00010PP - RTU License for 10G port | #VALUE! | 3HE11597AA | SYS - 7210 SAS-Sx 64SFP+ 4QSFP28 | 1 | #VALUE!
|  |  | 3HE10837AA | PS - 7210 SAS-Sx Power Supply DC -48V (F) | 2 | #VALUE!
|  |  | 3HE10551AA | QSFP28 - 100GBASE-SR4 ROHS6/6 0/70C - each with 3HE00100PP - RTU License for 100G port | 4 | #VALUE!
|  |  | 3HE09327AA | SFP+ 10GE LR - LC ROHS6/6-40/85C - each with 3HE00100PP - RTU License for 10G port | 45 | #VALUE!
|  |  | 3HE09328AA | SFP+ 10GE ER - LC ROHS6/6-40/85C - each with 3HE00100PP - RTU License for 10G port | 13 | #VALUE!
|  |  | 3HE09329AA | SFP+ 10GE ZR - LC ROHS6/6 -40/85C - each with 3HE00100PP - RTU License for 10G port | 6 | #VALUE!
3HE11597AA | SYS - 7210 SAS-Sx 64SFP+ 4QSFP28 | #VALUE! | 3HE11597AA | SYS - 7210 SAS-Sx 64SFP+ 4QSFP28 | 1 | #VALUE!
3HE10837AA | PS - 7210 SAS-Sx Power Supply DC -48V (F) | #VALUE! | 3HE10837AA | PS - 7210 SAS-Sx Power Supply DC -48V (F) | 1 | #VALUE!
7750 SR-7s Chassis Bundle for Testbed | 7750 SR-7s Testbed Bundle ( Limited to Qty = 2) including: (1)3HE14287AA BNDL - 7750 SR-2s non-red CNTL + LVDC (1)3HE11305AA XCM - 7750 SR-s XCM-7s (1)3HE12510BA IOM-s - SR-s IOM-s 1.6T - ER (1)3HE15563AA MDA-s - SR-s 2pt QSFP-DD + 2pt QSFP28 (1)3HE15562AA MDA-s - 8pt SFP-DD MACsec + 2pt QSFP28 (1)3HE10550AA QSFP28 - 100GBASE-LR4 ROHS6/6 0/70C - each with 3HE00100PP - RTU License for (1)100G port (1)3HE14835AA SFP28 25GE LR - LC ROHS6/6 -40/85C - each with 3HE00100PP - RTU License for 25G port | #VALUE! | 3HE16198AA | BNDL 7750 SR-7s CPM2-7s NON-RED CNTL DC | 1 | #VALUE!
|  |  | 3HE11305AA | XCM - 7750 SR-s XCM-7s | 1 | #VALUE!
|  |  | 3HE12510BA | IOM-s - SR-s IOM-s 1.6T - ER | 1 | #VALUE!
|  |  | 3HE15563AA | MDA-s - SR-s 2pt QSFP-DD + 2pt QSFP28 | 1 | #VALUE!
|  |  | 3HE15562AA | MDA-s - 8pt SFP-DD MACsec + 2pt QSFP28 | 1 | #VALUE!
|  |  | 3HE10550AA | QSFP28 - 100GBASE-LR4 ROHS6/6 0/70C - each with 3HE00100PP - RTU License for 100G port | 1 | #VALUE!
|  |  | 3HE14835AA | SFP28 25GE LR - LC ROHS6/6 -40/85C - each with 3HE00100PP - RTU License for 25G port | 1 | #VALUE!
7750 SR-2s Chassis Bundle for Testbed | 7750 SR-2s Testbed Bundle ( Limited to Qty = 1) including: (1) 3HE16198AA BNDL 7750 SR-7s CPM2-7s NON-RED CNTL DC (1) 3HE11305AA XCM - 7750 SR-s XCM-7s (1) 3HE12510BA IOM-s - SR-s IOM-s 1.6T - ER (1) 3HE15563AA MDA-s - SR-s 2pt QSFP-DD + 2pt QSFP28 (1) 3HE15562AA MDA-s - 8pt SFP-DD MACsec + 2pt QSFP28 (1) 3HE10550AA QSFP28 - 100GBASE-LR4 ROHS6/6 0/70C - each with 3HE00100PP - RTU License for 100G port (1) 3HE14835AA SFP28 25GE LR - LC ROHS6/6 -40/85C - each with 3HE00100PP - RTU License for 25G port | #VALUE! | 3HE14287AA | BNDL - 7750 SR-2s non-red CNTL + LVDC | 1 | #VALUE!
|  |  | 3HE11305AA | XCM - 7750 SR-s XCM-7s | 1 | #VALUE!
|  |  | 3HE12510BA | IOM-s - SR-s IOM-s 1.6T - ER | 1 | #VALUE!
|  |  | 3HE15563AA | MDA-s - SR-s 2pt QSFP-DD + 2pt QSFP28 | 1 | #VALUE!
|  |  | 3HE15562AA | MDA-s - 8pt SFP-DD MACsec + 2pt QSFP28 | 1 | #VALUE!
|  |  | 3HE10550AA | QSFP28 - 100GBASE-LR4 ROHS6/6 0/70C - each with 3HE00100PP - RTU License for 100G port | 1 | #VALUE!
|  |  | 3HE14835AA | SFP28 25GE LR - LC ROHS6/6 -40/85C - each with 3HE00100PP - RTU License for 25G port | 1 | #VALUE!
1830-ONE-Bundle | Nokia 1830-ONE Bundle including: (1) 3KC90106AA - SHELF uROADM, 4 SLOTS (2) 3KC90004AA - AGG-ROADM POWER SUPPLY UNIT (1) 3KC90005AA - AGG-ROADM FAN UNIT (3) 3KC90110AA - I/O SLOT FILLER (1) 3KC90025AA - INSTALLATION KIT | #VALUE! | 3KC90106AA | SHELF uROADM, 4 SLOTS | 1 | #VALUE!
|  |  | 3KC90004AA | AGG-ROADM POWER SUPPLY UNIT | 2 | #VALUE!
|  |  | 3KC90005AA | AGG-ROADM FAN UNIT | 1 | #VALUE!
|  |  | 3KC90110AA | I/O SLOT FILLER | 3 | #VALUE!
|  |  | 3KC90025AA | INSTALLATION KIT | 1 | #VALUE!
3HE16564AA | QSFP-DD ZR each with 3HE00100PP - RTU License for 400G port | #VALUE! | 3HE16564AA | QSFP-DD ZR each with 3HE00100PP - RTU License for 400G port | 1 | #VALUE!
3HE16565AA | QSFP-DD ZR+ each with 3HE00100PP - RTU License for 400G port | #VALUE! | 3HE16565AA | QSFP-DD ZR+ each with 3HE00100PP - RTU License for 400G port | 1 | #VALUE!
3HE15212AA | QSFP56-DD - 400G LR8 10Km 0/70C - each with 3HE00100PP - RTU License for 400G port | #VALUE! | 3HE15212AA | QSFP56-DD - 400G LR8 10Km 0/70C - each with 3HE00100PP - RTU License for 400G port | 1 | #VALUE!
3HE15211AA | QSFP56-DD - 400G SR8 100m 0/70C (MPO-16)- each with 3HE00100PP - RTU License for 400G port | #VALUE! | 3HE15211AA | QSFP56-DD - 400G SR8 100m 0/70C (MPO-16)- each with 3HE00100PP - RTU License for 400G port | 1 | #VALUE!
3HE10551AA | QSFP28 - 100GBASE-SR4 ROHS6/6 0/70C - each with 3HE00100PP - RTU License for 100G port | #VALUE! | 3HE10551AA | QSFP28 - 100GBASE-SR4 ROHS6/6 0/70C - each with 3HE00100PP - RTU License for 100G port | 1 | #VALUE!
3HE10550AA | QSFP28 - 100GBASE-LR4 ROHS6/6 0/70C - each with 3HE00100PP - RTU License for 100G port | #VALUE! | 3HE10550AA | QSFP28 - 100GBASE-LR4 ROHS6/6 0/70C - each with 3HE00100PP - RTU License for 100G port | 1 | #VALUE!
3HE11239AA | QSFP28 - 100GBase-ER4Lite RoHS6/6 0/70C - each with 3HE00100PP - RTU License for 100G port | #VALUE! | 3HE11239AA | QSFP28 - 100GBase-ER4Lite RoHS6/6 0/70C - each with 3HE00100PP - RTU License for 100G port | 1 | #VALUE!
3HE16558AA | QSFP28 - 100G ZR4 0/70C - each with 3HE00100PP - RTU License for 100G port | #VALUE! | 3HE16558AA | QSFP28 - 100G ZR4 0/70C - each with 3HE00100PP - RTU License for 100G port | 1 | #VALUE!
3HE14835AA | SFP28 25GE LR - LC ROHS6/6 -40/85C - each with 3HE00100PP - RTU License for 25G port | #VALUE! | 3HE14835AA | SFP28 25GE LR - LC ROHS6/6 -40/85C - each with 3HE00100PP - RTU License for 25G port | 1 | #VALUE!
3HE15377AA | SFP28 - 25GE ER - LC ROHS6/6 -40/85C - each with 3HE00100PP - RTU License for 25G port | #VALUE! | 3HE15377AA | SFP28 - 25GE ER - LC ROHS6/6 -40/85C - each with 3HE00100PP - RTU License for 25G port | 1 | #VALUE!
3HE09327AA | SFP+ 10GE LR - LC ROHS6/6-40/85C - each with 3HE00100PP - RTU License for 10G port | #VALUE! | 3HE09327AA | SFP+ 10GE LR - LC ROHS6/6-40/85C - each with 3HE00100PP - RTU License for 10G port | 1 | #VALUE!
3HE09328AA | SFP+ 10GE ER - LC ROHS6/6-40/85C - each with 3HE00100PP - RTU License for 10G port | #VALUE! | 3HE09328AA | SFP+ 10GE ER - LC ROHS6/6-40/85C - each with 3HE00100PP - RTU License for 10G port | 1 | #VALUE!
3HE09329AA | SFP+ 10GE ZR - LC ROHS6/6 -40/85C - each with 3HE00100PP - RTU License for 10G port | #VALUE! | 3HE09329AA | SFP+ 10GE ZR - LC ROHS6/6 -40/85C - each with 3HE00100PP - RTU License for 10G port | 1 | #VALUE!
3HE00027CA | SFP - GIGE SX - LC ROHS 6/6 DDM -40/85C - each with 3HE00100PP - RTU License for GIGE port | #VALUE! | 3HE00027CA | SFP - GIGE SX - LC ROHS 6/6 DDM -40/85C - each with 3HE00100PP - RTU License for GIGE port | 1 | #VALUE!
3HE00028CA | SFP - GIGE LX - LC ROHS 6/6 DDM -40/85C - each with 3HE00100PP - RTU License for GIGE port | #VALUE! | 3HE00028CA | SFP - GIGE LX - LC ROHS 6/6 DDM -40/85C - each with 3HE00100PP - RTU License for GIGE port | 1 | #VALUE!
3HE00867CA | SFP - GIGE EX - LC ROHS 6/6 DDM -40/85C - each with 3HE00100PP - RTU License for GIGE port | #VALUE! | 3HE00867CA | SFP - GIGE EX - LC ROHS 6/6 DDM -40/85C - each with 3HE00100PP - RTU License for GIGE port | 1 | #VALUE!
3HE00029CA | SFP - GIGE ZX - LC ROHS 6/6 DDM -40/85C - each with 3HE00100PP - RTU License for GIGE port | #VALUE! | 3HE00029CA | SFP - GIGE ZX - LC ROHS 6/6 DDM -40/85C - each with 3HE00100PP - RTU License for GIGE port | 1 | #VALUE!
3HE00062CB | SFP - GIGE BASE-T RJ45 R6/6 DDM -40/85C - each with 3HE00100PP - RTU License for GIGE BASE-T RJ45 port | #VALUE! | 3HE00062CB | SFP - GIGE BASE-T RJ45 R6/6 DDM -40/85C - each with 3HE00100PP - RTU License for GIGE BASE-T RJ45 port | 1 | #VALUE!
3AL82105AAAA | CSoP Smart SFP, 15 km STM-1 over GbE - each with 3HE00100PP - RTU License for STM1 port | #VALUE! | 1AK23152AAAA | CSoP Smart SFP, 15 km STM-1 over GbE - each with 3HE00100PP - RTU License for STM1 port | 1 | #VALUE!
3AL82104AAAA | TPoP Smart SFP, E1 120 Ohm balanced, RJ45 - each with 3HE00100PP - RTU License for E1 port | #VALUE! | 1AK23148AAAA | TPoP Smart SFP, E1 120 Ohm balanced, RJ45 - each with 3HE00100PP - RTU License for E1 port | 1 | #VALUE!
3HE400GLRtoZR | 400G QSFP-DD LR to ZR Upgrade | #VALUE! | 3HE400GLRtoZR | QSFP-DD ZR each with 3HE00100PP - RTU License for 400G port | 1 | #VALUE!
3HE400GLRtoZR+ | 400G QSFP-DD LR to ZR+ Upgrade | #VALUE! | 3HE400GLRtoZR+ | QSFP-DD ZR+ each with 3HE00100PP - RTU License for 400G port | 1 | #VALUE!
3HE100GLRtoER | QSFP28 - 100G LR to ER Upgrade | #VALUE! | 3HE100GLRtoER | QSFP28 - 100GBase-ER4Lite RoHS6/6 0/70C - each with 3HE00100PP - RTU License for 100G port | 1 | #VALUE!
3HE100GLRtoZR | QSFP28 - 100G LR to ZR Upgrade | #VALUE! | 3HE100GLRtoZR | QSFP28 - 100G ZR4 0/70C - each with 3HE00100PP - RTU License for 100G port | 1 | #VALUE!
100G/400G Amplifier Bundle | Amplifier Bundle including: (1) 3KC90114AA EDFA AMPLIFIER CARD (1) 3KC90136AA EDFA AMPLIFIER PLUGGABLE MODULE | #VALUE! | 3KC90114AA | EDFA AMPLIFIER CARD | 1 | #VALUE!
|  |  | 3KC90136AA | EDFA AMPLIFIER PLUGGABLE MODULE | 1 | #VALUE!
100G QSFP28 Upgrade Bundle | QSFP28 bundle exclusive for SR-12e Upgrade, including: (5) 3HE10550AA QSFP28 - 100GBASE-LR4 ROHS6/6 0/70C - each with 3HE00100PP - RTU License for 100G port (2) 3HE11239AA QSFP28 - 100GBase-ER4Lite RoHS6/6 0/70C - each with 3HE00100PP - RTU License for 100G port (1) 3HE16558AA QSFP28 - 100G ZR4 0/70C - each with 3HE00100PP - RTU License for 100G port | #VALUE! | 3HE10550AA | QSFP28 - 100GBASE-LR4 ROHS6/6 0/70C - each with 3HE00100PP - RTU License for 100G port | 5 | #VALUE!
|  |  | 3HE11239AA | QSFP28 - 100GBase-ER4Lite RoHS6/6 0/70C - each with 3HE00100PP - RTU License for 100G port | 2 | #VALUE!
|  |  | 3HE16558AA | QSFP28 - 100G ZR4 0/70C - each with 3HE00100PP - RTU License for 100G port | 1 | #VALUE!
3HE15808AA | SR - OS - 7450/7750/7950 R20.x LICENSE | #VALUE! | 3HE15808AA | SR - OS - 7450/7750/7950 R20.x LICENSE | 1 | #VALUE!
3HE15809AA | SR - OS - ZTP 7750/7950 R20.x LICENSE | #VALUE! | 3HE15809AA | SR - OS - ZTP 7750/7950 R20.x LICENSE | 1 | #VALUE!
3HE15662BA | OS - 7250 IXR R20.x ZTP OS LICENSE LARGE | #VALUE! | 3HE15662BA | OS - 7250 IXR R20.x ZTP OS LICENSE LARGE | 1 | #VALUE!
3HE15663BA | OS - 7250 IXR R20.x ZTP OS LICENSE MED | #VALUE! | 3HE15663BA | OS - 7250 IXR R20.x ZTP OS LICENSE MED | 1 | #VALUE!
3HE15664BA | OS - 7250 IXR R20.x ZTP OS LICENSE SMALL | #VALUE! | 3HE15664BA | OS - 7250 IXR R20.x ZTP OS LICENSE SMALL | 1 | #VALUE!
3HE15662AA | OS - 7250 IXR R20.x OS LICENSE LARGE | #VALUE! | 3HE15662AA | OS - 7250 IXR R20.x OS LICENSE LARGE | 1 | #VALUE!
3HE15663AA | OS - 7250 IXR R20.x OS LICENSE MED | #VALUE! | 3HE15663AA | OS - 7250 IXR R20.x OS LICENSE MED | 1 | #VALUE!
3HE15664AA | OS - 7250 IXR R20.x OS LICENSE SMALL | #VALUE! | 3HE15664AA | OS - 7250 IXR R20.x OS LICENSE SMALL | 1 | #VALUE!
3HE11471CA | OS-7210 SAS-Sx 10/100 Base Lic Sat R11.0 | #VALUE! | 3HE11471CA | OS-7210 SAS-Sx 10/100 Base Lic Sat R11.0 | 1 | #VALUE!
3HELB019AA | RTU - 1588 Freq & Phase LICENSE LARGE | #VALUE! | 3HELB019AA | RTU - 1588 Freq & Phase LICENSE LARGE | 1 | #VALUE!
3HE14633AA | 1588 Freq & Phase, IXR-e Small | #VALUE! | 3HE14633AA | 1588 Freq & Phase, IXR-e Small | 1 | #VALUE!
3HE14632AA | 1588 Freq & Phase, IXR-e Big | #VALUE! | 3HE14632AA | 1588 Freq & Phase, IXR-e Big | 1 | #VALUE!
3HE06490AA | RTU - SROS ESM - 64K SUB-HOSTS | #VALUE! | 3HE06490AA | RTU - SROS ESM - 64K SUB-HOSTS | 1 | #VALUE!
3HELB021AA | RTU - Large FIB scale License, IXR | #VALUE! | 3HELB021AA | RTU - Large FIB scale License, IXR | 1 | #VALUE!
3HE11380AA | ASL VSR BGP Route Reflector | #VALUE! | 3HE11380AA | ASL VSR BGP Route Reflector | 1 | #VALUE!
3HE16254NSP | NSP LP bundle including: (1) 3HE16254AA NSP LICENCE POINT (1) 3HE16255AA NSP HIGH AVAILABILITY FP (1) 3HE16001AA NSP CLASSIC MANAGEMENT FP (1) 3HE16003AA NSP NETWORK INFRASTRUCTURE MANAGEMENT FP (1) 3HE16004AA NSP SERVICE ACTIVATION + CONFIG. FP (1) 3HE16005AA NSP SERVICE ASSURANCE FP (1) 3HE16011AA NSP WORKFLOW AUTOMATION ENGINE FP | #VALUE! | 3HE16254AA | NSP LICENCE POINT | 1 | #VALUE!
|  |  | 3HE16255AA | NSP HIGH AVAILABILITY FP | 1 | #VALUE!
|  |  | 3HE16001AA | NSP CLASSIC MANAGEMENT FP | 1 | #VALUE!
|  |  | 3HE16003AA | NSP NETWORK INFRASTRUCTURE MANAGEMENT FP | 1 | #VALUE!
|  |  | 3HE16004AA | NSP SERVICE ACTIVATION + CONFIG. FP | 1 | #VALUE!
|  |  | 3HE16005AA | NSP SERVICE ASSURANCE FP | 1 | #VALUE!
|  |  | 3HE16011AA | NSP WORKFLOW AUTOMATION ENGINE FP" | 1 | #VALUE!
3HE14307AA-BL | UPG - IOM-s 1.6T ER to 3.0T ER | #VALUE! | 3HE14307AA | UPG - IOM-s 1.6T ER to 3.0T ER | 1 | #VALUE!
3HE11839AA | Deepfield Core Platform - Includes Cloud Genome - PERPETUAL | #VALUE! | 3HE11839AA | Deepfield Core Platform - Includes Cloud Genome - PERPETUAL | 1 | #VALUE!
3HE15610AA | Deepfield Network Firewall - per Gbps bandwidth license per Gpbs - Tier between 600 and 1250 Gbps - PERPETUAL | #VALUE! | 3HE15610AA | Deepfield Network Firewall - per Gbps bandwidth license per Gpbs - Tier between 600 and 1250 Gbps - PERPETUAL | 1 | #VALUE!
3HE16016AA | NSP IP CONTROL CLASS 1 NODE | #VALUE! | 3HE16016AA | NSP IP CONTROL CLASS 1 NODE | 1 | #VALUE!
3HE16017AA | NSP IP CONTROL CLASS 2 NODE | #VALUE! | 3HE16017AA | NSP IP CONTROL CLASS 2 NODE | 1 | #VALUE!
3HE16018AA | NSP IP CONTROL CLASS 3 NODE | #VALUE! | 3HE16018AA | NSP IP CONTROL CLASS 3 NODE | 1 | #VALUE!
3HE16012AA | NSP CONTROL + VISUALIZATION STARTER FP | #VALUE! | 3HE16012AA | NSP CONTROL + VISUALIZATION STARTER FP | 1 | #VALUE!
3HE16013AA | NSP PATH CONTROL + OPTIMIZATION FP | #VALUE! | 3HE16013AA | NSP PATH CONTROL + OPTIMIZATION FP | 1 | #VALUE!
3HE16020AA | NSP MULTILAYER DISC. + VISUALIZATION FP | #VALUE! | 3HE16020AA | NSP MULTILAYER DISC. + VISUALIZATION FP | 1 | #VALUE!
3HE16256AA | NSP MULTILAYER CONTROL COORDINATION FP | #VALUE! | 3HE16256AA | NSP MULTILAYER CONTROL COORDINATION FP | 1 | #VALUE!
3HENSPTSC | NSP TSC Module | #VALUE! | 3HENSPTSC | NSP TSC Module | 1 | #VALUE!
Aggregation_PE v1 Installation & Commissioning | Nokia-Agg-New-PE_v1-HW installation incl. Project Management teams, Rollout team, Warehouse rental, site survey, installation, commissioning, Integration, ATP, IPSec Integration and Decommissioning services | #VALUE! | Aggregation_PE v1 Installation & Commissioning | Nokia-Agg-New-PE_v1-HW installation incl. Project Management teams, Rollout team, Warehouse rental, site survey, installation, commissioning, Integration, ATP, IPSec Integration and Decommissioning services | 1 | #VALUE!
Aggregation_PE v2 Installation & Commissioning | Nokia-Agg-New-PE_v2-HW installation incl. Project Management teams, Rollout team, Warehouse rental, site survey, installation, commissioning, Integration, ATP, IPSec Integration and Decommissioning services | #VALUE! | Aggregation_PE v2 Installation & Commissioning | Nokia-Agg-New-PE_v2-HW installation incl. Project Management teams, Rollout team, Warehouse rental, site survey, installation, commissioning, Integration, ATP, IPSec Integration and Decommissioning services | 1 | #VALUE!
Aggregation_PE v3 Compact Installation & Commissioning | Nokia-Agg-New-PE_v3-HW installation incl. Project Management teams, Rollout team, Warehouse rental, site survey, installation, commissioning, Integration, ATP, IPSec Integration and Decommissioning services | #VALUE! | Aggregation_PE v3 Compact Installation & Commissioning | Nokia-Agg-New-PE_v3-HW installation incl. Project Management teams, Rollout team, Warehouse rental, site survey, installation, commissioning, Integration, ATP, IPSec Integration and Decommissioning services | 1 | #VALUE!
SWAP Aggregation_PE_v1 (Replacement/Upgrade to AGG_v1) Installation & Commissioning | Nokia Agg-SWAP-PE_v1-HW installation incl. Project Management teams, Rollout team, Warehouse rental,site survey, installation, commissioning, Integration, ATP, IPSec Integration and Decommissioning services | #VALUE! | SWAP Aggregation_PE_v1 (Replacement/Upgrade to AGG_v1) Installation & Commissioning | Nokia Agg-SWAP-PE_v1-HW installation incl. Project Management teams, Rollout team, Warehouse rental,site survey, installation, commissioning, Integration, ATP, IPSec Integration and Decommissioning services | 1 | #VALUE!
SWAP Aggregation_PE_v2 (Replacement/Upgrade to AGG_v2) Installation & Commissioning | Nokia Agg-SWAP-PE_v2-HW installation incl. Project Management teams, Rollout team, Warehouse rental, site survey, installation ,commissioning, Integration, ATP, IPSec Integration and Decommissioning services | #VALUE! | SWAP Aggregation_PE_v2 (Replacement/Upgrade to AGG_v2) Installation & Commissioning | Nokia Agg-SWAP-PE_v2-HW installation incl. Project Management teams, Rollout team, Warehouse rental, site survey, installation ,commissioning, Integration, ATP, IPSec Integration and Decommissioning services | 1 | #VALUE!
SWAP Aggregation_PE_v1 (Replacement/Upgrade) Hot SWAP Migration | Nokia AGG-HOT SWAP-Migration_v1 incl. Automated Migration execution, testing and acceptance services | #VALUE! | SWAP Aggregation_PE_v1 (Replacement/Upgrade) Hot SWAP Migration | Nokia AGG-HOT SWAP-Migration_v1 incl. Automated Migration execution, testing and acceptance services | 1 | #VALUE!
SWAP Aggregation_PE_v2 (Replacement/Upgrade) Hot SWAP Migration | Nokia AGG-HOT SWAP-Migration_v2 incl. Automated Migration execution, testing and acceptance services | #VALUE! | SWAP Aggregation_PE_v2 (Replacement/Upgrade) Hot SWAP Migration | Nokia AGG-HOT SWAP-Migration_v2 incl. Automated Migration execution, testing and acceptance services | 1 | #VALUE!
SWAP Aggregation (Replacement/Upgrade) Migration (Port by Port) | Nokia AGG- SWAP-Port by Port Migration incl. Automated Migration execution, testing and acceptance services | #VALUE! | SWAP Aggregation (Replacement/Upgrade) Migration (Port by Port) | Nokia AGG- SWAP-Port by Port Migration incl. Automated Migration execution, testing and acceptance services | 1 | #VALUE!
Nokia AGG-SWAP-Port by Port Migration from multiple nodes to Nokia AGG within the same site | Nokia AGG- SWAP-Port by Port Migration incl. Automated Migration execution, testing and acceptance services [from multiple nodes to Nokia AGG within the same site [up to 3 nodes]for maximum of 10 ports] | #VALUE! | Nokia AGG-SWAP-Port by Port Migration from multiple nodes to Nokia AGG within the same site | Nokia AGG- SWAP-Port by Port Migration incl. Automated Migration execution, testing and acceptance services [from multiple nodes to Nokia AGG within the same site [up to 3 nodes]for maximum of 10 ports] | 1 | #VALUE!
Nokia AGG-SWAP-Port by Port Migration from one existing node to Nokia AGG from a different physical site | Nokia AGG-SWAP-Port by Port Migration incl. Automated Migration execution, testing and acceptance services [from one existing node to Nokia AGG from a different physical site[up to 10 ports]] | #VALUE! | Nokia AGG-SWAP-Port by Port Migration from one existing node to Nokia AGG from a different physical site | Nokia AGG-SWAP-Port by Port Migration incl. Automated Migration execution, testing and acceptance services [from one existing node to Nokia AGG from a different physical site[up to 10 ports]] | 1 | #VALUE!
Nokia AGG-SWAP-Port by Port Migration from multiple nodes to Nokia AGG from a different physical site | Nokia AGG- SWAP-Port by Port Migration incl. Automated Migration execution, testing and acceptance services [from multiple nodes to Nokia AGG from a different physical site [up to 3 nodes]for maximum of 10 ports] | #VALUE! | Nokia AGG-SWAP-Port by Port Migration from multiple nodes to Nokia AGG from a different physical site | Nokia AGG- SWAP-Port by Port Migration incl. Automated Migration execution, testing and acceptance services [from multiple nodes to Nokia AGG from a different physical site [up to 3 nodes]for maximum of 10 ports] | 1 | #VALUE!
Nokia AGG Capacity Expansion Migration | Nokia AGG Capacity Expansion Migration incl. Migration execution, testing and acceptance services per node from existing configuration to the new configuration | #VALUE! | Nokia AGG Capacity Expansion Migration | Nokia AGG Capacity Expansion Migration incl. Migration execution, testing and acceptance services per node from existing configuration to the new configuration | 1 | #VALUE!
Nokia PAGG Capacity Expansion Migration | Nokia PAGG Capacity Expansion Migration incl. Migration execution, testing and acceptance services per node from existing configuration to the new configuration | #VALUE! | Nokia PAGG Capacity Expansion Migration | Nokia PAGG Capacity Expansion Migration incl. Migration execution, testing and acceptance services per node from existing configuration to the new configuration | 1 | #VALUE!
PAGG/SCSG HW Installation & Commissioning | Nokia-PAGG/SCSG-New-HW installation incl. Project Management teams, Rollout team, Warehouse rental, site survey, installation, commissioning , Integration, ATP, and Decommissioning services | #VALUE! | PAGG/SCSG HW Installation & Commissioning | Nokia-PAGG/SCSG-New-HW installation incl. Project Management teams, Rollout team, Warehouse rental, site survey, installation, commissioning , Integration, ATP, and Decommissioning services | 1 | #VALUE!
SWAP PAGG/SCSG HW Installation & Commissioning | Nokia PAGG/SCSG-SWAP-HW installation incl. Project Management teams, Rollout team, Warehouse rental, site survey, installation, commissioning, Integration, ATP, and Decommissioning services | #VALUE! | SWAP PAGG/SCSG HW Installation & Commissioning | Nokia PAGG/SCSG-SWAP-HW installation incl. Project Management teams, Rollout team, Warehouse rental, site survey, installation, commissioning, Integration, ATP, and Decommissioning services | 1 | #VALUE!
SWAP PAGG/SCSG HOT SWAP Migration | Nokia PAGG-HOT SWAP Migration includes Automated Migration execution, testing and acceptance services | #VALUE! | SWAP PAGG/SCSG HOT SWAP Migration | Nokia PAGG-HOT SWAP Migration includes Automated Migration execution, testing and acceptance services | 1 | #VALUE!
SWAP PAGG/SCSG Port by Port Migration | Nokia PAGG-SWAP-Port by Port Migration includes Automated Migration execution, testing and acceptance services | #VALUE! | SWAP PAGG/SCSG Port by Port Migration | Nokia PAGG-SWAP-Port by Port Migration includes Automated Migration execution, testing and acceptance services | 1 | #VALUE!
PAGG/SCSG HOT SWAP Migration | Nokia PAGG-HOT SWAP Migration includes Automated Migration execution, testing and acceptance services (limited to 8 SR7B nodes dismantled from AGG layer) | #VALUE! | PAGG/SCSG HOT SWAP Migration | Nokia PAGG-HOT SWAP Migration includes Automated Migration execution, testing and acceptance services (limited to 8 SR7B nodes dismantled from AGG layer) | 1 | #VALUE!
PAGG/SCSG SWAP Port by Port Migration | Nokia PAGG- SWAP Port by Port Migration includes Automated Migration execution, testing and acceptance services (limited to 8 SR7B nodes dismantled from AGG layer) | #VALUE! | PAGG/SCSG SWAP Port by Port Migration | Nokia PAGG- SWAP Port by Port Migration includes Automated Migration execution, testing and acceptance services (limited to 8 SR7B nodes dismantled from AGG layer) | 1 | #VALUE!
CSG_v1 HW Installation & Commissioning | Nokia-CSG-New_v1-HW-Installation includes Project Management teams,Rollout team,Warehouse rental, site survey, installation, comissioning, Integration and Decomissioning services | #VALUE! | CSG_v1 HW Installation & Commissioning | Nokia-CSG-New_v1-HW-Installation includes Project Management teams,Rollout team,Warehouse rental, site survey, installation, comissioning, Integration and Decomissioning services | 1 | #VALUE!
CSG_v1 Migration | Nokia-CSG-New_v1-Migration includes Migration execution ,testing and acceptance services | #VALUE! | CSG_v1 Migration | Nokia-CSG-New_v1-Migration includes Migration execution ,testing and acceptance services | 1 | #VALUE!
CSG_v2 HW Installation & Commissioning | Nokia-CSG-New_v2-HW-Installation includes Project Management teams,Rollout team,Warehouse rental, site survey, installation, comissioning, Integration and Decomissioning services | #VALUE! | CSG_v2 HW Installation & Commissioning | Nokia-CSG-New_v2-HW-Installation includes Project Management teams,Rollout team,Warehouse rental, site survey, installation, comissioning, Integration and Decomissioning services | 1 | #VALUE!
CSG_v2 Migration | Nokia-CSG-New-v2-Migration includes Migration execution ,testing and acceptance services | #VALUE! | CSG_v2 Migration | Nokia-CSG-New-v2-Migration includes Migration execution ,testing and acceptance services | 1 | #VALUE!
CSG_v3 HW Installation & Commissioning | Nokia-CSG-New_v3-HW-Installation includes Project Management teams,Rollout team,Warehouse rental, site survey, installation, comissioning, Integration and Decomissioning services | #VALUE! | CSG_v3 HW Installation & Commissioning | Nokia-CSG-New_v3-HW-Installation includes Project Management teams,Rollout team,Warehouse rental, site survey, installation, comissioning, Integration and Decomissioning services | 1 | #VALUE!
CSG_v3 Migration | Nokia-CSG-New_v3-Migration includes Migration execution ,testing and acceptance services | #VALUE! | CSG_v3 Migration | Nokia-CSG-New_v3-Migration includes Migration execution ,testing and acceptance services | 1 | #VALUE!
3rd Party CSG Integration | 3rd party CSG HW-Installation includes Project Management teams,Rollout team,Warehouse rental, site survey, installation, comissioning, Integration and Decomissioning services | #VALUE! | 3rd Party CSG Integration | 3rd party CSG HW-Installation includes Project Management teams,Rollout team,Warehouse rental, site survey, installation, comissioning, Integration and Decomissioning services | 1 | #VALUE!
3rd Party CSG Migration | 3rd party CSG-Remote migration includes Migration execution ,testing and acceptance services | #VALUE! | 3rd Party CSG Migration | 3rd party CSG-Remote migration includes Migration execution ,testing and acceptance services | 1 | #VALUE!
CSG Link Shifting | CSG Link Shiting includes conneting the uplink as single homed, shifting the uplink from one PAGG to another | #VALUE! | CSG Link Shifting | CSG Link Shiting includes conneting the uplink as single homed, shifting the uplink from one PAGG to another | 1 | #VALUE!
Rehoming Services | Rehoming service for access node from one AGG/PRE-AGG including either one of the below services: 1- Cell Site Gateway 2- Enterprise Access switch 3- RTN Link 4- OSN Link 5- 4 links for BTS rehoming The service includes fiber patching and VPN service rehoming, excluding ISP/OSP work, service validation by customer end or drive test and Special Fees for permits at sites. | #VALUE! | Rehoming Services | Rehoming service for access node from one AGG/PRE-AGG including either one of the below services: 1- Cell Site Gateway 2- Enterprise Access switch 3- RTN Link 4- OSN Link 5- 4 links for BTS rehoming The service includes fiber patching and VPN service rehoming, excluding ISP/OSP work, service validation by customer end or drive test and Special Fees for permits at sites. | 1 | #VALUE!
Mobile Migration per Cisco CSG | Mobile Migration incl. Remote migration execution ,testing and acceptance services per Cisco CSG | #VALUE! | Mobile Migration per Cisco CSG | Mobile Migration incl. Remote migration execution ,testing and acceptance services per Cisco CSG | 1 | #VALUE!
BDS Migration | Nokia-BDS-Migration incl. Migration execution ,testing and acceptance services per node | #VALUE! | BDS Migration | Nokia-BDS-Migration incl. Migration execution ,testing and acceptance services per node | 1 | #VALUE!
Card Expansion Installation&Integration | Nokia-Card Expansion incl. Installation & Integration and acceptance services | #VALUE! | Card Expansion Installation&Integration | Nokia-Card Expansion incl. Installation & Integration and acceptance services | 1 | #VALUE!
CSG_ISP_service per 100 meters | ISP services for indoor access router deployments per 100 meters | #VALUE! | CSG_ISP_service per 100 meters | ISP services for indoor access router deployments per 100 meters | 1 | #VALUE!
Testbed Service | POC service including POC Desing ,POC implementation ,POC execution | #VALUE! | Testbed Service | POC service including POC Desing ,POC implementation ,POC execution | 1 | #VALUE!
Nokia-Design-Service | Design includes Customer Workshop,HLD,LLD,Acceptance Test book,SAM design,Configuration templates,Migration strategy,MOP templates. | #VALUE! | Nokia-Design-Service | Design includes Customer Workshop,HLD,LLD,Acceptance Test book,SAM design,Configuration templates,Migration strategy,MOP templates. | 1 | #VALUE!
Deepfield Platform design, installation and configuration | Deepfield Platform design, installation and configuration (does not include HW installation) | #VALUE! | Deepfield Platform design, installation and configuration | Deepfield Platform design, installation and configuration (does not include HW installation) | 1 | #VALUE!
Professional Services package for Deepfield Platform customization | Professional Services package for Deepfield Platform customization (10-days ) | #VALUE! | Professional Services package for Deepfield Platform customization | Professional Services package for Deepfield Platform customization (10-days ) | 1 | #VALUE!
Nokia-Training | Training sessions | #VALUE! | Nokia-Training | Training sessions | 1 | #VALUE!
1 sprint | One sprint includes one scrum team for 6 weeks (working on one Use Case) | #VALUE! | 1 sprint | One sprint includes one scrum team for 6 weeks (working on one Use Case) | 1 | #VALUE!
8 sprints | Eight sprints includes one scrum team | #VALUE! | 8 sprints | Eight sprints includes one scrum team | 1 | #VALUE!
16 sprints | Sixteen sprint includes two scrum teams working in parallel | #VALUE! | 16 sprints | Sixteen sprint includes two scrum teams working in parallel | 1 | #VALUE!
24 sprints | Twenty-four sprint includes 3 scrum teams working in parallel | #VALUE! | 24 sprints | Twenty-four sprint includes 3 scrum teams working in parallel | 1 | #VALUE!
LSS yearly fee_ Year 1 | The LSS covers the work to recertify the automation use cases with the new NSP and/or NE versions 2.Audit and recertification require access to customer labs and NE’s and customer participation in the acceptance test – the same as when the AP was first delivered | #VALUE! | LSS yearly fee_ Year 1 | The LSS covers the work to recertify the automation use cases with the new NSP and/or NE versions 2.Audit and recertification require access to customer labs and NE’s and customer participation in the acceptance test – the same as when the AP was first delivered | 1 | #VALUE!
LSS Yearly fee_Year 2 | The LSS covers the work to recertify the automation use cases with the new NSP and/or NE versions 2.Audit and recertification require access to customer labs and NE’s and customer participation in the acceptance test – the same as when the AP was first delivered | #VALUE! | LSS Yearly fee_Year 2 | The LSS covers the work to recertify the automation use cases with the new NSP and/or NE versions 2.Audit and recertification require access to customer labs and NE’s and customer participation in the acceptance test – the same as when the AP was first delivered | 1 | #VALUE!
Nokia-OS-Upgrade-AGG-Service | Upgrade the AGG node from N Release to N+1 Release | #VALUE! | Nokia-OS-Upgrade-AGG-Service | Upgrade the AGG node from N Release to N+1 Release | 1 | #VALUE!
Nokia-OS-Upgrade-PAGG/SCSG-Service | Upgrade the PAGG node from N Release to N+1 Release | #VALUE! | Nokia-OS-Upgrade-PAGG/SCSG-Service | Upgrade the PAGG node from N Release to N+1 Release | 1 | #VALUE!
Nokia-OS-Upgrade-CSG-Service | Upgrade the CSG node from N Release to N+1 Release | #VALUE! | Nokia-OS-Upgrade-CSG-Service | Upgrade the CSG node from N Release to N+1 Release | 1 | #VALUE!
Nokia-OS-Aggregation SW Upgrade | Major software update from N Release to N+1 Release for the existing AGG | #VALUE! | Nokia-OS-Aggregation SW Upgrade | Major software update from N Release to N+1 Release for the existing AGG | 1 | #VALUE!
Nokia-OS-PAGG/SCSG SW Upgrade | Major software update from N Release to N+1 Release for the existing PAGG | #VALUE! | Nokia-OS-PAGG/SCSG SW Upgrade | Major software update from N Release to N+1 Release for the existing PAGG | 1 | #VALUE!
Nokia-OS-CSG SW Upgrade | Major software update from N Release to N+1 Release for the existing CSG | #VALUE! | Nokia-OS-CSG SW Upgrade | Major software update from N Release to N+1 Release for the existing CSG | 1 | #VALUE!
Nokia NMS_upgrade service | NMS_upgrade_year1 including MOP preparation, staging, execution and acceptance test | #VALUE! | Nokia NMS_upgrade service | NMS_upgrade_year1 including MOP preparation, staging, execution and acceptance test | 1 | #VALUE!
Nokia NMS_upgrade SRS | Nokia Software Release Subscription | #VALUE! | Nokia NMS_upgrade SRS | Nokia Software Release Subscription | 1 | #VALUE!
Nokia-3rd-level-support-Y1_AGG/Access_rollout | Maintenance service per Year_1 for AGG/Access_rollout | #VALUE! | Nokia-3rd-level-support-Y1_AGG/Access_rollout | Maintenance service per Year_1 for AGG/Access_rollout | 1 | #VALUE!
Nokia-3rd-level-support-Y2_AGG/Access_rollout | Maintenance service per Year_2 for AGG/Access_rollout | #VALUE! | Nokia-3rd-level-support-Y2_AGG/Access_rollout | Maintenance service per Year_2 for AGG/Access_rollout | 1 | #VALUE!
Nokia-3rd-level-support-Y3_AGG/Access_rollout | Maintenance service per Year_3 for AGG/Access_rollout | #VALUE! | Nokia-3rd-level-support-Y3_AGG/Access_rollout | Maintenance service per Year_3 for AGG/Access_rollout | 1 | #VALUE!
Resident Engineer | Resident Engineer | #VALUE! | Resident Engineer | Resident Engineer | 1 | #VALUE!
Tier 1 service(12 months) | Tier 1 service(12 months) | #VALUE! | Tier 1 service(12 months) | Tier 1 service(12 months) | 1 | #VALUE!
Tier 2 service(12 months) | Tier 2 service(12 months) | #VALUE! | Tier 2 service(12 months) | Tier 2 service(12 months) | 1 | #VALUE!
FLM service(12 months) | FLM service(12 months) | #VALUE! | FLM service(12 months) | FLM service(12 months) | 1 | #VALUE!
1AB407560001 | Optical Fiber cables (3m) | #VALUE! | 1AB407560001 | Optical Fiber cables (3m) | 1 | #VALUE!
1AB377380001 | Optical Fiber cables (5m) | #VALUE! | 1AB377380001 | Optical Fiber cables (5m) | 1 | #VALUE!
1AB377380003 | Optical Fiber cables (7m) | #VALUE! | 1AB377380003 | Optical Fiber cables (7m) | 1 | #VALUE!
1AB377380006 | Optical Fiber cables (10m) | #VALUE! | 1AB377380006 | Optical Fiber cables (10m) | 1 | #VALUE!
1AB407580013 | Optical Fiber cables (20m) | #VALUE! | 1AB407580013 | Optical Fiber cables (20m) | 1 | #VALUE!
1AD147550001 | TRU - Power (Considered for Controller sites) | #VALUE! | 1AD147550001 | TRU - Power (Considered for Controller sites) | 1 | #VALUE!
1AD147550002 | 100 Amps Circuit Breakers (Considered for controller sites) | #VALUE! | 1AD147550002 | 100 Amps Circuit Breakers (Considered for controller sites) | 1 | #VALUE!
3BK08959BA | Power Cable 1x35 Black (15 meters per site) | #VALUE! | 3BK08959BA | Power Cable 1x35 Black (15 meters per site) | 1 | #VALUE!
3BK08958BA | Power Cable 1x35 Blue (15 meters per site) | #VALUE! | 3BK08958BA | Power Cable 1x35 Blue (15 meters per site) | 1 | #VALUE!
3BK08960BA | Power Cable 1x35 Yellow/Green (15 meters per site) | #VALUE! | 3BK08960BA | Power Cable 1x35 Yellow/Green (15 meters per site) | 1 | #VALUE!
Nokia-Power-Upgrade- Single Battery Cell Addition- Hardware (150 Ah) | Power upgrade battery kit for Pre-Aggr routers (150 Ah) 12V Cell | #VALUE! | Nokia-Power-Upgrade- Single Battery Cell Addition- Hardware | Power upgrade battery kit for Pre-Aggr routers (150 Ah) 12V Cell | 1 | #VALUE!
Nokia-Power-Upgrade- Single Battery Cell Addition- Hardware (170 Ah) | Power upgrade battery kit for Pre-Aggr routers (170 Ah) 12V Cell | #VALUE! | Nokia-Power-Upgrade- Single Battery Cell Addition- Hardware | Power upgrade battery kit for Pre-Aggr routers (170 Ah) 12V Cell | 1 | #VALUE!
Nokia-Power-Upgrade- Single Rectifier Module Addition- Hardware-PowerOne | Power upgrade rectifier kit for Pre-Aggr routers (Brand: Powerone) Single Module - powerOne 1600W | #VALUE! | Nokia-Power-Upgrade- Single Rectifier Module Addition- Hardware-PowerOne | Power upgrade rectifier kit for Pre-Aggr routers (Brand: Powerone) Single Module - powerOne 1600W | 1 | #VALUE!
Nokia-Power-Upgrade- Single Rectifier Module Addition- Hardware-Delta | Power upgrade rectifier kit for Pre-Aggr routers (Brand: Delta) : Single Module - Delta 2000W | #VALUE! | Nokia-Power-Upgrade- Single Rectifier Module Addition- Hardware-Delta | Power upgrade rectifier kit for Pre-Aggr routers (Brand: Delta) : Single Module - Delta 2000W | 1 | #VALUE!
Nokia-Rack-42U | Free Standing Racks - 42U - 800mm(W) X 800mm(D) with FAN Unit, perforated front and back door, filter layer on perforated surface, Vertical cable manager on front and back sides of the rails, Lacing bar on either sides | #VALUE! | Nokia-Rack-42U | Free Standing Racks - 42U - 800mm(W) X 800mm(D) with FAN Unit, perforated front and back door, filter layer on perforated surface, Vertical cable manager on front and back sides of the rails, Lacing bar on either sides | 1 | #VALUE!
Nokia-Rack-19U | 19"rack , 29U 600*600 | #VALUE! | Nokia-Rack-19U | 19"rack , 29U 600*600 | 1 | #VALUE!
Nokia-Rack-12U | 12U ergoRack with Glass Front Door, openable side panels from inside or outside 600x600 mm (organiser, cable ring, gorunding bar) | #VALUE! | Nokia-Rack-12U | 12U ergoRack with Glass Front Door, openable side panels from inside or outside 600x600 mm (organiser, cable ring, gorunding bar) | 1 | #VALUE!
Nokia-Rack-6U | Wall Mount - 6U - 600mm(W) X 600mm(D) | #VALUE! | Nokia-Rack-6U | Wall Mount - 6U - 600mm(W) X 600mm(D) | 1 | #VALUE!
ODF-patch-panels-144 | 144 PORT 4U (144 pcs Simplex SC/APC adaptors, 144 pcs SC/APC Pigtail, 144 pcs splice protector sleeve, 12 pcs splice tray) | #VALUE! | ODF-patch-panels-144 | 144 PORT 4U (144 pcs Simplex SC/APC adaptors, 144 pcs SC/APC Pigtail, 144 pcs splice protector sleeve, 12 pcs splice tray) | 1 | #VALUE!
ODF Patch panels (96) | 96 PORT 4U (96 pcs Simplex SC/APC adaptors, 96 pcs SC/APC Pigtail, 96 pcs splice protector sleeve, 8 pcs splice tray) | #VALUE! | ODF Patch panels (96) | 96 PORT 4U (96 pcs Simplex SC/APC adaptors, 96 pcs SC/APC Pigtail, 96 pcs splice protector sleeve, 8 pcs splice tray) | 1 | #VALUE!
ODF Patch panels (72) | 72 PORT 4U (72 pcs Simplex SC/APC adaptors, 72 pcs SC/APC Pigtail, 72 pcs splice protector sleeve) | #VALUE! | ODF Patch panels (72) | 72 PORT 4U (72 pcs Simplex SC/APC adaptors, 72 pcs SC/APC Pigtail, 72 pcs splice protector sleeve) | 1 | #VALUE!
ODF Patch panels (48) | 48 PORT 2U 48 pcs Simplex SC/APC adaptors, 48 pcs SC/APC Pigtail, 48 pcs splice protector sleeve, 4 pcs splice tray) | #VALUE! | ODF Patch panels (48) | 48 PORT 2U 48 pcs Simplex SC/APC adaptors, 48 pcs SC/APC Pigtail, 48 pcs splice protector sleeve, 4 pcs splice tray) | 1 | #VALUE!
ODF Patch panels (24) | 24 PORT 1U (24 pcs Simplex SC/APC adaptors, 24 pcs SC/APC Pigtail, 24 pcs splice protector sleeve, 2 pcs splice tray) | #VALUE! | ODF Patch panels (24) | 24 PORT 1U (24 pcs Simplex SC/APC adaptors, 24 pcs SC/APC Pigtail, 24 pcs splice protector sleeve, 2 pcs splice tray) | 1 | #VALUE!
ODF Patch panels (12) | 12 PORT 1U (12 pcs Simplex SC/APC adaptors, 12 pcs SC/APC Pigtail,12 pcs splice protector sleeve, 1 pcs splice tray) | #VALUE! | ODF Patch panels (12) | 12 PORT 1U (12 pcs Simplex SC/APC adaptors, 12 pcs SC/APC Pigtail,12 pcs splice protector sleeve, 1 pcs splice tray) | 1 | #VALUE!
Vertiv/Delta Indoor Power Cabinet 12KW | Vertiv Indoor Power Cabinet 12KW (including the N+1 redundancy module) upgradable to 20KW applicable warranty of 5 years | #VALUE! | Vertiv/Delta Indoor Power Cabinet 12KW | Vertiv Indoor Power Cabinet 12KW (including the N+1 redundancy module) upgradable to 20KW applicable warranty of 5 years | 1 | #VALUE!
Installation & commissioning of Indoor Power Cabinet 12KW | Installation & commissioning of Indoor Power Cabinet 12KW (including the N+1 redundancy module) upgradable to 20KW | #VALUE! | Installation & commissioning of Indoor Power Cabinet 12KW | Installation & commissioning of Indoor Power Cabinet 12KW (including the N+1 redundancy module) upgradable to 20KW | 1 | #VALUE!
Dismantle old Rectifier - including the packing and transfer to warehouse | Dismantle old Rectifier - including the packing and transfer to warehouse | #VALUE! | Dismantle old Rectifier - including the packing and transfer to warehouse | Dismantle old Rectifier - including the packing and transfer to warehouse | 1 | #VALUE!
Supply outdoor Power Cabinet 12KW | Supply outdoor Power Cabinet 12KW (including the N+1 redundancy module) upgradable to 20KW, applicable warranty of 5 years | #VALUE! | Supply outdoor Power Cabinet 12KW | Supply outdoor Power Cabinet 12KW (including the N+1 redundancy module) upgradable to 20KW, applicable warranty of 5 years | 1 | #VALUE!
Temporary DC System Installation | Temporary DC System Installation to run dual feed equipment during DC Swap Activity (Hot Swap) (Vertiv Brand) | #VALUE! | Temporary DC System Installation | Temporary DC System Installation to run dual feed equipment during DC Swap Activity (Hot Swap) (Vertiv Brand) | 1 | #VALUE!
Vertiv/Delta Rectifier module compatible with the Supplied DC System | Supply of Vertic Rectifier module compatible with the Supplied DC System, 3000W | #VALUE! | Vertiv/Delta Rectifier module compatible with the Supplied DC System | Supply of Vertic Rectifier module compatible with the Supplied DC System, 3000W | 1 | #VALUE!
Schneider/Nader Output Breakers (Standard-Type) - 100A | Supply of Schneider/Nader Output Breakers (Standard-Type) - 100A | #VALUE! | Schneider/Nader Output Breakers (Standard-Type) - 100A | Supply of Schneider/Nader Output Breakers (Standard-Type) - 100A | 1 | #VALUE!
Schneider/Nader Output Breakers (Standard-Type) - 63A | Supply of Schneider/Nader Output Breakers (Standard-Type) - 63A | #VALUE! | Schneider/Nader Output Breakers (Standard-Type) - 63A | Supply of Schneider/Nader Output Breakers (Standard-Type) - 63A | 1 | #VALUE!
Schneider/Nader Output Breakers (Standard-Type) - 40A | Supply of Schneider/Nader Output Breakers (Standard-Type) - 40A | #VALUE! | Schneider/Nader Output Breakers (Standard-Type) - 40A | Supply of Schneider/Nader Output Breakers (Standard-Type) - 40A | 1 | #VALUE!
CBI/Nader Output Breakers (Slim-Type) - 100A | Supply of CBI/Nader Output Breakers (Slim-Type) - 100A ; 2 pole with copper busbar | #VALUE! | CBI/Nader Output Breakers (Slim-Type) - 100A | Supply of CBI/Nader Output Breakers (Slim-Type) - 100A ; 2 pole with copper busbar | 1 | #VALUE!
CBI/Nader Output Breakers (Slim-Type) - 63A | Supply of CBI/Nader Output Breakers (Slim-Type) - 63A; 1 pole | #VALUE! | CBI/Nader Output Breakers (Slim-Type) - 63A | Supply of CBI/Nader Output Breakers (Slim-Type) - 63A; 1 pole | 1 | #VALUE!
CBI/Nader Output Breakers (Slim-Type) - 32A | Supply of CBI/Nader Output Breakers (Slim-Type) - 32A; 1 pole | #VALUE! | CBI/Nader Output Breakers (Slim-Type) - 32A | Supply of CBI/Nader Output Breakers (Slim-Type) - 32A; 1 pole | 1 | #VALUE!
Minor Upgrade of existing power system. ( Busbar - Cabling, etc ) | Minor Upgrade of existing power system. ( Busbar, -Power cable and power lugs (green, blue, red) -power upgrade circuit breaker (100A) ) | #VALUE! | Minor Upgrade of existing power system. ( Busbar - Cabling, etc ) | Minor Upgrade of existing power system. ( Busbar, -Power cable and power lugs (green, blue, red) -power upgrade circuit breaker (100A) ) | 1 | #VALUE!
Rectifier DPR2000C ( Delta ) | Rectifier DPR2000C ( Delta ) | #VALUE! | Rectifier DPR2000C ( Delta ) | Rectifier DPR2000C ( Delta ) | 1 | #VALUE!
Vertiv/Delta Rectifier Power Module for upgrades -2000W - | Vertiv Rectifier Power Module for upgrades -2000W - | #VALUE! | Vertiv/Delta Rectifier Power Module for upgrades -2000W - | Vertiv Rectifier Power Module for upgrades -2000W - | 1 | #VALUE!
Power_PowerCables and Lugs | Power upgrade cable and lugs kit for Core/AGGR/PAGG/Access routers (green, blue and red) | #VALUE! | Power_PowerCables and Lugs | Power upgrade cable and lugs kit for Core/AGGR/PAGG/Access routers (green, blue and red) | 1 | #VALUE!

## Customer BoQ
Vendor's Code | Unit Description | Unit Price | Du Item Code | Vendor's Code
AGGv1 Bundle | Nokia SR-7s - AGG v1 Bundle including: (1) 3HE16196AA BNDL 7750 SR-7s CPM2-7s CNTL RED DC PWR (1) 3HE12328AA ACC - SR-7s/14s PWR SHELF ACC KIT LVDC (1) 3HE12460AA ACC - 7750 SR-7s AIR FILTER DOOR KIT (3) 3HE12378AA ACC - 7750 SR-7s XCM IMPEDANCE PNL (2) 3HE11305AA XCM - 7750 SR-s XCM-7s (2) 3HE14027BA IOM-s - SR-s IOM-s 3.0T - ER | 100000 | 3013258069 | AGGv1 Bundle
AGGv2 Bundle | Nokia SR-7s - AGG v2 Bundle including: (1) 3HE16196AA BNDL 7750 SR-7s CPM2-7s CNTL RED DC PWR (1) 3HE12328AA ACC - SR-7s/14s PWR SHELF ACC KIT LVDC (1) 3HE12460AA ACC - 7750 SR-7s AIR FILTER DOOR KIT (3) 3HE12378AA ACC - 7750 SR-7s XCM IMPEDANCE PNL (2) 3HE11305AA XCM - 7750 SR-s XCM-7s (2) 3HE12510BA IOM-s - SR-s IOM-s 1.6T - ER | 90000 | 3031328909 | AGGv2 Bundle
AGGv3 Bundle | Nokia SR-2s - AGG v3 Bundle including: (1) 3HE14032AA BNDL - 7750 SR-2s LVDC (1) 3HE12519AA ACC - 7750 SR-2s AIR FILTER KIT (1) 3HE14029AA ACC - 7750 SR-s MDA-s IMPEDANCE PANEL (2) 3HE12379AA XCM - 7750 SR-s XCM-2s (2) 3HE12510BA IOM-s - SR-s IOM-s 1.6T - ER | 75000 | 3063372685 | AGGv3 Bundle
AGGv1 400G Bundle | AGG 400G MDA-s bundle including: (1) 3HE12515AA MDA-s – SR-s 4-pt QSFP-DD + 4-pt QSFP28 (4) 3HE15212AA QSFP56-DD - 400G LR8 10Km 0/70C - each with 3HE00400PP - RTU License for 400G port (2) 3HE10550AA QSFP28 - 100GBASE-LR4 ROHS6/6 0/70C - each with 3HE00100PP - RTU License for 100G port | 44000 | 3073693538 | AGGv1 400G Bundle
AGGv3 400G Bundle | AGG 400G MDA-s bundle including: (1) 3HE12515AA MDA-s – SR-s 4-pt QSFP-DD + 4-pt QSFP28 (2) 3HE15212AA QSFP56-DD - 400G LR8 10Km 0/70C - each with 3HE00400PP - RTU License for 400G port (4) 3HE10550AA QSFP28 - 100GBASE-LR4 ROHS6/6 0/70C - each with 3HE00100PP - RTU License for 100G port | 30117.36 | 3062610663 | AGGv3 400G Bundle
AGG 100G Bundle1 | AGG 100G MDA-s Bundle including: (1) 3HE12511AA MDA-s - SR-s 18-pt QSFP28 (12) 3HE10550AA QSFP28 - 100GBASE-LR4 ROHS6/6 0/70C - each with 3HE00100PP - RTU License for 100G port | 36520 | 3076787939 | AGG 100G Bundle1
AGG 100G Bundle2 | AGG 100G MDA-s bundle including: (1) 3HE12511AA MDA-s - SR-s 18-pt QSFP28 (4) 3HE10550AA QSFP28 - 100GBASE-LR4 ROHS6/6 0/70C - each with 3HE00100PP - RTU License for 100G port | 22657.2 | 3093678645 | AGG 100G Bundle2
AGG 100G&25G Bundle | AGG 100G/25G MDA-s Bundle_v1 including: (1) 3HE12513AA MDA-s - 16pt SFP-DD MACsec + 4pt QSFP28 (4) 3HE10550AA QSFP28 - 100GBASE-LR4 ROHS6/6 0/70C - each with 3HE00100PP - RTU License for 100G port (8) 3HE14835AA SFP28 25GE LR - LC ROHS6/6 -40/85C - each with 3HE00025PP - RTU License for 25G port (4) 3HE15377AA SFP28 - 25GE ER - LC ROHS6/6 -40/85C - each with 3HE00100PP - RTU License for 25G port | 27500 | 3065765496 | AGG 100G&25G Bundle
ESA Bundle | AGG ESA Bundle for Ipsec including: (1) 3HE15841AA ESA - 7750 SR ESA 100G DC (2) 3HE10551AA QSFP28 - 100GBASE-SR4 ROHS6/6 0/70C - each with 3HE00100PP - RTU License for 100G port | 13860 | 3071025782 | ESA Bundle
3HE12392AA | XMA - SR-s 4.8T 36pt QSFP-DD CR to 12T | 40000 | 3085299903 | 3HE12392AA
3HE12390AA | XMA - SR-s 3.6T 36pt QSFP-DD CR | 30000 | 3085522104 | 3HE12390AA
3HE13956AA | XMA-SR-s 3.6T 36pt QSFP28 CR | 26000 | 3011417115 | 3HE13956AA
3HE11307AA | XMA - SR-s 2.4T 36pt QSFP28 CR to 3.6T | 44000 | 3044071677 | 3HE11307AA
3HE13956BA | XMA-SR-s 3.6T 36pt QSFP28 ER | 30000 | 3093022675 | 3HE13956BA
3HE12388BA | XMA - SR-s 2.4T 24pt QSFP28 ER | 48000 | 3010409766 | 3HE12388BA
3HE12526BA | XMA - SR-s 1.2T 18pt QSFP28 ER to 1.8T | 26000 | #N/A | 3HE12526BA
3HE12525BA | XMA - SR-s 1.2T 12pt QSFP28 ER | 24000 | 3010866762 | 3HE12525BA
3HE11305AA | XCM - 7750 SR-s XCM-7s | 11600 | 3068077766 | 3HE11305AA
3HE12379AA | XCM - 7750 SR-s XCM-2s | 14000 | 3087565806 | 3HE12379AA
3HE14027BA | IOM-s - SR-s IOM-s 3.0T - ER | 59250 | 3074418269 | 3HE14027BA
3HE12510BA | IOM-s - SR-s IOM-s 1.6T - ER | 32000 | 3022852775 | 3HE12510BA
3HE15563AA | MDA-s - SR-s 2pt QSFP-DD + 2pt QSFP28 | 8500 | 3088379579 | 3HE15563AA
3HE12511AA | MDA-s - SR-s 18-pt QSFP28 | 17250 | 3070977509 | 3HE12511AA
3HE12513AA | MDA-s - 16pt SFP-DD MACsec + 4pt QSFP28 | 16750 | 3086323707 | 3HE12513AA
3HE15562AA | MDA-s - 8pt SFP-DD MACsec + 2pt QSFP28 | 8500 | 3040867359 | 3HE15562AA
3HE12515AA | MDA-s – SR-s 4-pt QSFP-DD + 4-pt QSFP28 | 16750 | 3056682874 | 3HE12515AA
AGG_SR12E_Upgrade_400G | 7750 SR-7/12e AGG 400G IOM5 + MDA-e-XP card Bundle including: (1) 3HE12332BA IOM - 7750 SR IOM5-e - ER (2) 3HE15152AA MDA-e-XP - 7750 SR 6-pt QSFP-DD (8) 3HE15212AA QSFP56-DD - 400G LR8 10Km 0/70C - each with 3HE00100PP - RTU License for 400G port (10) 3HE10550AA QSFP28 - 100GBASE-LR4 ROHS6/6 0/70C - each with 3HE00100PP - RTU License for 100G port | 70584.291 | 3086200344 | AGG_SR12E_Upgrade_400G
AGG_SR12E_Upgrade_100G | 7750 SR-7/12e 100G MDA-e-XP Bundle including: (1) 3HE12333AA MDA-e-XP - 7750 SR 6-pt QSFP28 (2) 3HE10550AA QSFP28 - 100GBASE-LR4 ROHS6/6 0/70C - each with 3HE00100PP - RTU License for 100G port (1) 3HE11239AA QSFP28 - 100GBase-ER4Lite RoHS6/6 0/70C - each with 3HE00100PP - RTU License for 100G port | 18196.08 | 3021402263 | AGG_SR12E_Upgrade_100G
AGG_SR7/12E_Upgrade_25G | 7750 SR-7/12e 25G MDA-e-XP Bundle including: (1) 3HE15151AA MDA-e-XP 16pt 10/25G SFP28 + 2pt QSFP28 (6) 3HE10550AA QSFP28 - 100GBASE-LR4 ROHS6/6 0/70C - each with 3HE00100PP - RTU License for 100G port (8) 3HE14835AA SFP28 25GE LR - LC ROHS6/6 -40/85C - each with 3HE00100PP - RTU License for 25G port (4) 3HE15377AA SFP28 - 25GE ER - LC ROHS6/6 -40/85C - each with 3HE00100PP - RTU License for 25G port | 17004 | 3046558993 | AGG_SR7/12E_Upgrade_25G
SR7B Upgrade for PAGG Layer | 7750 SR-7 PAGG 400G upgrade Bundle including: (2) 3HE15764AA MDA-e-XP - 7750 SR 3-pt QSFP-DD (1) 3HE15151AA MDA-e-XP 16pt 10/25G SFP28 + 2pt QSFP28 (2) 3HE15212AA QSFP56-DD - 400G LR8 10Km 0/70C - each with 3HE00100PP - RTU License for 400G port (7) 3HE14835AA SFP28 25GE LR - LC ROHS6/6 -40/85C - each with 3HE00100PP - RTU License for 25G port (3) 3HE15377AA SFP28 - 25GE ER - LC ROHS6/6 -40/85C - each with 3HE00100PP - RTU License for 25G port | 40002.3712 | 3050618316 | SR7B Upgrade for PAGG Layer
3HE12332BA | IOM - 7750 SR IOM5-e - ER | 28500 | 3011729542 | 3HE12332BA
3HE13727BA | IOM - 7750 SR IOM5-e 400G - ER - SR7/12 | 27000 | 3040403027 | 3HE13727BA
3HE12334AA | MDA-e-XP - 7750 SR 12-pt QSFP28 | 28800 | 3038936149 | 3HE12334AA
3HE15152AA | MDA-e-XP - 7750 SR 6-pt QSFP-DD | 28560 | 3026927345 | 3HE15152AA
3HE15764AA | MDA-e-XP - 7750 SR 3-pt QSFP-DD | 20400 | 3029295636 | 3HE15764AA
3HE15151AA | MDA-e-XP 16pt 10/25G SFP28 + 2pt QSFP28 | 21600 | 3050506911 | 3HE15151AA
3HE12333AA | MDA-e-XP - 7750 SR 6-pt QSFP28 | 19200 | 3072847588 | 3HE12333AA
3HE13478AA | VSR-a SN7 R16 DC | 20000 | 3095894942 | 3HE13478AA
3HE12032AA | DC Power Supply Cable | 125 | 3083523407 | 3HE12032AA
SCSG_High Bundle | 7250 IXR-R6 SCSG-High 400G Base Bundle: (1) 3HE16708AA 7250 IXR-R6 Chassis Bundle (1) 3HE16706AA SYS - 7250-IXR-R6x Fan Tray (2) 3HE16704AA CPM - 7250 IXR-R6x/xp CPIOM (1) 3HE16738AA ACC - MDA Impedance Panel (R6x) (2) 3HE16717AA MDA - 1 x QSFP-DD + 1 x QSFP28 (R6x) (2) 3HE15212AA QSFP56-DD - 400G LR8 10Km 0/70C - each with 3HE00100PP - RTU License for 400G port (1) 3HE16712AA MDA - 15 x SFP28/SFP+ + 3 x SFP+ MDA (3) 3HE14835AA SFP28 25GE LR - LC ROHS6/6 -40/85C - each with 3HE00100PP - RTU License for 25G port (2) 3HE15377AA. SFP28 - 25GE ER - LC ROHS6/6 -40/85C - each with 3HE00100PP - RTU License for 25G port (2) 3HE16713AA MDA - 20 x SFP+ (R6x) (16) 3HE09327AA. SFP+ 10GE LR - LC ROHS6/6-40/85C - each with 3HE00100PP - RTU License for 10G port (4) 3HE09328AA. SFP+ 10GE ER - LC ROHS6/6-40/85C - each with 3HE00100PP - RTU License for 10G port (2) 3HE09329AA SFP+ 10GE ZR - LC ROHS6/6 -40/85C - each with 3HE00100PP - RTU License for 10G port | 43400 | 3014950070 | SCSG_High Bundle
SCSG_Low Bundle1 | 7250 IXR-R6 SCSG-Low1 Bundle including: (1) 7250 IXR-R6 Chassis Bundle (1) 3HE11283AA 7250 IXR-R6 CPIOM (4) 3HE11282AA. 1P 100GE QSFP28 +6P 10GE SFP+ MDA (2) 3HE12523AA. 6P 10GE SFP+ + 4P 25GE SFP28 MDA (4) 3HE10550AA QSFP28 - 100GBASE-LR4 ROHS6/6 0/70C - each with 3HE00100PP - RTU License for 100G port (3) 3HE14835AA. SFP28 25GE LR - LC ROHS6/6 -40/85C - each with 3HE00100PP - RTU License for 25G port (2) 3HE15377AA. SFP28 - 25GE ER - LC ROHS6/6 -40/85C - each with 3HE00100PP - RTU License for 25G port (15) 3HE09327AA. SFP+ 10GE LR - LC ROHS6/6-40/85C - each with 3HE00100PP - RTU License for 10G port (3) 3HE09328AA SFP+ 10GE ER - LC ROHS6/6-40/85C - each with 3HE00100PP - RTU License for 10G port (2) 3HE09329AA SFP+ 10GE ZR - LC ROHS6/6 -40/85C - each with 3HE00100PP - RTU License for 10G port | 26987.98 | 3039441163 | SCSG_Low Bundle1
SCSG_Low Bundle2 | 7250 IXR-R6 SCSG-Low2 Bundle including: (1) 7250 IXR-R6 Chassis Bundle (1) 3HE11283AA 7250 IXR-R6 CPIOM (2) 3HE11282AA. 1P 100GE QSFP28 +6P 10GE SFP+ MDA (2) 3HE11280AA 10P 10GE SFP+ MDA (2) 3HE12523AA. 6P 10GE SFP+ + 4P 25GE SFP28 MDA (2) 3HE10550AA. QSFP28 - 100GBASE-LR4 ROHS6/6 0/70C - each with 3HE00100PP - RTU License for 100G port (3) 3HE14835AA. SFP28 25GE LR - LC ROHS6/6 -40/85C - each with 3HE00100PP - RTU License for 25G port (2) 3HE15377AA. SFP28 - 25GE ER - LC ROHS6/6 -40/85C - each with 3HE00100PP - RTU License for 25G port (15) 3HE09327AA. SFP+ 10GE LR - LC ROHS6/6-40/85C - each with 3HE00100PP - RTU License for 10G port (3) 3HE09328AA SFP+ 10GE ER - LC ROHS6/6-40/85C - each with 3HE00100PP - RTU License for 10G port (2) 3HE09329AA SFP+ 10GE ZR - LC ROHS6/6 -40/85C - each with 3HE00100PP - RTU License for 10G port | 25393.96 | 3089586518 | SCSG_Low Bundle2
SCSG_High_25G Bundle | 7250 IXR-R6 25G MDA bundle including: (1) 3HE16712AA MDA - 15 x SFP28/SFP+ + 3 x SFP+ MDA (7) 3HE14835AA SFP28 25GE LR - LC ROHS6/6 -40/85C - each with 3HE00100PP - RTU License for 25G port (3) 3HE15377AA SFP28 - 25GE ER - LC ROHS6/6 -40/85C - each with 3HE00100PP - RTU License for 25G port | 10351.6 | 3095178703 | SCSG_High_25G Bundle
SCSG_25G Bundle | 7250 IXR-R6 SGCG 25G MDA Bundle including: (1) 3HE12523AA 6P 10GE SFP+ + 4P 25GE SFP28 MDA (3) 3HE14835AA SFP28 25GE LR - LC ROHS6/6 -40/85C - each with 3HE00100PP - RTU License for 25G port (1) 3HE15377AA SFP28 - 25GE ER - LC ROHS6/6 -40/85C - each with 3HE00100PP - RTU License for 25G port | 7576 | 3017285195 | SCSG_25G Bundle
SCSG_High_10G Bundle | 7250 IXR-R6 High 10G Bundle including: (1)3HE16713AA MDA - 20 x SFP+ (R6x) (14) 3HE09327AA SFP+ 10GE LR - LC ROHS6/6-40/85C - each with 3HE00100PP - RTU License for 10G port (4) 3HE09328AA SFP+ 10GE ER - LC ROHS6/6-40/85C - each with 3HE00100PP - RTU License for 10G port (2) 3HE09329AA SFP+ 10GE ZR - LC ROHS6/6 -40/85C - each with 3HE00100PP - RTU License for 10G port | 11592 | 3063075304 | SCSG_High_10G Bundle
SCSG_10G_Bundle | 7250 IXR-R6 Low 10G Bundle including: (1) 3HE11280AA 10P 10GE SFP+ MDA (2) 3HE09327AA SFP+ 10GE LR - LC ROHS6/6-40/85C - each with 3HE00100PP - RTU License for 10G port | 7598 | 3079190070 | SCSG_10G_Bundle
IXR 100G to 400G Upgrade Bundle | 7250 IXR-R6 400G upgrade Bundle (2) 3HE16717AA MDA - 1 x QSFP-DD + 1 x QSFP28 (R6x) (2) 3HE15212AA QSFP56-DD - 400G LR8 10Km 0/70C - each with 3HE00100PP - RTU License for 400G port Applicable on Existing IXR-R6 | 63000 | 3084370884 | IXR 100G to 400G Upgrade Bundle
3HE16717AA | MDA - 1 x QSFP-DD + 1 x QSFP28 (R6x) | 8550 | 3085683030 | 3HE16717AA
3HE16716AA | MDA - 5 x QSFP28 (R6x) | 19000 | 3037284986 | 3HE16716AA
3HE11282AA-BL | (1)3HE11282AA 1P 100GE QSFP28 +6P 10GE SFP+ MDA (1)3HE10550AA QSFP28-LR | 7000 | 3083623617 | 3HE11282AA-BL
3HE16713AA | MDA - 20 x SFP+ (R6x) | 11875 | 3061617488 | 3HE16713AA
3HE11280AA | 10P 10GE SFP+ MDA | 6080 | 3083292507 | 3HE11280AA
3HE16712AA | MDA - 15 x SFP28/SFP+ + 3 x SFP+ MDA | 13300 | 3077379998 | 3HE16712AA
3HELB010AA | MDA - 16 x cSFP (R6x) | 3800 | 3050172043 | 3HELB010AA
3HELB008AA | MDA - 10 x SFP56 (R6x) | 12000 | 3061537595 | 3HELB008AA
3HE12523AA | 6P 10GE SFP+ + 4P 25GE SFP28 MDA | 8360 | 3068447396 | 3HE12523AA
IXR-e-Big Bundle | 7250 IXR-E CSG-High with 100G Bundle including: (1) 3HE15554AA BNDL-7250 IXR-e 24SFP+ 8SFP28 2QSFP28 DC (2) 3HE10550AA QSFP28 - 100GBASE-LR4 ROHS6/6 0/70C - each with 3HE00100PP - RTU License for 100G port (3) 3HE14835AA SFP28 25GE LR - LC ROHS6/6 -40/85C - each with 3HE00100PP - RTU License for 25G port (1) 3HE15377AA SFP28 - 25GE ER - LC ROHS6/6 -40/85C - each with 3HE00100PP - RTU License for 25G port (7) 3HE09327AA SFP+ 10GE LR - LC ROHS6/6-40/85C - each with 3HE00100PP - RTU License for 10G port (2) 3HE09328AA SFP+ 10GE ER - LC ROHS6/6-40/85C - each with 3HE00100PP - RTU License for 10G port (1) 3HE09329AA SFP+ 10GE ZR - LC ROHS6/6 -40/85C - each with 3HE00100PP - RTU License for 10G port (1) 3HE15664BA OS - 7250 IXR R20.x ZTP OS LICENSE SMALL (1) 3HE14633AA 1588 Freq & Phase, IXR-e Small | 4850 | 3043257058 | IXR-e-Big Bundle
IXR-e-Big Bundle wthout 100G | 7250 IXR-E CSG-High without 100G Bundle including: (1) 3HE15554AA BNDL-7250 IXR-e 24SFP+ 8SFP28 2QSFP28 DC (2) 3HE14835AA SFP28 25GE LR - LC ROHS6/6 -40/85C - each with 3HE00100PP - RTU License for 25G port (7) 3HE09327AA SFP+ 10GE LR - LC ROHS6/6-40/85C - each with 3HE00100PP - RTU License for 10G port (2) 3HE09328AA SFP+ 10GE ER - LC ROHS6/6-40/85C - each with 3HE00100PP - RTU License for 10G port (1) 3HE09329AA SFP+ 10GE ZR - LC ROHS6/6 -40/85C - each with 3HE00100PP - RTU License for 10G port (1) 3HE15664BA OS - 7250 IXR R20.x ZTP OS LICENSE SMALL (1) 3HE14633AA 1588 Freq & Phase, IXR-e Small | 3350 | 3066534801 | IXR-e-Big Bundle wthout 100G
IXR-e-Small Bundle | 7250 IXR-e CSG-low Bundle including: (1) 3HE15556AA BNDL-7250 IXR-e 14SFP+ 4T DC (5) 3HE09327AA SFP+ 10GE LR - LC ROHS6/6-40/85C - each with 3HE00100PP - RTU License for 10G port (2) 3HE09328AA SFP+ 10GE ER - LC ROHS6/6-40/85C - each with 3HE00100PP - RTU License for 10G port (1) 3HE09329AA SFP+ 10GE ZR - LC ROHS6/6 -40/85C - each with 3HE00100PP - RTU License for 10G port (4) 3HE00062CB SFP - GIGE BASE-T RJ45 R6/6 DDM -40/85C - each with 3HE00100PP - RTU License for GIGE BASE-T RJ45 port (1) 3HE15664BA OS - 7250 IXR R20.x ZTP OS LICENSE SMALL (1) 3HE14633AA 1588 Freq & Phase, IXR-e Small | 2900 | 3066304966 | IXR-e-Small Bundle
7210 SAS-Sx Bundle | 7210 SAS-Sx 10/100G Bundle including: (1) 3HE11597AA SYS - 7210 SAS-Sx 64SFP+ 4QSFP28 (2) 3HE10499AA PS - 7210 SAS-Sx Power Supply DC -48V (F) (4) 3HE10551AA QSFP28 - 100GBASE-SR4 ROHS6/6 0/70C - each with 3HE00100PP - RTU License for 100G port (45) 3HE09327AA SFP+ 10GE LR - LC ROHS6/6-40/85C - each with 3HE00010PP - RTU License for 10G port (13) 3HE09328AA SFP+ 10GE ER - LC ROHS6/6-40/85C - each with 3HE00010PP - RTU License for 10G port (6) 3HE09329AA SFP+ 10GE ZR - LC ROHS6/6 -40/85C - each with 3HE00010PP - RTU License for 10G port | 18000 | 3079112026 | 7210 SAS-Sx Bundle
3HE11597AA | SYS - 7210 SAS-Sx 64SFP+ 4QSFP28 | 15281 | 3091206981 | 3HE11597AA
3HE10499AA | PS - 7210 SAS-Sx Power Supply DC -48V (F) | 950 | 3025272280 | 3HE10499AA
7750 SR-7s Chassis Bundle for Testbed | 7750 SR-7s Testbed Bundle ( Limited to Qty = 2) including: (1)3HE14287AA BNDL - 7750 SR-2s non-red CNTL + LVDC (1)3HE11305AA XCM - 7750 SR-s XCM-7s (1)3HE12510BA IOM-s - SR-s IOM-s 1.6T - ER (1)3HE15563AA MDA-s - SR-s 2pt QSFP-DD + 2pt QSFP28 (1)3HE15562AA MDA-s - 8pt SFP-DD MACsec + 2pt QSFP28 (1)3HE10550AA QSFP28 - 100GBASE-LR4 ROHS6/6 0/70C - each with 3HE00100PP - RTU License for (1)100G port (1)3HE14835AA SFP28 25GE LR - LC ROHS6/6 -40/85C - each with 3HE00100PP - RTU License for 25G port | 0 | 3011998039 | 7750 SR-7s Chassis Bundle for Testbed
7750 SR-2s Chassis Bundle for Testbed | 7750 SR-2s Testbed Bundle ( Limited to Qty = 1) including: (1) 3HE16198AA BNDL 7750 SR-7s CPM2-7s NON-RED CNTL DC (1) 3HE11305AA XCM - 7750 SR-s XCM-7s (1) 3HE12510BA IOM-s - SR-s IOM-s 1.6T - ER (1) 3HE15563AA MDA-s - SR-s 2pt QSFP-DD + 2pt QSFP28 (1) 3HE15562AA MDA-s - 8pt SFP-DD MACsec + 2pt QSFP28 (1) 3HE10550AA QSFP28 - 100GBASE-LR4 ROHS6/6 0/70C - each with 3HE00100PP - RTU License for 100G port (1) 3HE14835AA SFP28 25GE LR - LC ROHS6/6 -40/85C - each with 3HE00100PP - RTU License for 25G port | 0 | 3090904590 | 7750 SR-2s Chassis Bundle for Testbed
1830-ONE-Bundle | Nokia 1830-ONE Bundle including: (1) 3KC90106AA - SHELF uROADM, 4 SLOTS (2) 3KC90004AA - AGG-ROADM POWER SUPPLY UNIT (1) 3KC90005AA - AGG-ROADM FAN UNIT (3) 3KC90110AA - I/O SLOT FILLER (1) 3KC90025AA - INSTALLATION KIT | 1988 | 3055942303 | 1830-ONE-Bundle
3HE16564AA | QSFP-DD ZR each with 3HE00100PP - RTU License for 400G port | 7300 | 3084862463 | 3HE16564AA
3HE16565AA | QSFP-DD ZR+ each with 3HE00100PP - RTU License for 400G port | 9200 | 3047816045 | 3HE16565AA
3HE15212AA | QSFP56-DD - 400G LR8 10Km 0/70C - each with 3HE00100PP - RTU License for 400G port | 5000 | 3090346042 | 3HE15212AA
3HE15211AA | QSFP56-DD - 400G SR8 100m 0/70C (MPO-16) | 2000 | 3029884072 | 3HE15211AA
3HE10551AA | QSFP28 - 100GBASE-SR4 ROHS6/6 0/70C - each with 3HE00100PP - RTU License for 100G port | 2000 | 3027907052 | 3HE10551AA
3HE10550AA | QSFP28 - 100GBASE-LR4 ROHS6/6 0/70C - each with 3HE00100PP - RTU License for 100G port | 3000 | 3083510427 | 3HE10550AA
3HE11239AA | QSFP28 - 100GBase-ER4Lite RoHS6/6 0/70C - each with 3HE00100PP - RTU License for 100G port | 4300 | 3083107407 | 3HE11239AA
3HE16558AA | QSFP28 - 100G ZR4 0/70C - each with 3HE00100PP - RTU License for 100G port | 5100 | 3079434410 | 3HE16558AA
3HE14835AA | SFP28 25GE LR - LC ROHS6/6 -40/85C - each with 3HE00100PP - RTU License for 25G port | 1370.625 | 3064946462 | 3HE14835AA
3HE15377AA | SFP28 - 25GE ER - LC ROHS6/6 -40/85C - each with 3HE00100PP - RTU License for 25G port | 1713 | 3029033430 | 3HE15377AA
3HE09327AA | SFP+ 10GE LR - LC ROHS6/6-40/85C - each with 3HE00100PP - RTU License for 10G port | 1462 | 3061242563 | 3HE09327AA
3HE09328AA | SFP+ 10GE ER - LC ROHS6/6-40/85C - each with 3HE00100PP - RTU License for 10G port | 2307 | 3057161423 | 3HE09328AA
3HE09329AA | SFP+ 10GE ZR - LC ROHS6/6 -40/85C - each with 3HE00100PP - RTU License for 10G port | 3469 | 3040925764 | 3HE09329AA
3HE00027CA | SFP - GIGE SX - LC ROHS 6/6 DDM -40/85C - each with 3HE00100PP - RTU License for GIGE port | 30 | 3019542500 | 3HE00027CA
3HE00028CA | SFP - GIGE LX - LC ROHS 6/6 DDM -40/85C - each with 3HE00100PP - RTU License for GIGE port | 40 | 3039118801 | 3HE00028CA
3HE00867CA | SFP - GIGE EX - LC ROHS 6/6 DDM -40/85C - each with 3HE00100PP - RTU License for GIGE port | 80 | 3043620585 | 3HE00867CA
3HE00029CA | SFP - GIGE ZX - LC ROHS 6/6 DDM -40/85C - each with 3HE00100PP - RTU License for GIGE port | 160 | 3093056662 | 3HE00029CA
3HE00062CB | SFP - GIGE BASE-T RJ45 R6/6 DDM -40/85C - each with 3HE00100PP - RTU License for GIGE BASE-T RJ45 port | 35 | 3031959162 | 3HE00062CB
1AK23152AAAA | CSoP Smart SFP, 15 km STM-1 over GbE - each with 3HE00100PP - RTU License for STM1 port | 600 | 3078304503 | 1AK23152AAAA
1AK23148AAAA | TPoP Smart SFP, E1 120 Ohm balanced, RJ45 - each with 3HE00100PP - RTU License for E1 port | 240 | 3090865384 | 1AK23148AAAA
3HE400GLRtoZR | 400G QSFP-DD LR to ZR Upgrade | 2300 | 3025928692 | 3HE400GLRtoZR
3HE400GLRtoZR+ | 400G QSFP-DD LR to ZR+ Upgrade | 4200 | 3054924822 | 3HE400GLRtoZR+
3HE100GLRtoER | QSFP28 - 100G LR to ER Upgrade | 1300 | 3030107884 | 3HE100GLRtoER
3HE100GLRtoZR | QSFP28 - 100G LR to ZR Upgrade | 2100 | 3083676848 | 3HE100GLRtoZR
100G/400G Amplifier Bundle | Amplifier Bundle including: (1) 3KC90114AA EDFA AMPLIFIER CARD (1) 3KC90136AA EDFA AMPLIFIER PLUGGABLE MODULE | 4337.8 | 3016646068 | 100G/400G Amplifier Bundle
100G QSFP28 Upgrade Bundle | QSFP28 bundle exclusive for SR-12e Upgrade, including: (5) 3HE10550AA QSFP28 - 100GBASE-LR4 ROHS6/6 0/70C (2) 3HE11239AA QSFP28 - 100GBase-ER4Lite RoHS6/6 0/70C (1) 3HE16558AA QSFP28 - 100G ZR4 0/70C | 15000 | 3035608331 | 100G QSFP28 Upgrade Bundle
3HE15808AA | SR - OS - 7450/7750/7950 R20.x LICENSE | 1000 | 3011201891 | 3HE15808AA
3HE15809AA | SR - OS - ZTP 7750/7950 R20.x LICENSE | 1000 | 3073795830 | 3HE15809AA
3HE15662BA | OS - 7250 IXR R20.x ZTP OS LICENSE LARGE | 300 | 3098721057 | 3HE15662BA
3HE15663BA | OS - 7250 IXR R20.x ZTP OS LICENSE MED | 300 | 3076732972 | 3HE15663BA
3HE15664BA | OS - 7250 IXR R20.x ZTP OS LICENSE SMALL | 300 | 3063342083 | 3HE15664BA
3HE15662AA | OS - 7250 IXR R20.x OS LICENSE LARGE | 300 | 3067541885 | 3HE15662AA
3HE15663AA | OS - 7250 IXR R20.x OS LICENSE MED | 300 | 3090368912 | 3HE15663AA
3HE15664AA | OS - 7250 IXR R20.x OS LICENSE SMALL | 300 | 3094600287 | 3HE15664AA
3HE11471CA | OS-7210 SAS-Sx 10/100 Base Lic Sat R11.0 | 40 | 3095328969 | 3HE11471CA
3HELB019AA | RTU - 1588 Freq & Phase LICENSE LARGE | 100 | 3015902050 | 3HELB019AA
3HE14633AA | 1588 Freq & Phase, IXR-e Small | 100 | 3053641003 | 3HE14633AA
3HE14632AA | 1588 Freq & Phase, IXR-e Big | 100 | 3078335361 | 3HE14632AA
3HE06490AA | RTU - SROS ESM - 64K SUB-HOSTS | 0 | 3066930622 | 3HE06490AA
3HELB021AA | RTU - Large FIB scale License, IXR | 250 | 3046518651 | 3HELB021AA
3HE11380AA | ASL VSR BGP Route Reflector | 10000 | 3041361313 | 3HE11380AA
3HE16254NSP | NSP LP bundle including: (1) 3HE16254AA NSP LICENCE POINT (1) 3HE16255AA NSP HIGH AVAILABILITY FP (1) 3HE16001AA NSP CLASSIC MANAGEMENT FP (1) 3HE16003AA NSP NETWORK INFRASTRUCTURE MANAGEMENT FP (1) 3HE16005AA NSP SERVICE ASSURANCE FP (1) 3HE16011AA NSP WORKFLOW AUTOMATION ENGINE FP | 28 | 3050242300 | 3HE16254NSP
3HE14307AA-BL | UPG - IOM-s 1.6T ER to 3.0T ER | 5000 | 3096766625 | 3HE14307AA-BL
3HE11839AA | Deepfield Core Platform - Includes Cloud Genome - PERPETUAL | 125000 | 3080302465 | 3HE11839AA
3HE15610AA | Deepfield Network Firewall - per Gbps bandwidth license per Gpbs - Tier between 600 and 1250 Gbps - PERPETUAL | 785 | 3019208415 | 3HE15610AA
3HE16016AA | NSP IP CONTROL CLASS 1 NODE | 450 | 3073697614 | 3HE16016AA
3HE16017AA | NSP IP CONTROL CLASS 2 NODE | 225 | 3081360242 | 3HE16017AA
3HE16018AA | NSP IP CONTROL CLASS 3 NODE | 75 | 3073121370 | 3HE16018AA
3HE16012AA | NSP CONTROL + VISUALIZATION STARTER FP | 15000 | 3030283232 | 3HE16012AA
3HE16013AA | NSP PATH CONTROL + OPTIMIZATION FP | 15000 | 3016262059 | 3HE16013AA
3HE16020AA | NSP MULTILAYER DISC. + VISUALIZATION FP | 20000 | 3090096080 | 3HE16020AA
3HE16256AA | NSP MULTILAYER CONTROL COORDINATION FP | 20000 | 3039524547 | 3HE16256AA
3HENSPTSC | NSP TSC Module | 200000 | 3085159011 | 3HENSPTSC
Aggregation_PE v1 Installation & Commissioning | Nokia-Agg-New-PE_v1-HW installation incl. Project Management teams, Rollout team, Warehouse rental, site survey, installation, commissioning, Integration, ATP, IPSec Integration and Decommissioning services | 6000 | 3012563231 | Aggregation_PE v1 Installation & Commissioning
Aggregation_PE v2 Installation & Commissioning | Nokia-Agg-New-PE_v2-HW installation incl. Project Management teams, Rollout team, Warehouse rental, site survey, installation, commissioning, Integration, ATP, IPSec Integration and Decommissioning services | 6000 | 3079928711 | Aggregation_PE v2 Installation & Commissioning
Aggregation_PE v3 Compact Installation & Commissioning | Nokia-Agg-New-PE_v3-HW installation incl. Project Management teams, Rollout team, Warehouse rental, site survey, installation, commissioning, Integration, ATP, IPSec Integration and Decommissioning services | 4400 | 3057585619 | Aggregation_PE v3 Compact Installation & Commissioning
SWAP Aggregation_PE_v1 (Replacement/Upgrade to AGG_v1) Installation & Commissioning | Nokia Agg-SWAP-PE_v1-HW installation incl. Project Management teams, Rollout team, Warehouse rental,site survey, installation, commissioning, Integration, ATP, IPSec Integration and Decommissioning services | 0 | 3091985164 | SWAP Aggregation_PE_v1 (Replacement/Upgrade to AGG_v1) Installation & Commissioning
SWAP Aggregation_PE_v2 (Replacement/Upgrade to AGG_v2) Installation & Commissioning | Nokia Agg-SWAP-PE_v2-HW installation incl. Project Management teams, Rollout team, Warehouse rental, site survey, installation ,commissioning, Integration, ATP, IPSec Integration and Decommissioning services | 6000 | 3042668390 | SWAP Aggregation_PE_v2 (Replacement/Upgrade to AGG_v2) Installation & Commissioning
SWAP Aggregation_PE_v1 (Replacement/Upgrade) Hot SWAP Migration | Nokia AGG-HOT SWAP-Migration_v1 incl. Automated Migration execution, testing and acceptance services | 0 | 3098864750 | SWAP Aggregation_PE_v1 (Replacement/Upgrade) Hot SWAP Migration
SWAP Aggregation_PE_v2 (Replacement/Upgrade) Hot SWAP Migration | Nokia AGG-HOT SWAP-Migration_v2 incl. Automated Migration execution, testing and acceptance services | 30000 | 3050962400 | SWAP Aggregation_PE_v2 (Replacement/Upgrade) Hot SWAP Migration
SWAP Aggregation (Replacement/Upgrade) Migration (Port by Port) | Nokia AGG- SWAP-Port by Port Migration incl. Automated Migration execution, testing and acceptance services | 50000 | 3043338532 | SWAP Aggregation (Replacement/Upgrade) Migration (Port by Port)
Nokia AGG-SWAP-Port by Port Migration from multiple nodes to Nokia AGG within the same site | Nokia AGG- SWAP-Port by Port Migration incl. Automated Migration execution, testing and acceptance services [from multiple nodes to Nokia AGG within the same site [up to 3 nodes]for maximum of 10 ports] | 10000 | 3075706519 | Nokia AGG-SWAP-Port by Port Migration from multiple nodes to Nokia AGG within the same site
Nokia AGG-SWAP-Port by Port Migration from one existing node to Nokia AGG from a different physical site | Nokia AGG-SWAP-Port by Port Migration incl. Automated Migration execution, testing and acceptance services [from one existing node to Nokia AGG from a different physical site[up to 10 ports]] | 10000 | 3039137045 | Nokia AGG-SWAP-Port by Port Migration from one existing node to Nokia AGG from a different physical site
Nokia AGG-SWAP-Port by Port Migration from multiple nodes to Nokia AGG from a different physical site | Nokia AGG- SWAP-Port by Port Migration incl. Automated Migration execution, testing and acceptance services [from multiple nodes to Nokia AGG from a different physical site [up to 3 nodes]for maximum of 10 ports] | 10000 | 3076929792 | Nokia AGG-SWAP-Port by Port Migration from multiple nodes to Nokia AGG from a different physical site
Nokia AGG Capacity Expansion Migration | Nokia AGG Capacity Expansion Migration incl. Migration execution, testing and acceptance services per node from existing configuration to the new configuration | 7247 | 3021260661 | Nokia AGG Capacity Expansion Migration
Nokia PAGG Capacity Expansion Migration | Nokia PAGG Capacity Expansion Migration incl. Migration execution, testing and acceptance services per node from existing configuration to the new configuration | 5921 | 3010287699 | Nokia PAGG Capacity Expansion Migration
PAGG/SCSG HW Installation & Commissioning | Nokia-PAGG/SCSG-New-HW installation incl. Project Management teams, Rollout team, Warehouse rental, site survey, installation, commissioning , Integration, ATP, and Decommissioning services | 3973.2 | 3086166872 | PAGG/SCSG HW Installation & Commissioning
SWAP PAGG/SCSG HW Installation & Commissioning | Nokia PAGG/SCSG-SWAP-HW installation incl. Project Management teams, Rollout team, Warehouse rental, site survey, installation, commissioning, Integration, ATP, and Decommissioning services | 6000 | 3098507232 | SWAP PAGG/SCSG HW Installation & Commissioning
SWAP PAGG/SCSG HOT SWAP Migration | Nokia PAGG-HOT SWAP Migration includes Automated Migration execution, testing and acceptance services | 25876 | 3014116532 | SWAP PAGG/SCSG HOT SWAP Migration
SWAP PAGG/SCSG Port by Port Migration | Nokia PAGG-SWAP-Port by Port Migration includes Automated Migration execution, testing and acceptance services | 35000 | 3043063050 | SWAP PAGG/SCSG Port by Port Migration
PAGG/SCSG HOT SWAP Migration | Nokia PAGG-HOT SWAP Migration includes Automated Migration execution, testing and acceptance services (limited to 8 SR7B nodes dismantled from AGG layer) | 12000 | 3055892175 | PAGG/SCSG HOT SWAP Migration
PAGG/SCSG SWAP Port by Port Migration | Nokia PAGG- SWAP Port by Port Migration includes Automated Migration execution, testing and acceptance services (limited to 8 SR7B nodes dismantled from AGG layer) | 35000 | 3029909708 | PAGG/SCSG SWAP Port by Port Migration
CSG_v1 HW Installation & Commissioning | Nokia-CSG-New_v1-HW-Installation includes Project Management teams,Rollout team,Warehouse rental, site survey, installation, comissioning, Integration and Decomissioning services | 2004 | 3038699374 | CSG_v1 HW Installation & Commissioning
CSG_v1 Migration | Nokia-CSG-New_v1-Migration includes Migration execution ,testing and acceptance services | 988 | 3057727665 | CSG_v1 Migration
CSG_v2 HW Installation & Commissioning | Nokia-CSG-New_v2-HW-Installation includes Project Management teams,Rollout team,Warehouse rental, site survey, installation, comissioning, Integration and Decomissioning services | 2004 | 3029993682 | CSG_v2 HW Installation & Commissioning
CSG_v2 Migration | Nokia-CSG-New-v2-Migration includes Migration execution ,testing and acceptance services | 988 | 3021241643 | CSG_v2 Migration
CSG_v3 HW Installation & Commissioning | Nokia-CSG-New_v3-HW-Installation includes Project Management teams,Rollout team,Warehouse rental, site survey, installation, comissioning, Integration and Decomissioning services | 2004 | 3074240543 | CSG_v3 HW Installation & Commissioning
CSG_v3 Migration | Nokia-CSG-New_v3-Migration includes Migration execution ,testing and acceptance services | 988 | 3097407090 | CSG_v3 Migration
3rd Party CSG Integration | 3rd party CSG HW-Installation includes Project Management teams,Rollout team,Warehouse rental, site survey, installation, comissioning, Integration and Decomissioning services | 390 | 3025561575 | 3rd Party CSG Integration
3rd Party CSG Migration | 3rd party CSG-Remote migration includes Migration execution ,testing and acceptance services | 500 | 3015616247 | 3rd Party CSG Migration
CSG Link Shifting | CSG Link Shiting includes conneting the uplink as single homed, shifting the uplink from one PAGG to another | 1800 | 3063746227 | CSG Link Shifting
Rehoming Services | Rehoming service for access node from one AGG/PRE-AGG including either one of the below services: 1- Cell Site Gateway 2- Enterprise Access switch 3- RTN Link 4- OSN Link 5- 4 links for BTS rehoming The service includes fiber patching and VPN service rehoming, excluding ISP/OSP work, service validation by customer end or drive test and Special Fees for permits at sites. | 1800 | 3037783100 | Rehoming Services
Mobile Migration per Cisco CSG | Mobile Migration incl. Remote migration execution ,testing and acceptance services per Cisco CSG | 500 | 3095478693 | Mobile Migration per Cisco CSG
BDS Migration | Nokia-BDS-Migration incl. Migration execution ,testing and acceptance services per node | 1710 | 3023551258 | BDS Migration
Card Expansion Installation&Integration | Nokia-Card Expansion incl. Installation & Integration and acceptance services | 1002 | 3086203925 | Card Expansion Installation&Integration
CSG_ISP_service per 100 meters | ISP services for indoor access router deployments per 100 meters | 680 | 3064904718 | CSG_ISP_service per 100 meters
Testbed Service | POC service including POC Desing ,POC implementation ,POC execution | 0 | 3043171899 | Testbed Service
Nokia-Design-Service | Design includes Customer Workshop,HLD,LLD,Acceptance Test book,SAM design,Configuration templates,Migration strategy,MOP templates. | 0 | 3027390070 | Nokia-Design-Service
Deepfield Platform design, installation and configuration | Deepfield Platform design, installation and configuration (does not include HW installation) | 55000 | 3089879742 | Deepfield Platform design, installation and configuration
Professional Services package for Deepfield Platform customization | Professional Services package for Deepfield Platform customization (10-days ) | 24000 | 3060227629 | Professional Services package for Deepfield Platform customization
Nokia-Training | Training sessions | 0 | 3034479211 | Nokia-Training
1 sprint | One sprint includes one scrum team for 6 weeks (working on one Use Case) | 74088 | 3083845279 | 1 sprint
8 sprints | Eight sprints includes one scrum team for working for a year (Each Scrum team can deliver max of 8 sprints per year) | 537600 | 3053049447 | 8 sprints
16 sprints | Sixteen sprint includes two scrum teams working parallel for a year (Each scrum team can deliver max of 8 sprints per year) | 966604.8 | 3026609591 | 16 sprints
24 sprints | Twenty-four sprint includes 3 scrum teams working in parallel for one year (Each Scrum team can deliver max of 8 sprints per year) | 1371955.2 | 3010679228 | 24 sprints
LSS yearly fee_ Year 1 | The LSS covers the work to recertify the automation use cases with the new NSP and/or NE versions 2.Audit and recertification require access to customer labs and NE’s and customer participation in the acceptance test – the same as when the AP was first delivered | 308582.4 | 3012592186 | LSS yearly fee_ Year 1
LSS Yearly fee_Year 2 | The LSS covers the work to recertify the automation use cases with the new NSP and/or NE versions 2.Audit and recertification require access to customer labs and NE’s and customer participation in the acceptance test – the same as when the AP was first delivered | 415121.28 | 3091889365 | LSS Yearly fee_Year 2
Nokia-OS-Upgrade-AGG-Service | Upgrade the AGG node from N Release to N+1 Release | 1548.8 | 3050707920 | Nokia-OS-Upgrade-AGG-Service
Nokia-OS-Upgrade-PAGG/SCSG-Service | Upgrade the PAGG node from N Release to N+1 Release | 774.4 | 3099044561 | Nokia-OS-Upgrade-PAGG/SCSG-Service
Nokia-OS-Upgrade-CSG-Service | Upgrade the CSG node from N Release to N+1 Release | 774.4 | 3036282449 | Nokia-OS-Upgrade-CSG-Service
Nokia-OS-Aggregation SW Upgrade | Major software update from N Release to N+1 Release for the existing AGG | 2323.2 | 3056903584 | Nokia-OS-Aggregation SW Upgrade
Nokia-OS-PAGG/SCSG SW Upgrade | Major software update from N Release to N+1 Release for the existing PAGG | 1548.8 | 3039471496 | Nokia-OS-PAGG/SCSG SW Upgrade
Nokia-OS-CSG SW Upgrade | Major software update from N Release to N+1 Release for the existing CSG | 774.4 | 3036282449 | Nokia-OS-CSG SW Upgrade
Nokia NMS_upgrade service | NMS_upgrade_year1 including MOP preparation, staging, execution and acceptance test | 80000 | 3015251445 | Nokia NMS_upgrade service
Nokia NMS_upgrade SRS | 3HE10161BA Nokia Software Release Subscription | 300000 | 3036132333 | Nokia NMS_upgrade SRS
Resident Engineer | Resident Engineer | 152433.4962 | 3032397606 | Resident Engineer
1AB407560001 | Optical Fiber cables (3m) | 3.95 | 3063686995 | 1AB407560001
1AB377380001 | Optical Fiber cables (5m) | 4.1715 | 3040403128 | 1AB377380001
1AB377380003 | Optical Fiber cables (7m) | 4.5 | 3081879468 | 1AB377380003
1AB377380006 | Optical Fiber cables (10m) | 4.72 | 3066834014 | 1AB377380006
1AB407580013 | Optical Fiber cables (20m) | 6 | 3024805236 | 1AB407580013
1AD147550001 | TRU - Power (Considered for Controller sites) | 193.5292 | 3034351841 | 1AD147550001
1AD147550002 | 100 Amps Circuit Breakers (Considered for controller sites) | 211 | 3077725595 | 1AD147550002
3BK08959BA | Power Cable 1x35 Black (15 meters per site) | 5.8117 | 3014904444 | 3BK08959BA
3BK08958BA | Power Cable 1x35 Blue (15 meters per site) | 5.8117 | 3083057969 | 3BK08958BA
3BK08960BA | Power Cable 1x35 Yellow/Green (15 meters per site) | 5.8117 | 3033690639 | 3BK08960BA
Nokia-Power-Upgrade- Single Battery Cell Addition- Hardware (150 Ah) | Power upgrade battery kit for Pre-Aggr routers (150 Ah) 12V Cell | 272.5 | 3020729413 | Nokia-Power-Upgrade- Single Battery Cell Addition- Hardware (150 Ah)
Nokia-Power-Upgrade- Single Battery Cell Addition- Hardware (170 Ah) | Power upgrade battery kit for Pre-Aggr routers (170 Ah) 12V Cell | 272.5 | 3082379855 | Nokia-Power-Upgrade- Single Battery Cell Addition- Hardware (170 Ah)
Nokia-Power-Upgrade- Single Rectifier Module Addition- Hardware-PowerOne | Power upgrade rectifier kit for Pre-Aggr routers (Brand: Powerone) Single Module - powerOne 1600W | 343.175 | 3033491276 | Nokia-Power-Upgrade- Single Rectifier Module Addition- Hardware-PowerOne
Nokia-Power-Upgrade- Single Rectifier Module Addition- Hardware-Delta | Power upgrade rectifier kit for Pre-Aggr routers (Brand: Delta) : Single Module - Delta 2000W | 160.325 | 3038698884 | Nokia-Power-Upgrade- Single Rectifier Module Addition- Hardware-Delta
Nokia-Rack-42U | Free Standing Racks - 42U - 800mm(W) X 800mm(D) with FAN Unit, perforated front and back door, filter layer on perforated surface, Vertical cable manager on front and back sides of the rails, Lacing bar on either sides | 843.75 | 3029815923 | Nokia-Rack-42U
Nokia-Rack-19U | 19"rack , 29U 600*600 | 958.65 | 3051067639 | Nokia-Rack-19U
Nokia-Rack-12U | 12U ergoRack with Glass Front Door, openable side panels from inside or outside 600x600 mm (organiser, cable ring, gorunding bar) | 162.5 | 3049666899 | Nokia-Rack-12U
Nokia-Rack-6U | Wall Mount - 6U - 600mm(W) X 600mm(D) | 168.75 | 3071804270 | Nokia-Rack-6U
ODF-patch-panels-144 | 144 PORT 4U (144 pcs Simplex SC/APC adaptors, 144 pcs SC/APC Pigtail, 144 pcs splice protector sleeve, 12 pcs splice tray) | 608.75 | 3065581368 | ODF-patch-panels-144
ODF Patch panels (96) | 96 PORT 4U (96 pcs Simplex SC/APC adaptors, 96 pcs SC/APC Pigtail, 96 pcs splice protector sleeve, 8 pcs splice tray) | 457.5 | 3024386089 | ODF Patch panels (96)
ODF Patch panels (72) | 72 PORT 4U (72 pcs Simplex SC/APC adaptors, 72 pcs SC/APC Pigtail, 72 pcs splice protector sleeve) | 1443.75 | 3011573128 | ODF Patch panels (72)
ODF Patch panels (48) | 48 PORT 2U 48 pcs Simplex SC/APC adaptors, 48 pcs SC/APC Pigtail, 48 pcs splice protector sleeve, 4 pcs splice tray) | 218.75 | 3042710133 | ODF Patch panels (48)
ODF Patch panels (24) | 24 PORT 1U (24 pcs Simplex SC/APC adaptors, 24 pcs SC/APC Pigtail, 24 pcs splice protector sleeve, 2 pcs splice tray) | 133.75 | 3019463966 | ODF Patch panels (24)
ODF Patch panels (12) | 12 PORT 1U (12 pcs Simplex SC/APC adaptors, 12 pcs SC/APC Pigtail,12 pcs splice protector sleeve, 1 pcs splice tray) | 96.25 | 3036613084 | ODF Patch panels (12)
Vertiv/Delta Indoor Power Cabinet 12KW | Vertiv Indoor Power Cabinet 12KW (including the N+1 redundancy module) upgradable to 20KW applicable warranty of 5 years | 2018.72 | 3092780679 | Vertiv/Delta Indoor Power Cabinet 12KW
Installation & commissioning of Indoor Power Cabinet 12KW | Installation & commissioning of Indoor Power Cabinet 12KW (including the N+1 redundancy module) upgradable to 20KW | 958.28 | 3053510326 | Installation & commissioning of Indoor Power Cabinet 12KW
Dismantle old Rectifier - including the packing and transfer to warehouse | Dismantle old Rectifier - including the packing and transfer to warehouse | 269.03 | 3026816154 | Dismantle old Rectifier - including the packing and transfer to warehouse
Supply outdoor Power Cabinet 12KW | Supply outdoor Power Cabinet 12KW (including the N+1 redundancy module) upgradable to 20KW, applicable warranty of 5 years | 2836.44 | 3022785468 | Supply outdoor Power Cabinet 12KW
Temporary DC System Installation | Temporary DC System Installation to run dual feed equipment during DC Swap Activity (Hot Swap) (Vertiv Brand) | 0 | 3080346198 | Temporary DC System Installation
Vertiv/Delta Rectifier module compatible with the Supplied DC System | Supply of Vertic Rectifier module compatible with the Supplied DC System, 3000W | 235 | 3060155800 | Vertiv/Delta Rectifier module compatible with the Supplied DC System
Schneider/Nader Output Breakers (Standard-Type) - 100A | Supply of Schneider/Nader Output Breakers (Standard-Type) - 100A | 19.2 | 3093715166 | Schneider/Nader Output Breakers (Standard-Type) - 100A
Schneider/Nader Output Breakers (Standard-Type) - 63A | Supply of Schneider/Nader Output Breakers (Standard-Type) - 63A | 3.39 | 3017953528 | Schneider/Nader Output Breakers (Standard-Type) - 63A
Schneider/Nader Output Breakers (Standard-Type) - 40A | Supply of Schneider/Nader Output Breakers (Standard-Type) - 40A | 161.7 | 3073035963 | Schneider/Nader Output Breakers (Standard-Type) - 40A
CBI/Nader Output Breakers (Slim-Type) - 100A | Supply of CBI/Nader Output Breakers (Slim-Type) - 100A ; 2 pole with copper busbar | 19.2 | 3015552857 | CBI/Nader Output Breakers (Slim-Type) - 100A
CBI/Nader Output Breakers (Slim-Type) - 63A | Supply of CBI/Nader Output Breakers (Slim-Type) - 63A; 1 pole | 3.39 | 3022654685 | CBI/Nader Output Breakers (Slim-Type) - 63A
CBI/Nader Output Breakers (Slim-Type) - 32A | Supply of CBI/Nader Output Breakers (Slim-Type) - 32A; 1 pole | 144.4 | 3017431784 | CBI/Nader Output Breakers (Slim-Type) - 32A
Minor Upgrade of existing power system. ( Busbar - Cabling, etc ) | Minor Upgrade of existing power system. ( Busbar, -Power cable and power lugs (green, blue, red) -power upgrade circuit breaker (100A) ) | 5601.75 | 3030879119 | Minor Upgrade of existing power system. ( Busbar - Cabling, etc )
Rectifier DPR2000C ( Delta ) | Rectifier DPR2000C ( Delta ) | 148.23 | 3056416201 | Rectifier DPR2000C ( Delta )
Vertiv/Delta Rectifier Power Module for upgrades -2000W - | Vertiv Rectifier Power Module for upgrades -2000W - | 187.14 | 3084723953 | Vertiv/Delta Rectifier Power Module for upgrades -2000W -
Power_PowerCables and Lugs | Power upgrade cable and lugs kit for Core/AGGR/PAGG/Access routers (green, blue and red) | 68.49 | 3045568832 | Power_PowerCables and Lugs
Upgrade the BNG node from Release 16 to Release 22 |  | 3984 | 3025958050 | Upgrade the BNG node from Release 16 to Release 22
Deliver custom software artefacts of sixteen sprints |  | 966604.8 | 3083845282 | Deliver custom software artefacts of sixteen sprints
Implementation of VAS for subscriber based firewall enablement for 1 AGGR pair |  | 18300 | 3025958047 | Implementation of VAS for subscriber based firewall enablement for 1 AGGR pair
Deliver custom software artefacts of twenty-four sprints |  | 1371955.2 | 3083845283 | Deliver custom software artefacts of twenty-four sprints
Deliver custom software artefacts of eight sprints |  | 537600 | 3083845281 | Deliver custom software artefacts of eight sprints
Deliver custom software artefacts of sixteen sprints |  | 966604.8 | 3083845282 | Deliver custom software artefacts of sixteen sprints
Deliver custom software artefacts of one sprint |  | 74088 | 3083845280 | Deliver custom software artefacts of one sprint
Design Update on BNG for VAS (subcriber based firewall enablement), Design validation and lab testing |  | 27057.44 | 3025958046 | Design Update on BNG for VAS (subcriber based firewall enablement), Design validation and lab testing

## BPO
Line | Type | Item/Job | Nokia code | Supplier Item | Description | UOM | Price | Qty | Total Price
5 | Goods | 3062610663 | AGGv3 400G Bundle |  | AGG400G MDAs BNDL incl:(1)3HE12515AA MDAs SRs 4pt QSFP-DD+4pt QSFP28 (2)3HE15212AA QSFP56-DD400G LR8 10Km 0/70C-each_w_3HE00400PP-RTU Lic.for 400G port (4)3HE10550AA QSFP28-100GBASE-LR4 ROHS6/6 0/70C-each_w_3HE00100PP-RTU Lic.for 100G port | Each | 30117.36
102 | Goods | 3078335361 | 3HE14632AA |  | 1588 Freq & Phase, IXR-e Big | Each | 100
202 | Goods | 3017953528 | Schneider/Nader Output Breakers (Standard-Type) - 63A |  | Supply of Schneider/Nader Output Breakers (Standard-Type) - 63A | Each | 3.39
75 | Goods | 3061242563 | 3HE09327AA |  | SFP+ 10GE LR - LC ROHS6/6-40/85C - each with 3HE00100PP - RTU License for 10G port | Each | 1462
212 | Goods | 3063746227 | CSG Link Shifting |  | CSG Link Shiting includes conneting the uplink as single homed, shifting the uplink from one PAGG to another | Each | 1800
150 | Goods | 3043171899 | Testbed Service |  | POC service including POC Desing ,POC implementation ,POC execution | Each | 0
141 | Goods | 3074240543 | CSG_v3 HW Installation & Commissioning |  | Nokia-CSG-New_v3-HW-Installation includes Project Management teams,Rollout team,Warehouse rental, site survey, installation, comissioning, Integration and Decomissioning services | Each | 2004
92 | Goods | 3073795830 | 3HE15809AA |  | SR - OS - ZTP 7750/7950 R20.x LICENSE | Each | 1000
142 | Goods | 3097407090 | CSG_v3 Migration |  | Nokia-CSG-New_v3-Migration includes Migration execution ,testing and acceptance services | Each | 988
123 | Goods | 3098864750 | SWAP Aggregation_PE_v1 (Replacement/Upgrade) Hot SWAP Migration |  | Nokia AGG-HOT SWAP-Migration_v1 incl. Automated Migration execution, testing and acceptance services | Each | 0
207 | Goods | 3030879119 | Minor Upgrade of existing power system. ( Busbar - Cabling, etc ) |  | "Minor Upgrade of existing power system. ( Busbar, | Each | 5601.75
74 | Goods | 3029033430 | 3HE15377AA |  | SFP28 - 25GE ER - LC ROHS6/6 -40/85C - each with 3HE00100PP - RTU License for 25G port | Each | 1713
175 | Goods | 3024805236 | 1AB407580013 |  | Optical Fiber cables (20m) | Each | 6
204 | Goods | 3015552857 | CBI/Nader Output Breakers (Slim-Type) - 100A |  | Supply of CBI/Nader Output Breakers (Slim-Type) - 100A ; 2 pole with copper busbar | Each | 19.2
153 | Goods | 3060227629 | Professional Services package for Deepfield Platform customization |  | Professional Services package for Deepfield Platform customization (10-days ) | Each | 24000
91 | Goods | 3011201891 | 3HE15808AA |  | SR - OS - 7450/7750/7950 R20.x LICENSE | Each | 1000
225 | Goods | 3025958050 | Upgrade the BNG node from Release 16 to Release 22 |  | Upgrade the BNG node from Release 16 to Release 22 | Each | 3984
78 | Goods | 3019542500 | 3HE00027CA |  | SFP - GIGE SX - LC ROHS 6/6 DDM -40/85C - each with 3HE00100PP - RTU License for GIGE port | Each | 30
3 | Goods | 3063372685 | AGGv3 Bundle |  | SR2s-AGGv3 BNDL incl:(1)3HE14032AA BNDL - 7750 SR-2s LVDC (1)3HE12519AA AIR FILTER KIT (1)3HE14029AA ACC - 7750 SR-s MDA-s IMPEDANCE PANEL (2)3HE12379AA XCM - 7750 SR-s XCM-2s (2)3HE12510BA IOM-s - SR-s IOM-s 1.6T -ER | Each | 75000
120 | Goods | 3057585619 | Aggregation_PE v3 Compact Installation & Commissioning |  | Nokia-Agg-New-PE_v3-HW installation incl. Project Management teams, Rollout team, Warehouse rental, site survey, installation, commissioning, Integration, ATP, IPSec Integration and Decommissioning services | Each | 4400
145 | Goods | 3037783100 | Rehoming Services |  | "Rehoming service for access node from 1 AGG/PAGG incl. 1 of: | Each | 1800
38 | Goods | 3083523407 | 3HE12032AA |  | DC Power Supply Cable | Each | 125
184 | Goods | 3038698884 | Nokia-Power-Upgrade- Single Rectifier Module Addition- Hardware-Delta |  | Power upgrade rectifier kit for Pre-Aggr routers (Brand: Delta) : Single Module - Delta 2000W | Each | 160.33
124 | Goods | 3050962400 | SWAP Aggregation_PE_v2 (Replacement/Upgrade) Hot SWAP Migration |  | Nokia AGG-HOT SWAP-Migration_v2 incl. Automated Migration execution, testing and acceptance services | Each | 30000
12 | Goods | 3011417115 | 3HE13956AA |  | XMA-SR-s 3.6T 36pt QSFP28 CR | Each | 26000
71 | Goods | 3083107407 | 3HE11239AA |  | QSFP28 - 100GBase-ER4Lite RoHS6/6 0/70C - each with 3HE00100PP - RTU License for 100G port | Each | 4300
196 | Goods | 3053510326 | Installation & commissioning of Indoor Power Cabinet 12KW |  | Installation & commissioning of Indoor Power Cabinet 12KW (including the N+1 redundancy module) upgradable to 20KW | Each | 958.28
168 | Goods | 3036132333 | Nokia NMS_upgrade SRS |  | 3HE10161BA Nokia Software Release Subscription | Each | 300000
90 | Goods | 3035608331 | 100G QSFP28 Upgrade Bundle |  | "QSFP28 bundle exclusive for SR-12e Upgrade, including: | Each | 15000
29 | Goods | 3046558993 | AGG_SR7/12E_Upgrade_25G |  | "7750SR-7/12e 25G MDA-e-XP BNDL incl: | Each | 17004
111 | Goods | 3081360242 | 3HE16017AA |  | NSP IP CONTROL CLASS 2 NODE | Each | 225
154 | Goods | 3034479211 | Nokia-Training |  | Training sessions | Each | 0
180 | Goods | 3033690639 | 3BK08960BA |  | Power Cable 1x35 Yellow/Green (15 meters per site) | Each | 5.81
35 | Goods | 3050506911 | 3HE15151AA |  | MDA-e-XP 16pt 10/25G SFP28 + 2pt QSFP28 | Each | 21600
186 | Goods | 3051067639 | Nokia-Rack-19U |  | 19"rack , 29U 600*600 | Each | 958.65
190 | Goods | 3024386089 | ODF Patch panels (96) |  | 96 PORT 4U (96 pcs Simplex SC/APC adaptors, 96 pcs SC/APC Pigtail, 96 pcs splice protector sleeve, 8 pcs splice tray) | Each | 457.5
20 | Goods | 3074418269 | 3HE14027BA |  | IOM-s - SR-s IOM-s 3.0T - ER | Each | 59250
201 | Goods | 3093715166 | Schneider/Nader Output Breakers (Standard-Type) - 100A |  | Supply of Schneider/Nader Output Breakers (Standard-Type) - 100A | Each | 19.2
220 | Goods | 3083845283 | Deliver custom software artefacts of twenty-four sprints |  | Deliver custom software artefacts of twenty-four sprints | Each | 1371955.2
51 | Goods | 3083292507 | 3HE11280AA |  | 10P 10GE SFP+ MDA | Each | 6080
23 | Goods | 3070977509 | 3HE12511AA |  | MDA-s - SR-s 18-pt QSFP28 | Each | 17250
37 | Goods | 3095894942 | 3HE13478AA |  | VSR-a SN7 R16 DC | Each | 20000
48 | Goods | 3037284986 | 3HE16716AA |  | MDA - 5 x QSFP28 (R6x) | Each | 19000
138 | Goods | 3057727665 | CSG_v1 Migration |  | Nokia-CSG-New_v1-Migration includes Migration execution ,testing and acceptance services | Each | 988
206 | Goods | 3017431784 | CBI/Nader Output Breakers (Slim-Type) - 32A |  | Supply of CBI/Nader Output Breakers (Slim-Type) - 32A; 1 pole | Each | 144.4
199 | Goods | 3080346198 | Temporary DC System Installation |  | Temporary DC System Installation to run dual feed equipment during DC Swap Activity (Hot Swap) (Vertiv Brand) | Each | 0
192 | Goods | 3042710133 | ODF Patch panels (48) |  | 48 PORT 2U 48 pcs Simplex SC/APC adaptors, 48 pcs SC/APC Pigtail, 48 pcs splice protector sleeve, 4 pcs splice tray) | Each | 218.75
59 | Goods | 3079112026 | 7210 SAS-Sx Bundle |  | "7210 SAS-Sx 10/100G BNDL incl: | Each | 18000
66 | Goods | 3047816045 | 3HE16565AA |  | QSFP-DD ZR+ each with 3HE00100PP - RTU License for 400G port | Each | 9200
181 | Goods | 3020729413 | Nokia-Power-Upgrade- Single Battery Cell Addition- Hardware (150 Ah) |  | Power upgrade battery kit for Pre-Aggr routers (150 Ah) 12V Cell | Each | 272.5
185 | Goods | 3029815923 | Nokia-Rack-42U |  | Free Standing Racks - 42U - 800mm(W) X 800mm(D) with FAN Unit, perforated front and back door, filter layer on perforated surface, Vertical cable manager on front and back sides of the rails, Lacing bar on either sides | Each | 843.75
82 | Goods | 3031959162 | 3HE00062CB |  | SFP - GIGE BASE-T RJ45 R6/6 DDM -40/85C - each with 3HE00100PP - RTU License for GIGE BASE-T RJ45 port | Each | 35
149 | Goods | 3064904718 | CSG_ISP_service per 100 meters |  | ISP services for indoor access router deployments per 100 meters | Each | 680
147 | Goods | 3023551258 | BDS Migration |  | Nokia-BDS-Migration incl. Migration execution ,testing and acceptance services per node | Each | 1710
157 | Goods | 3026609591 | 16 sprints |  | Sixteen sprint includes two scrum teams working parallel for a year (Each scrum team can deliver max of 8 sprints per year) | Each | 966604.8
79 | Goods | 3039118801 | 3HE00028CA |  | SFP - GIGE LX - LC ROHS 6/6 DDM -40/85C - each with 3HE00100PP - RTU License for GIGE port | Each | 40
167 | Goods | 3015251445 | Nokia NMS_upgrade service |  | NMS_upgrade_year1 including MOP preparation, staging, execution and acceptance test | Each | 80000
30 | Goods | 3050618316 | SR7B Upgrade for PAGG Layer |  | "SR7PGG 400G UPG BNDL | Each | 40002.37
146 | Goods | 3095478693 | Mobile Migration per Cisco CSG |  | Mobile Migration incl. Remote migration execution ,testing and acceptance services per Cisco CSG | Each | 500
166 | Goods | 3019800006 | #N/A |  | Nokia-OS-CSG SW Upgrade | Each | 774.4
58 | Goods | 3066304966 | IXR-e-Small Bundle |  | "IXR-e CSG-low BNDL | Each | 2900
43 | Goods | 3017285195 | SCSG_25G Bundle |  | "7250 IXR-R6 SGCG 25G MDA BNDL incl: | Each | 7576
25 | Goods | 3040867359 | 3HE15562AA |  | MDA-s - 8pt SFP-DD MACsec + 2pt QSFP28 | Each | 8500
88 | Goods | 3083676848 | 3HE100GLRtoZR |  | QSFP28 - 100G LR to ZR Upgrade | Each | 2100
108 | Goods | 3080302465 | 3HE11839AA |  | Deepfield Core Platform - Includes Cloud Genome - PERPETUAL | Each | 125000
162 | Goods | 3099044561 | Nokia-OS-Upgrade-PAGG/SCSG-Service |  | Upgrade the PAGG node from N Release to N+1 Release | Each | 774.4
188 | Goods | 3071804270 | Nokia-Rack-6U |  | Wall Mount - 6U - 600mm(W) X 600mm(D) | Each | 168.75
119 | Goods | 3079928711 | Aggregation_PE v2 Installation & Commissioning |  | Nokia-Agg-New-PE_v2-HW installation incl. Project Management teams, Rollout team, Warehouse rental, site survey, installation, commissioning, Integration, ATP, IPSec Integration and Decommissioning services | Each | 6000
67 | Goods | 3090346042 | 3HE15212AA |  | QSFP56-DD - 400G LR8 10Km 0/70C - each with 3HE00100PP - RTU License for 400G port | Each | 5000
164 | Goods | 3056903584 | Nokia-OS-Aggregation SW Upgrade |  | Major software update from N Release to N+1 Release for the existing AGG | Each | 2323.2
64 | Goods | 3055942303 | 1830-ONE-Bundle |  | "Nokia 1830-ONE Bundle including: | Each | 1988
57 | Goods | 3066534801 | IXR-e-Big Bundle wthout 100G |  | "IXR-E CSG without 100G BNDL: | Each | 3350
53 | Goods | 3050172043 | 3HELB010AA |  | MDA - 16 x cSFP (R6x) | Each | 3800
68 | Goods | 3029884072 | 3HE15211AA |  | QSFP56-DD - 400G SR8 100m 0/70C (MPO-16) | Each | 2000
41 | Goods | 3089586518 | SCSG_Low Bundle2 |  | "IXR-R6-Low2 | Each | 25393.96
39 | Goods | 3014950070 | SCSG_High Bundle |  | "IXR-R6 400G | Each | 43400
76 | Goods | 3057161423 | 3HE09328AA |  | SFP+ 10GE ER - LC ROHS6/6-40/85C - each with 3HE00100PP - RTU License for 10G port | Each | 2307
8 | Goods | 3065765496 | AGG 100G&25G Bundle |  | AGG100G/25G MDAs BNDL_v1 incl:(1)3HE12513AA MDAs 16pt SFP-DD MACsec+4pt QSFP28 (4)QSFP28-100GBASE-LR4 ROHS6/6 0/70C_w_RTU Lic.(8)SFP28-25GE LR-LC ROHS6/6-40/85C_w_RTU Lic.(4)SFP28-25GE ER-LC ROHS6/6-40/85C_w_RTU Lic. | Each | 27500
208 | Goods | 3056416201 | Rectifier DPR2000C ( Delta ) |  | Rectifier DPR2000C ( Delta ) | Each | 148.23
205 | Goods | 3022654685 | CBI/Nader Output Breakers (Slim-Type) - 63A |  | Supply of CBI/Nader Output Breakers (Slim-Type) - 63A; 1 pole | Each | 3.39
210 | Goods | 3045568832 | Power_PowerCables and Lugs |  | Power upgrade cable and lugs kit for Core/AGGR/PAGG/Access routers (green, blue and red) | Each | 68.49
131 | Goods | 3086166872 | PAGG/SCSG HW Installation & Commissioning |  | Nokia-PAGG/SCSG-New-HW installation incl. Project Management teams, Rollout team, Warehouse rental, site survey, installation, commissioning , Integration, ATP, and Decommissioning services | Each | 3973.2
194 | Goods | 3036613084 | ODF Patch panels (12) |  | 12 PORT 1U (12 pcs Simplex SC/APC adaptors, 12 pcs SC/APC Pigtail,12 pcs splice protector sleeve, 1 pcs splice tray) | Each | 96.25
195 | Goods | 3092780679 | Vertiv/Delta Indoor Power Cabinet 12KW |  | Vertiv Indoor Power Cabinet 12KW (including the N+1 redundancy module) upgradable to 20KW applicable warranty of 5 years | Each | 2018.72
118 | Goods | 3012563231 | Aggregation_PE v1 Installation & Commissioning |  | Nokia-Agg-New-PE_v1-HW installation incl. Project Management teams, Rollout team, Warehouse rental, site survey, installation, commissioning, Integration, ATP, IPSec Integration and Decommissioning services | Each | 6000
169 | Goods | 3024805236 | 1AB407580013 |  | Optical Fiber cables (20m) | Each | 3024805236
176 | Goods | 3034351841 | 1AD147550001 |  | TRU - Power (Considered for Controller sites) | Each | 193.53
127 | Goods | 3039137045 | Nokia AGG-SWAP-Port by Port Migration from one existing node to Nokia AGG from a different physical site |  | Nokia AGG-SWAP-Port by Port Migration incl. Automated Migration execution, testing and acceptance services [from one existing node to Nokia AGG from a different physical site[up to 10 ports]] | Each | 10000
4 | Goods | 3073693538 | AGGv1 400G Bundle |  | AGG400G MDAs BNDL incl: (1)3HE12515AA MDAs SRs 4pt QSFP-DD+4pt QSFP28 (4)3HE15212AA QSFP56DD-400G LR8 10Km 0/70C-each_w_3HE00400PP-RTU Lic.for 400G port (2)3HE10550AA QSFP28-100GBASE-LR4 ROHS6/6 0/70C-each_w_3HE00100PP-RTU Lic.for 100G port | Each | 44000
178 | Goods | 3014904444 | 3BK08959BA |  | Power Cable 1x35 Black (15 meters per site) | Each | 5.81
114 | Goods | 3016262059 | 3HE16013AA |  | NSP PATH CONTROL + OPTIMIZATION FP | Each | 15000
219 | Goods | 3083845282 | Deliver custom software artefacts of sixteen sprints |  | Deliver custom software artefacts of sixteen sprints | Each | 966604.8
60 | Goods | 3091206981 | 3HE11597AA |  | SYS - 7210 SAS-Sx 64SFP+ 4QSFP28 | Each | 15281
77 | Goods | 3040925764 | 3HE09329AA |  | SFP+ 10GE ZR - LC ROHS6/6 -40/85C - each with 3HE00100PP - RTU License for 10G port | Each | 3469
222 | Goods | 3025958047 | Implementation of VAS for subscriber based firewall enablement for 1 AGGR pair |  | Implementation of VAS for subscriber based firewall enablement for 1 AGGR pair | Each | 18300
52 | Goods | 3077379998 | 3HE16712AA |  | MDA - 15 x SFP28 or 18 x SFP+ (R6x) | Each | 13300
134 | Goods | 3043063050 | SWAP PAGG/SCSG Port by Port Migration |  | Nokia PAGG-SWAP-Port by Port Migration includes Automated Migration execution, testing and acceptance services | Each | 35000
63 | Goods | 3090904590 | 7750 SR-2s Chassis Bundle for Testbed |  | "SR2s Testbed BNDL(Limited to 1) | Each | 0
34 | Goods | 3026927345 | 3HE15152AA |  | MDA-e-XP - 7750 SR 6-pt QSFP-DD | Each | 28560
96 | Goods | 3067541885 | 3HE15662AA |  | OS - 7250 IXR R20.x OS LICENSE LARGE | Each | 300
170 | Goods | 3032397606 | Resident Engineer |  | Resident Engineer | Each | 152433.5
136 | Goods | 3029909708 | PAGG/SCSG SWAP Port by Port Migration |  | Nokia PAGG- SWAP Port by Port Migration includes Automated Migration execution, testing and acceptance services (limited to 8 SR7B nodes dismantled from AGG layer) | Each | 35000
193 | Goods | 3019463966 | ODF Patch panels (24) |  | 24 PORT 1U (24 pcs Simplex SC/APC adaptors, 24 pcs SC/APC Pigtail, 24 pcs splice protector sleeve, 2 pcs splice tray) | Each | 133.75
70 | Goods | 3083510427 | 3HE10550AA |  | QSFP28 - 100GBASE-LR4 ROHS6/6 0/70C - each with 3HE00100PP - RTU License for 100G port | Each | 3000
84 | Goods | 3090865384 | 1AK23148AAAA |  | TPoP Smart SFP, E1 120 Ohm balanced, RJ45 - each with 3HE00100PP - RTU License for E1 port | Each | 240
116 | Goods | 3039524547 | 3HE16256AA |  | NSP MULTILAYER CONTROL COORDINATION FP | Each | 20000
171 | Goods | 3063686995 | 1AB407560001 |  | Optical Fiber cables (3m) | Each | 3.95
143 | Goods | 3025561575 | 3rd Party CSG Integration |  | 3rd party CSG HW-Installation includes Project Management teams,Rollout team,Warehouse rental, site survey, installation, comissioning, Integration and Decomissioning services | Each | 390
172 | Goods | 3040403128 | 1AB377380001 |  | Optical Fiber cables (5m) | Each | 4.17
155 | Goods | 3083845279 | 1 sprint |  | One sprint includes one scrum team for 6 weeks (working on one Use Case) | Each | 74088
113 | Goods | 3030283232 | 3HE16012AA |  | NSP CONTROL + VISUALIZATION STARTER FP | Each | 15000
99 | Goods | 3095328969 | 3HE11471CA |  | OS-7210 SAS-Sx 10/100 Base Lic Sat R11.0 | Each | 40
211 | Goods | 3029295636 | 3HE15764AA |  | MDA-e-XP - 7750 SR 3-pt QSFP-DD | Each | 20400
28 | Goods | 3021402263 | AGG_SR12E_Upgrade_100G |  | "7750SR7/12e 100G MDA-e-XP BNDL incl: | Each | 18196.08
15 | Goods | 3010409766 | 3HE12388BA |  | XMA - SR-s 2.4T 24pt QSFP28 ER | Each | 48000
216 | Goods | 3083845283 | Deliver custom software artefacts of twenty-four sprints |  | Deliver custom software artefacts of twenty-four sprints | Each | 1371955.2
81 | Goods | 3093056662 | 3HE00029CA |  | SFP - GIGE ZX - LC ROHS 6/6 DDM -40/85C - each with 3HE00100PP - RTU License for GIGE port | Each | 160
104 | Goods | 3046518651 | 3HELB021AA |  | RTU - Large FIB scale License, IXR | Each | 250
22 | Goods | 3088379579 | 3HE15563AA |  | MDA-s - SR-s 2pt QSFP-DD + 2pt QSFP28 | Each | 8500
83 | Goods | 3078304503 | 1AK23152AAAA |  | CSoP Smart SFP, 15 km STM-1 over GbE - each with 3HE00100PP - RTU License for STM1 port | Each | 600
95 | Goods | 3063342083 | 3HE15664BA |  | OS - 7250 IXR R20.x ZTP OS LICENSE SMALL | Each | 300
61 | Goods | 3025272280 | 3HE10499AA |  | PS - 7210 SAS-Sx Power Supply DC -48V (F) | Each | 950
121 | Goods | 3091985164 | SWAP Aggregation_PE_v1 (Replacement/Upgrade to AGG_v1) Installation & Commissioning |  | Nokia Agg-SWAP-PE_v1-HW installation incl. Project Management teams, Rollout team, Warehouse rental,site survey, installation, commissioning, Integration, ATP, IPSec Integration and Decommissioning services | Each | 0
19 | Goods | 3087565806 | 3HE12379AA |  | XCM - 7750 SR-s XCM-2s | Each | 14000
49 | Goods | 3083623617 | 3HE11282AA-BL |  | "(1)3HE11282AA 1P 100GE QSFP28 +6P 10GE SFP+ MDA | Each | 7000
33 | Goods | 3038936149 | 3HE12334AA |  | MDA-e-XP - 7750 SR 12-pt QSFP28 | Each | 28800
200 | Goods | 3060155800 | Vertiv/Delta Rectifier module compatible with the Supplied DC System |  | Supply of Vertic Rectifier module compatible with the Supplied DC System, 3000W | Each | 235
56 | Goods | 3043257058 | IXR-e-Big Bundle |  | "IXR-E CSG100G BNDL: | Each | 4850
160 | Goods | 3091889365 | LSS Yearly fee_Year 2 |  | "LSS covers 1.the work to recertify automation use cases with the new NSP and/or NE versions | Each | 415121.28
214 | Goods | 3083845281 | Deliver custom software artefacts of eight sprints |  | Deliver custom software artefacts of eight sprints | Each | 537600
183 | Goods | 3033491276 | Nokia-Power-Upgrade- Single Rectifier Module Addition- Hardware-PowerOne |  | Power upgrade rectifier kit for Pre-Aggr routers (Brand: Powerone) Single Module - powerOne 1600W | Each | 343.18
26 | Goods | 3056682874 | 3HE12515AA |  | MDA-s – SR-s 4-pt QSFP-DD + 4-pt QSFP28 | Each | 16750
115 | Goods | 3090096080 | 3HE16020AA |  | NSP MULTILAYER DISC. + VISUALIZATION FP | Each | 20000
159 | Goods | 3012592186 | LSS yearly fee_ Year 1 |  | "LSS covers 1.the work to recertify automation use cases with the new NSP and/or NE versions | Each | 308582.4
174 | Goods | 3066834014 | 1AB377380006 |  | Optical Fiber cables (10m) | Each | 4.72
80 | Goods | 3043620585 | 3HE00867CA |  | SFP - GIGE EX - LC ROHS 6/6 DDM -40/85C - each with 3HE00100PP - RTU License for GIGE port | Each | 80
14 | Goods | 3093022675 | 3HE13956BA |  | XMA-SR-s 3.6T 36pt QSFP28 ER | Each | 30000
156 | Goods | 3053049447 | 8 sprints |  | Eight sprints includes one scrum team for working for a year (Each Scrum team can deliver max of 8 sprints per year) | Each | 537600
97 | Goods | 3090368912 | 3HE15663AA |  | OS - 7250 IXR R20.x OS LICENSE MED | Each | 300
129 | Goods | 3021260661 | Nokia AGG Capacity Expansion Migration |  | Nokia AGG Capacity Expansion Migration incl. Migration execution, testing and acceptance services per node from existing configuration to the new configuration | Each | 7247
13 | Goods | 3044071677 | 3HE11307AA |  | XMA - SR-s 2.4T 36pt QSFP28 CR to 3.6T | Each | 44000
55 | Goods | 3068447396 | 3HE12523AA |  | 6P 10GE SFP+ + 4P 25GE SFP28 MDA | Each | 8360
135 | Goods | 3055892175 | PAGG/SCSG HOT SWAP Migration |  | Nokia PAGG-HOT SWAP Migration includes Automated Migration execution, testing and acceptance services (limited to 8 SR7B nodes dismantled from AGG layer) | Each | 12000
16 | Goods | 3010525854 | #N/A |  | XMA - SR-s 2.4T 24pt QSFP28 ER | Each | 26000
2 | Goods | 3031328909 | AGGv2 Bundle |  | SR7s-AGGv2 BNDL incl:(1)3HE16196AA BNDL 7750SR7s CPM2-7s CNTL RED DC PWR (1)3HE12328AA PWR SHELF ACC KIT LVDC (1)3HE12460AA AIR FILTER DOOR KIT (3)3HE12378AA XCM IMP PNL (2)3HE11305AA XCM7750 SRs XCM7s (2)3HE12510BA IOMs-SRs IOMs 1.6T-ER | Each | 90000
86 | Goods | 3054924822 | 3HE400GLRtoZR+ |  | 400G QSFP-DD LR to ZR+ Upgrade | Each | 4200
187 | Goods | 3049666899 | Nokia-Rack-12U |  | 12U ergoRack with Glass Front Door, openable side panels from inside or outside 600x600 mm (organiser, cable ring, gorunding bar) | Each | 162.5
197 | Goods | 3026816154 | Dismantle old Rectifier - including the packing and transfer to warehouse |  | Dismantle old Rectifier - including the packing and transfer to warehouse | Each | 269.03
122 | Goods | 3042668390 | SWAP Aggregation_PE_v2 (Replacement/Upgrade to AGG_v2) Installation & Commissioning |  | Nokia Agg-SWAP-PE_v2-HW installation incl. Project Management teams, Rollout team, Warehouse rental, site survey, installation ,commissioning, Integration, ATP, IPSec Integration and Decommissioning services | Each | 6000
198 | Goods | 3022785468 | Supply outdoor Power Cabinet 12KW |  | Supply outdoor Power Cabinet 12KW (including the N+1 redundancy module) upgradable to 20KW, applicable warranty of 5 years | Each | 2836.44
11 | Goods | 3085522104 | 3HE12390AA |  | XMA - SR-s 3.6T 36pt QSFP-DD CR | Each | 30000
130 | Goods | 3010287699 | Nokia PAGG Capacity Expansion Migration |  | Nokia PAGG Capacity Expansion Migration incl. Migration execution, testing and acceptance services per node from existing configuration to the new configuration | Each | 5921
10 | Goods | 3085299903 | 3HE12392AA |  | XMA - SR-s 4.8T 36pt QSFP-DD CR to 12T | Each | 40000
50 | Goods | 3061617488 | 3HE16713AA |  | MDA - 20 x SFP+ (R6x) | Each | 11875
218 | Goods | 3083845281 | Deliver custom software artefacts of eight sprints |  | Deliver custom software artefacts of eight sprints | Each | 537600
112 | Goods | 3073121370 | 3HE16018AA |  | NSP IP CONTROL CLASS 3 NODE | Each | 75
9 | Goods | 3071025782 | ESA Bundle |  | AGG ESA Bundle for Ipsec including:(1) 3HE15841AA ESA - 7750 SR ESA 100G DC (2) 3HE10551AA QSFP28 - 100GBASE-SR4 ROHS6/6 0/70C - each with 3HE00100PP -RTU License for 100G port | Each | 13860
152 | Goods | 3089879742 | Deepfield Platform design, installation and configuration |  | Deepfield Platform design, installation and configuration (does not include HW installation) | Each | 55000
148 | Goods | 3086203925 | Card Expansion Installation&Integration |  | Nokia-Card Expansion incl. Installation & Integration and acceptance services | Each | 1002
72 | Goods | 3079434410 | 3HE16558AA |  | QSFP28 - 100G ZR4 0/70C - each with 3HE00100PP - RTU License for 100G port | Each | 5100
224 | Goods | 3025958049 | #N/A |  | SR - OS - ZTP 7750/7950 R22.x LICENSE | Each | 1000
103 | Goods | 3066930622 | 3HE06490AA |  | RTU - SROS ESM - 64K SUB-HOSTS | Each | 0
105 | Goods | 3041361313 | 3HE11380AA |  | ASL VSR BGP Route Reflector | Each | 10000
87 | Goods | 3030107884 | 3HE100GLRtoER |  | QSFP28 - 100G LR to ER Upgrade | Each | 1300
42 | Goods | 3095178703 | SCSG_High_25G Bundle |  | "7250 IXR-R6 25G MDA BNDL incl: | Each | 10351.6
32 | Goods | 3040403027 | 3HE13727BA |  | IOM - 7750 SR IOM5-e 400G - ER - SR7/12 | Each | 27000
98 | Goods | 3094600287 | 3HE15664AA |  | OS - 7250 IXR R20.x OS LICENSE SMALL | Each | 300
215 | Goods | 3083845282 | Deliver custom software artefacts of sixteen sprints |  | Deliver custom software artefacts of sixteen sprints | Each | 966604.8
133 | Goods | 3014116532 | SWAP PAGG/SCSG HOT SWAP Migration |  | Nokia PAGG-HOT SWAP Migration includes Automated Migration execution, testing and acceptance services | Each | 25876
94 | Goods | 3076732972 | 3HE15663BA |  | OS - 7250 IXR R20.x ZTP OS LICENSE MED | Each | 300
137 | Goods | 3038699374 | CSG_v1 HW Installation & Commissioning |  | Nokia-CSG-New_v1-HW-Installation includes Project Management teams,Rollout team,Warehouse rental, site survey, installation, comissioning, Integration and Decomissioning services | Each | 2004
62 | Goods | 3011998039 | 7750 SR-7s Chassis Bundle for Testbed |  | "SR7s Testbed BNDL ( Limited to 2) | Each | 0
1 | Goods | 3013258069 | AGGv1 Bundle |  | SR7s-AGGv1 BNDL incl:(1)3HE16196AA_BNDL 7750SR7s CPM2-7s CNTL RED DC PWR (1)3HE12328AA_PWR SHELF ACC KIT LVDC (1)3HE12460AA_AIR FILTER DOOR KIT (3)3HE12378AA_XCM IMP PNL (2)3HE11305AA _XCM7750 SRs XCM7s (2)3HE14027BA _IOMs-SRs IOMs 3.0TER | Each | 100000
203 | Goods | 3073035963 | Schneider/Nader Output Breakers (Standard-Type) - 40A |  | Supply of Schneider/Nader Output Breakers (Standard-Type) - 40A | Each | 161.7
139 | Goods | 3029993682 | CSG_v2 HW Installation & Commissioning |  | Nokia-CSG-New_v2-HW-Installation includes Project Management teams,Rollout team,Warehouse rental, site survey, installation, comissioning, Integration and Decomissioning services | Each | 2004
7 | Goods | 3093678645 | AGG 100G Bundle2 |  | AGG 100G MDA-s BNDL incl:(1) 3HE12511AA MDA-s - SR-s 18-pt QSFP28 (4) 3HE10550AA QSFP28 - 100GBASE-LR4 ROHS6/6 0/70C - each with 3HE00100PP -RTU License for 100G port | Each | 22657.2
173 | Goods | 3081879468 | 1AB377380003 |  | Optical Fiber cables (7m) | Each | 4.5
36 | Goods | 3072847588 | 3HE12333AA |  | MDA-e-XP - 7750 SR 6-pt QSFP28 | Each | 19200
44 | Goods | 3063075304 | SCSG_High_10G Bundle |  | "7250 IXR-R6 High 10G BNDL incl: | Each | 11592
125 | Goods | 3043338532 | SWAP Aggregation (Replacement/Upgrade) Migration (Port by Port) |  | Nokia AGG- SWAP-Port by Port Migration incl. Automated Migration execution, testing and acceptance services | Each | 50000
101 | Goods | 3053641003 | 3HE14633AA |  | 1588 Freq & Phase, IXR-e Small | Each | 100
27 | Goods | 3086200344 | AGG_SR12E_Upgrade_400G |  | "7750SR7/12e AGG400G IOM5+MDA-e-XP card BNDL incl: | Each | 70584.29
54 | Goods | 3061537595 | 3HELB008AA |  | MDA - 10 x SFP56 (R6x) | Each | 12000
158 | Goods | 3010679228 | 24 sprints |  | Twenty-four sprint includes 3 scrum teams working in parallel for one year (Each Scrum team can deliver max of 8 sprints per year) | Each | 1371955.2
182 | Goods | 3082379855 | Nokia-Power-Upgrade- Single Battery Cell Addition- Hardware (170 Ah) |  | Power upgrade battery kit for Pre-Aggr routers (170 Ah) 12V Cell | Each | 272.5
126 | Goods | 3075706519 | Nokia AGG-SWAP-Port by Port Migration from multiple nodes to Nokia AGG within the same site |  | Nokia AGG- SWAP-Port by Port Migration incl. Automated Migration execution, testing and acceptance services [from multiple nodes to Nokia AGG within the same site [up to 3 nodes]for maximum of 10 ports] | Each | 10000 | 12 | 120000
46 | Goods | 3084370884 | IXR 100G to 400G Upgrade Bundle |  | "7250 IXR-R6 400G upgrade Bundle | Each | 63000
179 | Goods | 3083057969 | 3BK08958BA |  | Power Cable 1x35 Blue (15 meters per site) | Each | 5.81
191 | Goods | 3011573128 | ODF Patch panels (72) |  | 72 PORT 4U (72 pcs Simplex SC/APC adaptors, 72 pcs SC/APC Pigtail, 72 pcs splice protector sleeve) | Each | 1443.75
93 | Goods | 3098721057 | 3HE15662BA |  | OS - 7250 IXR R20.x ZTP OS LICENSE LARGE | Each | 300
40 | Goods | 3039441163 | SCSG_Low Bundle1 |  | "IXR-R6-Low1 | Each | 26987.98
177 | Goods | 3077725595 | 1AD147550002 |  | 100 Amps Circuit Breakers (Considered for controller sites) | Each | 211
69 | Goods | 3027907052 | 3HE10551AA |  | QSFP28 - 100GBASE-SR4 ROHS6/6 0/70C - each with 3HE00100PP - RTU License for 100G port | Each | 2000
161 | Goods | 3050707920 | Nokia-OS-Upgrade-AGG-Service |  | Upgrade the AGG node from N Release to N+1 Release | Each | 1548.8
151 | Goods | 3027390070 | Nokia-Design-Service |  | Design includes Customer Workshop,HLD,LLD,Acceptance Test book,SAM design,Configuration templates,Migration strategy,MOP templates. | Each | 0
89 | Goods | 3016646068 | 100G/400G Amplifier Bundle |  | "Amplifier Bundle including: | Each | 4337.8
18 | Goods | 3068077766 | 3HE11305AA |  | XCM - 7750 SR-s XCM-7s | Each | 11600
65 | Goods | 3084862463 | 3HE16564AA |  | QSFP-DD ZR each with 3HE00100PP - RTU License for 400G port | Each | 7300
6 | Goods | 3076787939 | AGG 100G Bundle1 |  | AGG 100G MDA-s BNDL incl:(1) 3HE12511AA MDA-s - SR-s 18-pt QSFP28 (12) 3HE10550AA QSFP28 - 100GBASE-LR4 ROHS6/6 0/70C - each with 3HE00100PP - RTU Lic. for 100G port | Each | 36520
132 | Goods | 3098507232 | SWAP PAGG/SCSG HW Installation & Commissioning |  | Nokia PAGG/SCSG-SWAP-HW installation incl. Project Management teams, Rollout team, Warehouse rental, site survey, installation, commissioning, Integration, ATP, and Decommissioning services | Each | 6000
144 | Goods | 3015616247 | 3rd Party CSG Migration |  | 3rd party CSG-Remote migration includes Migration execution ,testing and acceptance services | Each | 500 | 112 | 56000
100 | Goods | 3015902050 | 3HELB019AA |  | RTU - 1588 Freq & Phase LICENSE LARGE | Each | 100
213 | Goods | 3083845280 | Deliver custom software artefacts of one sprint |  | Deliver custom software artefacts of one sprint | Each | 74088 | 2 | 148176
217 | Goods | 3083845280 | Deliver custom software artefacts of one sprint |  | Deliver custom software artefacts of one sprint | Each | 74088
117 | Goods | 3085159011 | 3HENSPTSC |  | NSP TSC Module | Each | 200000
128 | Goods | 3076929792 | Nokia AGG-SWAP-Port by Port Migration from multiple nodes to Nokia AGG from a different physical site |  | Nokia AGG- SWAP-Port by Port Migration incl. Automated Migration execution, testing and acceptance services [from multiple nodes to Nokia AGG from a different physical site [up to 3 nodes]for maximum of 10 ports] | Each | 10000
73 | Goods | 3064946462 | 3HE14835AA |  | SFP28 25GE LR - LC ROHS6/6 -40/85C - each with 3HE00100PP - RTU License for 25G port | Each | 1370.63
24 | Goods | 3086323707 | 3HE12513AA |  | MDA-s - 16pt SFP-DD MACsec + 4pt QSFP28 | Each | 16750
221 | Goods | 3025958046 | Design Update on BNG for VAS (subcriber based firewall enablement), Design validation and lab testing |  | Design Update on BNG for VAS (subcriber based firewall enablement), Design validation and lab testing | Each | 27057.44
223 | Goods | 3025958048 | #N/A |  | RTU - SROS ADV DC GW and Svc Chain | Each | 9000
45 | Goods | 3079190070 | SCSG_10G_Bundle |  | "7250 IXR-R6 Low 10G BNDL incl: | Each | 7598
21 | Goods | 3022852775 | 3HE12510BA |  | IOM-s - SR-s IOM-s 1.6T - ER | Each | 32000
163 | Goods | 3036282449 | Nokia-OS-Upgrade-CSG-Service |  | Upgrade the CSG node from N Release to N+1 Release | Each | 774.4
107 | Goods | 3096766625 | 3HE14307AA-BL |  | UPG - IOM-s 1.6T ER to 3.0T ER | Each | 5000
189 | Goods | 3065581368 | ODF-patch-panels-144 |  | 144 PORT 4U (144 pcs Simplex SC/APC adaptors, 144 pcs SC/APC Pigtail, 144 pcs splice protector sleeve, 12 pcs splice tray) | Each | 608.75
165 | Goods | 3039471496 | Nokia-OS-PAGG/SCSG SW Upgrade |  | Major software update from N Release to N+1 Release for the existing PAGG | Each | 1548.8
31 | Goods | 3011729542 | 3HE12332BA |  | IOM - 7750 SR IOM5-e - ER | Each | 28500
17 | Goods | 3010866762 | 3HE12525BA |  | XMA - SR-s 1.2T 12pt QSFP28 ER | Each | 24000
209 | Goods | 3084723953 | Vertiv/Delta Rectifier Power Module for upgrades -2000W - |  | Vertiv Rectifier Power Module for upgrades -2000W - | Each | 187.14
47 | Goods | 3085683030 | 3HE16717AA |  | MDA - 1 x QSFP-DD + 1 x QSFP28 (R6x) | Each | 8550
106 | Goods | 3050242300 | 3HE16254NSP |  | NSP LP BNDL incl | Each | 28
110 | Goods | 3073697614 | 3HE16016AA |  | NSP IP CONTROL CLASS 1 NODE | Each | 450
85 | Goods | 3025928692 | 3HE400GLRtoZR |  | 400G QSFP-DD LR to ZR Upgrade | Each | 2300
109 | Goods | 3019208415 | 3HE15610AA |  | Deepfield Network Firewall - per Gbps bandwidth license per Gpbs - Tier between 600 and 1250 Gbps - PERPETUAL | Each | 785
140 | Goods | 3021241643 | CSG_v2 Migration |  | Nokia-CSG-New-v2-Migration includes Migration execution ,testing and acceptance services | Each | 988
[8 empty] | Total | 324176

## SUMMARY
Model Type | Qty | Price
Synch Source |  | 177674.72
vRR Server Replacement Services |  | 90000
Fixed Switch Migration |  | 56000
TOTAL |  | 323674.72

## Synch Source
PN | Du PN | Description | Price | Qty | Total Price
Design |  | Nokia Design for synch source change on AGGR (including design discussions, lab preparation, lab testing, interop testing, HLD-LLD Update , design validation, dry&run, ATP, High level Migration strategy and validation) | 37674.72 | 1 | 37674.72
Nokia AGG-SWAP-Port by Port Migration from multiple nodes to Nokia AGG from a different physical site | 3075706519 | Nokia AGG- SWAP-Port by Port Migration incl. Automated Migration execution, testing and acceptance services [from multiple nodes to Nokia AGG from a different physical site [up to 3 nodes]for maximum of 10 ports] | 10000 | 14 | 140000
177674.72
Inclusions
Changing AGGR Synch Source to TP4100 on 36 AGGRs
Exclusions:
Phase sync enabling on downlinks [SCSGs/CSGs directly connected to AGGRs]
Changing nodes which are currently synced with PTP to Sync-e (PREAGGs)
* PTP to Synch-e configuration on PREAGGs should be completed prior to the activity.
|  | Category | Number
|  | Number of AGGRs which have AGG neighborship (will be included) | 36
|  | Number of AGGRs which has Core Only Connectivity (Will be excluded) | 34
|  | Number of AGGRs which will be offloaded (Will be excluded) | 8
AGGR Will be included in the scope (8*AGGR will be removed from the below list which does not have TP4100 connections)
node name |  | system¬ipv4
SHJ-6002-AGGR-SR7-1 |  | 10.65.0.29
SHJ-6002-AGGR-SR7-2 |  | 10.65.0.30
AUH-2903-AGGR-SR7-1 |  | 10.65.0.39
AUH-2903-AGGR-SR7-2 |  | 10.65.0.40
AUH-1416-AGGR-SR12E-1 |  | 10.65.0.41
AUH-1416-AGGR-SR12E-2 |  | 10.65.0.42
AUH-5002-AGGR-SR7-1 |  | 10.65.0.45
AUH-5002-AGGR-SR7-2 |  | 10.65.0.46
AUH-6005-AGGR-SR12e-1 |  | 10.65.0.47
AUH-6005-AGGR-SR12e-2 |  | 10.65.0.48
AUH-6003-AGGR-SR7B-1 |  | 10.65.0.49
AUH-6003-AGGR-SR7B-2 |  | 10.65.0.50
AAN-5002-AGGR-SR12-1 |  | 10.65.0.53
AAN-5002-AGGR-SR12-2 |  | 10.65.0.54
SHJ-2038-AGGR-SR7-1 |  | 10.65.0.61
SHJ-2038-AGGR-SR7-2 |  | 10.65.0.62
AUH-KHAZNA-AGG-SR12e-1 |  | 10.65.0.71
AUH-KHAZNA-AGG-SR12e-2 |  | 10.65.0.72
DXB-ZAFRAN-AGG-SR12e-1 |  | 10.65.0.75
DXB-ZAFRAN-AGG-SR12e-2 |  | 10.65.0.76
DXB-DUBAIOTECH-AGGR-SR12e-1 |  | 10.65.0.77
DXB-DUBAIOTECH-AGGR-SR12e-2 |  | 10.65.0.78
DXB-6504-AGGR-SR12e-1 |  | 10.65.0.79
DXB-6504-AGGR-SR12e-2 |  | 10.65.0.80
DXB-6501-AGGR-SR12e-1 |  | 10.65.0.83
DXB-6501-AGGR-SR12e-2 |  | 10.65.0.84
DXB-6020-AGGR-SR12e-1 |  | 10.65.0.85
DXB-6020-AGGR-SR12e-2 |  | 10.65.0.86
DXB-INDC-AGGR-SR12e-1 |  | 10.65.0.87
DXB-INDC-AGGR-SR12e-2 |  | 10.65.0.88
AUH-DC-AGGR-SR12e-1 |  | 10.65.0.89
AUH-DC-AGGR-SR12e-2 |  | 10.65.0.90
AUH-6501-AGGR-SR12e-1 |  | 10.65.0.91
AUH-6501-AGGR-SR12e-2 |  | 10.65.0.92
DXB-6004-AGGR-SR12e-1 |  | 10.65.0.105
DXB-6004-AGGR-SR12e-2 |  | 10.65.0.106
DXB-1998-AGGR-SR12e-1 |  | 10.65.0.111
DXB-1998-AGGR-SR12e-2 |  | 10.65.0.112
DXB-3724-AGGR-SR12e-1 |  | 10.65.0.113
DXB-3724-AGGR-SR12e-2 |  | 10.65.0.114
AAN-6001-AGGR-SR7S-1 |  | 10.65.0.129
AAN-6001-AGGR-SR7S-2 |  | 10.65.0.130
DXB-5008-AGGR-SR2S-1 |  | 10.65.0.135
DXB-5008-AGGR-SR2S-2 |  | 10.65.0.136

## Fixed Switch Migration
PN | Du PN | Description | Price | Qty | Total Price
3rd Party CSG Migration | 3015616247 | 3rd party CSG-Remote migration includes Migration execution ,testing and acceptance services | 500 | 112 | 56000
TOTAL |  |  |  |  | 56000
* Nokia to support Cisco during the MW to shutdown the port from Nokia PREAGG.
* BoQ is limited to 17*MW. (2*MW added as buffer).
* 102xSwitches & 10xDirectly connected fixed services will be migrated in 15*MW within 3 months.
* CR Management / PIP will be under Cisco responsibility.
Service Type | Ports
Switches | 102
Directly Connected Fixed Services | 10
Total Ports | 112

## vRR Server Replacement
PN | Description | Price | Qty | Total Price
Services | Installation, testing, Acceptance, migration | 90000 | 1 | 90000
90000
* 2 vRR in 3 regions; 6 live deployments. 2 will be installed in lab and 1 will handed over to operations as spare.
* Dismantled 9xSN7 servers will be collected by Nokia.
* Replacement PIP will be shared.