## Executive Dashboard
GIS NETWORK INFRASTRUCTURE — EXECUTIVE DASHBOARD
Site Database Overview ¦ AUH • AAN • DXB • NE • WR ¦ January 2024 |  |  | 5G Network Penetration: | 80.04%
6256 |  | 5007 | 6208 | 6221
TOTAL SITES |  | 5G ON-AIR | 4G ON-AIR | 3G ON-AIR
REGIONAL SITE DISTRIBUTION
Region | Total Sites |  |  |  | Region | Total Sites | 5G On-Air | 4G On-Air | 3G On-Air
AAN | 739 |  |  |  | Al Ain (AAN) | 739 | 551 | 738 | 738
AUH | 1400 |  |  |  | Abu Dhabi (AUH) | 1400 | 1179 | 1386 | 1393
DXB | 1911 |  |  |  | Dubai (DXB) | 1911 | 1726 | 1900 | 1886
NE | 1714 |  |  |  | Northern Emirates (NE) | 1714 | 1347 | 1706 | 1714
WR | 492 |  |  |  | Western Region (WR) | 492 | 204 | 478 | 490
[5 empty] | TOTAL | 6256 | 5007 | 6208 | 6221
TECHNOLOGY & VENDOR ANALYSIS |  |  |  |  | 5G PENETRATION BY REGION
Technology Stack | Sites |  |  |  | Region | Total Sites | 5G On-Air | 5G Penetration | Gap to 100%
2G+3G+4G+5G | 2476 |  |  |  | Al Ain (AAN) | 739 | 551 | 74.56% | 188
3G+4G+5G | 2503 |  |  |  | Abu Dhabi (AUH) | 1400 | 1179 | 84.21% | 221
3G+4G | 791 |  |  |  | Dubai (DXB) | 1911 | 1726 | 90.32% | 185
2G+3G+4G | 414 |  |  |  | Northern Emirates (NE) | 1714 | 1347 | 78.59% | 367
4G+5G | 26 |  |  |  | Western Region (WR) | 492 | 204 | 41.46% | 288
3G | 31 |  |  |  | TOTAL | 6256 | 5007 | 80.04% | 1249
2G+3G | 8
Other | 7
VENDOR DISTRIBUTION |  |  |  |  | SITE INFRASTRUCTURE MIX
Vendor | Sites | % Share |  |  | Site Category | Sites | % Share
Huawei | 2749 | 43.94% |  |  | Greenfield | 2676 | 42.77%
Nokia | 1736 | 27.75% |  |  | Rooftop | 1410 | 22.54%
Nokia/Huawei | 884 | 14.13% |  |  | Site Sharing | 1691 | 27.03%
Ericsson | 364 | 5.818% |  |  | Capex (du/ET) | 194 | 3.101%
Nokia/Ericsson | 374 | 5.978% |  |  | Other (RDU, Pole, etc.) | 285 | 4.556%
Other | 149 | 2.382%
Data Source: GIS Master Site Database ¦ Report Date: January 2024 ¦ Confidential

## Master Sheet
Sitecode | Key | Region | 2G logical ID | 3G logical ID | 4G logical ID | 5G Logical ID | 2G Site Status | 3G Site Status | 4G Site Status | 5G Status | 3G Scope | Purpose | Latitude | Longitude | Vendor | Site Type-1 | Passive Structure - Sharing Vs Non Sharing | Site Type | Structure Owner | Sharing Model | Site Model | Technology | Cabinet Type | 2CC/3CC | 4T4R | 3G Configuration | LTE Configuration | 5G Configuration (ICC/2CC/3CC) | Zone ID | Antenna Height | Count of 3G/4G RRU | Count of 5G RRU | 5G Band Information (N41/N78/N41+N78) | Count of SRAN Antennas | Count of 5G Antennas | Splitter(Y/N) | Scope | CW PO | CW contractor | Plot Size | Structure Type | Structure Supplier | Equipment Room Type | CW Status | Power source | Power Status | 2G Status | 3G 2100 Status | 3G 900 Status | 4G 800 Status | 4G 1800 Status | Transmission Media | Number of MW dishes on site | Configuration | Antenna Type 1 | Antenna Type 2 | Antenna Type 3 | Antenna Type 4 | Antenna Type 5 | Antenna Type 6 | Feeder type | MW 1 | MW 2 | MW 3 | MW 4 | MW 5 | MW 6 | TRS Media | Device Name | Height | Structure Type | Remarks
AAC4348 | Site 5916 | AAN | AAC4348 | AAC4348 | AAC4348 | AACNR4348 | On Air | On Air | On Air | On Air | 2009 | Permanent | 24.1831 | 55.3201 | Nokia/Ericsson | Outdoor | EITC Passive Infrastructure | Greenfield | Outdoor Green field-du Owned | Du Solo | RDU | 2G+3G+4G+5G | Enclosure6130 | 4CC | 4T4R | U2100 + U900 | L1800 (F1+F2) + L800 + L2100 | 1CC | 8007100 | 28 | 5 | 3 | N41 | 3 | 3 | [32 empty] | IIB | AAC-4348-CSG-IXR-E-1 | 30 | #N/A | from data base
AAG6066 | Site 5917 | AAN |  | AAG6066 | AAG6066 | AAGNR6066 |  | On Air | On Air | On Air | 2015-07-23 | Permanent | 24.0845 | 55.7171 | Ericsson | Outdoor | EITC Passive Infrastructure | Greenfield | Outdoor Green field-du Owned | Du Solo | RDU | 3G+4G+5G | Enclosure6130 | 2CC | 4T4R | U2100 + U900 | L800 + L2100 | 1CC | 8002800 | 30 | 6 | 3 | N41 | 3 | 3 | [32 empty] | IIB | AAG-6066-CSG-IXR-E-1 | 30 | #N/A | from data base
AAG6068 | Site 5918 | AAN | AAG6068 | AAG6068 | AAG6068 | AAGNR6068 | On Air | On Air | On Air | On Air | 2015-11-04 | Permanent | 24.0613 | 55.7254 | Nokia/Ericsson | Outdoor | EITC Passive Infrastructure | Greenfield | Outdoor Green field-du Owned | Du Solo | RDU | 2G+3G+4G+5G | Enclosure6130 | 3CC | 4T4R | U2100 + U900 | L1800 (F1) + L800 + L2100 | 2CC | 8002800 | 29 | 6 | 3 | N78 | 3 | 3 | [32 empty] | IIB | AAG-6068-CSG-IXR-E-1 | 30 | #N/A | from data base
AAG6096 | Site 5919 | AAN |  | AAG6096 | AAG6096 | AAGNR6096 |  | On Air | On Air | On Air | 2009 | Permanent | 24.2324 | 55.7618 | Ericsson | Outdoor | EITC Passive Infrastructure | Greenfield | Outdoor Green field-du Owned- Light Pole | Du Solo | Mini-Tower | 3G+4G+5G | Enclosure6130 | 2CC | 4T4R | U2100 + U900 | L1800 (F1) + L2100 | 2CC | 8001800 | 15 | 5 | 3 | N78 | 3 | 3 | [32 empty] | IIB | AAG-6096-CSG-IXR-E-1
AAG6105 | Site 5920 | AAN |  | AAG6105 | AAG6105 |  |  | On Air | On Air |  | 2023 | Temporary | 24.301 | 55.1264 | Ericsson | Outdoor | EITC Passive Infrastructure | Greenfield | Outdoor Green field-du Owned |  | Monopole | 3G+4G | Enclosure6130 | 4CC | 4T4R | U2100 + U900 | L1800 (F1+F2) + L800 + L2100 |  | 8005700 | 30 | 6 |  |  | 3 | [33 empty] | MW | 0
AAG6032 | Site 5921 | AAN |  | AAG6032 | AAGL6032 | AAGNR6032 |  | On Air | On Air | On Air | 2015-05-25 | Permanent | 24.2458 | 55.7128 | Nokia/Ericsson | Outdoor | EITC Passive Infrastructure | Greenfield | Outdoor Green field-du Owned | Du Solo | RDU | 3G+4G+5G | BTS3900 | 3CC | 4T4R | U2100 + U900 | L1800 (F1) + L800 + L2100 | 2CC | 8000600 | 28 | 8 | 3 | N78 | 4 | 3 | [32 empty] | IIB | AAG-6032-CSG-IXR-E-1 | 30 | #N/A | from data base
AAN2005 | Site 5922 | AAN | AAN2005 | AAN2005 | AAN2005 | AANNR2005 | On Air | On Air | On Air | On Air | 2009 | Permanent | 24.1709 | 55.711 | Nokia/Ericsson | Outdoor | EITC Passive Infrastructure | Greenfield | Outdoor Green field-du Owned | DU Solo | Monopole | 2G+3G+4G+5G | Enclosure6130 | 4CC | 4T4R | U2100 + U900 | L1800 (F1+F2) + L800 + L2100 | 2CC | 8002500 | 28 | 6 | 3 | N78 | 3 | 3 | [32 empty] | IIB | AAN-2005-PREAGG-SR7-1 | 30 | #N/A | from data base
AAN2006 | Site 5923 | AAN | AAN2006 | AAN2006 | AAN2006 | AANNR2006 | Locked | On Air | On Air | On Air | 2009 | Permanent | 24.188 | 55.719 | Nokia/Ericsson | Outdoor | EITC Passive Infrastructure | Greenfield | Outdoor Green field-du Owned | Du Solo | Monopole | 2G+3G+4G+5G | Enclosure6130 | 3CC | 4T4R | U2100 + U900 | L1800 (F1) + L800 + L2100 | 2CC | 8002500 | 28 | 6 | 3 | N78 | 3 | 3 | [32 empty] | IIB | AAN-2006-PREAGG-SR7-1 | 30 | #N/A | from data base
AAN2009 | Site 5924 | AAN | AAN2009 | AAN2009 | AAN2009 | AANNR2009 | On Air | On Air | On Air | On Air | 2009 | Permanent | 24.1461 | 55.6898 | Nokia/Ericsson | Outdoor | EITC Passive Infrastructure | Greenfield | Outdoor Green field-du Owned | Du Solo | Monopole | 2G+3G+4G+5G | Enclosure6130 | 4CC | 4T4R | U2100 + U900 | L1800 (F1+F2) + L800 + L2100 | 2CC | 8002900 | 30 | 6 | 3 | N78 | 3 | 3 | [32 empty] | IIB | AAN-2009-PREAGG-SR7-1 | 30 | #N/A | from data base
AAN2012 | Site 5925 | AAN | AAN2012 | AAN2012 | AAN2012 | AANNR2012 | On Air | On Air | On Air | On Air | 2009 | Permanent | 24.1946 | 55.7911 | Nokia/Ericsson | Outdoor | EITC Passive Infrastructure | Greenfield | Outdoor Green field-du Owned | Du Solo | Monopole | 2G+3G+4G+5G | Enclosure6130 | 4CC | 4T4R | U2100 + U900 | L1800 (F1+F2) + L800 + L2100 | 2CC | 8001900 | 28 | 6 | 3 | N78 | 3 | 3 | [32 empty] | IIB | AAN-2012-CSG-SAR-X-1 | 30 | #N/A | from data base
AAN2015 | Site 5926 | AAN | AAN2015 | AAN2015 | AAN2015 | AANNR2015 | On Air | On Air | On Air | On Air | 2009 | Permanent | 24.181 | 55.7585 | Nokia/Ericsson | Outdoor | EITC Passive Infrastructure | Greenfield | Outdoor Green field-du Owned | Du Solo | Monopole | 2G+3G+4G+5G | Enclosure6130 | 4CC | 4T4R | U2100 + U900 | L1800 (F1+F2) + L800 + L2100 | 2CC | 8002400 | 30 | 6 | 3 | N78 | 3 | 3 | [32 empty] | IIB | AAN-2015-CSG-SAR-X-1 | 30 | #N/A | from data base
AAN2018 | Site 5927 | AAN | AAN2018 | AAN2018 | AAN2018 | AANNR2018 | On Air | On Air | On Air | On Air | 2009 | Permanent | 24.2009 | 55.7463 | Nokia/Ericsson | Outdoor | EITC Passive Infrastructure | Greenfield | Outdoor Green field-du Owned | DU Solo | Lattice Tower | 2G+3G+4G+5G | Enclosure6130 | 3CC | 4T4R | U2100 + U900 | L1800 (F1) + L800 + L2100 | 2CC | 8002400 | 33 | 6 | 3 | N78 | 3 | 3 | [32 empty] | IIB | AAN-2018-CSG-IXR-E-1 | 30 | #N/A | from data base
AAN2028 | Site 5928 | AAN | AAN2028 | AAN2028 | AAN2028 | AANNR2028 | On Air | On Air | On Air | On Air | 2009 | Permanent | 24.1504 | 55.6481 | Nokia/Ericsson | Outdoor | EITC Passive Infrastructure | Greenfield | Outdoor Green field-du Owned | Du Solo | Monopole | 2G+3G+4G+5G | Enclosure6130 | 3CC | 4T4R | U2100 + U900 | L1800 (F1) + L800 + L2100 | 1CC | 8003100 | 27 | 6 | 3 | N41 | 3 | 3 | [32 empty] | IIB | AAN-2028-CSG-ASR920-LD-1 | 30 | #N/A | from data base
AAN2029 | Site 5929 | AAN | AAN2029 | AAN2029 | AAN2029 | AANNR2029 | On Air | On Air | On Air | On Air | 2010-11-06 | Permanent | 24.1034 | 55.5884 | Nokia/Ericsson | Outdoor | EITC Passive Infrastructure | Greenfield | Outdoor Green field-du Owned | Du Solo | Lattice Tower | 2G+3G+4G+5G | Enclosure6130 | 2CC | 4T4R | U2100 + U900 | L800 + L2100 | 1CC | 8006400 | 40 | 6 | 3 | N41 | 3 | 3 | [32 empty] | IIB | AAN-2029-CSG-IXR-E-1 | 40 | #N/A | from data base
AAN2053 | Site 5930 | AAN | AAN2053 | AAN2053 | AAN2053 | AANNR2053 | On Air | On Air | On Air | On Air | 2009 | Permanent | 24.2168 | 55.4855 | Nokia/Ericsson | Outdoor | EITC Passive Infrastructure | Greenfield | Outdoor Green field-du Owned | Du Solo | Lattice Tower | 2G+3G+4G+5G | Enclosure6130 | 2CC | 4T4R | U2100 + U900 | L800 + L2100 | 1CC | 8006700 | 47 | 8 | 3 | N41 | 4 | 3 | Y | [31 empty] | IIB | AAN-5002-AGGR-SR12-1 + AAN-5002-AGGR-SR12-2 + + + + | 35 | #N/A | from data base
AAN2054 | Site 5931 | AAN | AAN2054 | AAN2054 | AAN2054 | AANNR2054 | On Air | On Air | On Air | On Air | 2009 | Permanent | 24.1646 | 55.2639 | Nokia/Ericsson | Outdoor | EITC Passive Infrastructure | Greenfield | Outdoor Green field-du Owned | Du Solo | Lattice Tower | 2G+3G+4G+5G | Enclosure6130 | 2CC | 4T4R | U2100 + U900 | L800 + L2100 | 1CC | 8007100 | 37 | 6 | 3 | N41 | 3 | 3 | [32 empty] | IIB | AAN-2054-CSG-IXR-E-1 | 50 | #N/A | from data base
AAN2062 | Site 5932 | AAN | AAN2062 | AAN2062 | AAN2062 | AANNR2062 | On Air | On Air | On Air | On Air | 2009 | Permanent | 24.196 | 55.7521 | Nokia/Ericsson | Outdoor | EITC Passive Infrastructure | Greenfield | Outdoor Green field-du Owned | Du Solo | Monopole | 2G+3G+4G+5G | Enclosure6130 | 4CC | 4T4R | U2100 + U900 | L1800 (F1+F2) + L800 + L2100 | 2CC | 8002400 | 27 | 6 | 3 | N78 | 3 | 3 | [32 empty] | IIB | AAN-2062-CSG-SAR-X-1 | 30 | #N/A | from data base
AAN2069 | Site 5933 | AAN | AAN2069 | AAN2069 | AAN2069 | AANNR2069 | On Air | On Air | On Air | On Air | 2009 | Permanent | 24.1372 | 55.707 | Nokia/Ericsson | Outdoor | EITC Passive Infrastructure | Greenfield | Outdoor Green field-du Owned | Du Solo | Monopole | 2G+3G+4G+5G | Enclosure6130 | 4CC | 4T4R | U2100 + U900 | L1800 (F1+F2) + L800 + L2100 | 2CC | 8002900 | 27 | 8 | 3 | N78 | 4 | 3 | [32 empty] | IIB | AAN-2069-CSG-IXR-E-1 | 30 | #N/A | from data base
AAN2071 | Site 5934 | AAN | AAN2071 | AAN2071 | AAN2071 | AANNR2071 | On Air | On Air | On Air | On Air | 2009 | Permanent | 24.1917 | 55.5354 | Nokia/Ericsson | Outdoor | EITC Passive Infrastructure | Greenfield | Outdoor Green field-du Owned | Du Solo | Monopole | 2G+3G+4G+5G | Enclosure6130 | 3CC | 4T4R | U2100 + U900 | L1800 (F1) + L800 + L2100 | 1CC | 8006500 | 25 | 6 | 3 | N41 | 3 | 3 | [32 empty] | OSN/IIB | AAN-2071-CSG-SAR-8-1 | 30 | #N/A | from data base
AAN2072 | Site 5935 | AAN | AAN2072 | AAN2072 | AAN2072 | AANNR2072 | On Air | On Air | On Air | On Air | 2009 | Permanent | 24.1218 | 55.7135 | Nokia/Ericsson | Outdoor | EITC Passive Infrastructure | Greenfield | Outdoor Green field-du Owned | Du Solo | Monopole | 2G+3G+4G+5G | Enclosure6130 | 3CC | 4T4R | U2100 + U900 | L1800 (F1) + L800 + L2100 | 2CC | 8003300 | 26 | 6 | 3 | N78 | 3 | 3 | [32 empty] | IIB | AAN-2072-CSG-ASR920-LD-1 | 30 | #N/A | from data base
AAN2073 | Site 5936 | AAN | AAN2073 | AAN2073 | AAN2073 | AANNR2073 | On Air | On Air | On Air | On Air | 2010-10-26 | Permanent | 24.0766 | 55.662 | Nokia/Ericsson | Outdoor | EITC Passive Infrastructure | Greenfield | Outdoor Green field-du Owned | Du Solo | Monopole | 2G+3G+4G+5G | Enclosure6130 | 4CC | 4T4R | U2100 + U900 | L1800 (F1+F2) + L800 + L2100 | 1CC | 8006600 | 28 | 6 | 3 | N41 | 3 | 3 | [32 empty] | IIB | AAN-2073-CSG-IXR-E-1 | 30 | #N/A | from data base
AAN2075 | Site 5937 | AAN | AAN2075 | AAN2075 | AAN2075 | AANNR2075 | On Air | On Air | On Air | On Air | 2009 | Permanent | 24.1496 | 55.738 | Nokia/Ericsson | Outdoor | EITC Passive Infrastructure | Greenfield | Outdoor Green field-du Owned | Du Solo | Monopole | 2G+3G+4G+5G | Enclosure6130 | 3CC | 4T4R | U2100 + U900 | L1800 (F1) + L800 + L2100 | 2CC | 8002400 | 28 | 6 | 3 | N78 | 3 | 3 | [32 empty] | IIB | AAN-2075-CSG-ASR920-LD-1 | 30 | #N/A | from data base
AAN2077 | Site 5938 | AAN | AAN2077 | AAN2077 | AAN2077 | AANNR2077 | On Air | On Air | On Air | On Air | 2009 | Permanent | 24.1796 | 55.7429 | Nokia/Ericsson | Outdoor | EITC Passive Infrastructure | Greenfield | Outdoor Green field-du Owned | Du Solo | Monopole | 2G+3G+4G+5G | Enclosure6130 | 3CC | 4T4R | U2100 + U900 | L1800 (F1) + L800 + L2100 | 2CC | 8002600 | 26 | 6 | 3 | N78 | 3 | 3 | [32 empty] | MW | 0 | 30 | #N/A | from data base
AAN2080 | Site 5939 | AAN | AAN2080 | AAN2080 | AAN2080 | AANNR2080 | On Air | On Air | On Air | On Air | 2009 | Permanent | 24.1792 | 55.7708 | Nokia/Ericsson | Outdoor | EITC Passive Infrastructure | Greenfield | Outdoor Green field-du Owned | Du Solo | Lattice Tower | 2G+3G+4G+5G | Enclosure6130 | 4CC | 4T4R | U2100 + U900 | L1800 (F1+F2) + L800 + L2100 | 2CC | 8002400 | 38 | 6 | 3 | N78 | 3 | 3 | [32 empty] | IIB | AAN-2080-CSG-ASR920-LD-1 | 40 | #N/A | from data base
AAN2084 | Site 5940 | AAN | AAN2084 | AAN2084 | AAN2084 | AANNR2084 | On Air | On Air | On Air | On Air | 2009 | Permanent | 24.1723 | 55.6749 | Nokia/Ericsson | Outdoor | EITC Passive Infrastructure | Greenfield | Outdoor Green field-du Owned | Du Solo | Monopole | 2G+3G+4G+5G | Enclosure6130 | 3CC | 4T4R | U2100 + U900 | L1800 (F1) + L800 + L2100 | 2CC | 8003000 | 27 | 6 | 3 | N78 | 3 | 3 | [32 empty] | IIB | AAN-2084-CSG-SAR-X-1 | 30 | #N/A | from data base
AAN2085 | Site 5941 | AAN | AAN2085 | AAN2085 | AAN2085 | AANNR2085 | On Air | On Air | On Air | On Air | 2009 | Permanent | 24.1294 | 55.682 | Nokia/Ericsson | Outdoor | EITC Passive Infrastructure | Greenfield | Outdoor Green field-du Owned | Du Solo | Monopole | 2G+3G+4G+5G | Enclosure6130 | 4CC | 4T4R | U2100 + U900 | L1800 (F1+F2) + L800 + L2100 | 2CC | 8002900 | 28 | 6 | 3 | N78 | 3 | 3 | [32 empty] | IIB | AAN-2085-CSG-SAR-X-1 | 30 | #N/A | from data base
AAN2086 | Site 5942 | AAN | AAN2086 | AAN2086 | AAN2086 | AANNR2086 | On Air | On Air | On Air | On Air | 2009 | Permanent | 24.1992 | 55.4343 | Nokia/Ericsson | Outdoor | EITC Passive Infrastructure | Greenfield | Outdoor Green field-du Owned | Du Solo | Lattice Tower | 2G+3G+4G+5G | Enclosure6130 | 4CC | 4T4R | U2100 + U900 | L1800 (F1+F2) + L800 + L2100 | 1CC | 8006700 | 41 | 6 | 3 | N41 | 3 | 3 | [32 empty] | IIB | AAN-2086-CSG-ASR920-LD-1 | 40 | #N/A | from data base
AAN2087 | Site 5943 | AAN | AAN2087 | AAN2087 | AAN2087 | AANNR2087 | On Air | On Air | On Air | On Air | 2009 | Permanent | 24.202337 | 55.7317 | Nokia/Ericsson | Outdoor | EITC Passive Infrastructure | Greenfield | Outdoor Green field-du Owned | Du Solo | Monopole | 2G+3G+4G+5G | Enclosure6130 | 3CC | 4T4R | U2100 + U900 | L1800 (F1) + L800 + L2100 | 2CC | 8002500 | 28 | 6 | 3 | N78 | 3 | 3 | [32 empty] | IIB | AAN-2087-CSG-IXR-E-1 | 30 | #N/A | from data base
AAN2088 | Site 5944 | AAN | AAN2088 | AAN2088 | AAN2088 | AANNR2088 | On Air | On Air | On Air | On Air | 2009 | Permanent | 24.1531 | 55.8124 | Nokia/Ericsson | Outdoor | EITC Passive Infrastructure | Greenfield | Outdoor Green field-du Owned | Du Solo | Monopole | 2G+3G+4G+5G | Enclosure6130 | 4CC | 4T4R | U2100 + U900 | L1800 (F1+F2) + L800 + L2100 | 1CC | 8002200 | 27 | 6 | 3 | N41 | 3 | 3 | [32 empty] | IIB | AAN-2088-PREAGG-SR7-1 | 30 | #N/A | from data base
AAN2096 | Site 5945 | AAN | AAN2096 | AAN2096 | AAN2096 | AANNR2096 | On Air | On Air | On Air | On Air | 2009 | Permanent | 24.1674 | 55.1179 | Nokia/Ericsson | Outdoor | EITC Passive Infrastructure | Greenfield | Outdoor Green field-du Owned | Du Solo | Lattice Tower | 2G+3G+4G+5G | Enclosure6130 | 4CC | 4T4R | U2100 + U900 | L1800 (F1+F2) + L800 + L2100 | 1CC | 8007300 | 40 | 8 | 3 | N41 | 4 | 3 | [32 empty] | IIB | AAN-2096-CSG-IXR-E-1 | 45 | #N/A | from data base
AAN2098 | Site 5946 | AAN | AAN2098 | AAN2098 | AAN2098 | AANNR2098 | On Air | On Air | On Air | On Air | 2009 | Permanent | 24.191 | 55.3535 | Nokia/Ericsson | Outdoor | EITC Passive Infrastructure | Greenfield | Outdoor Green field-du Owned | Du Solo | Lattice Tower | 2G+3G+4G+5G | Enclosure6130 | 4CC | 4T4R | U2100 + U900 | L1800 (F1+F2) + L800 + L2100 | 1CC | 8007100 | 43 | 6 | 3 | N41 | 3 | 3 | [32 empty] | OSN/IIB | AAN-2098-CSG-SAR-8-1 | 50 | #N/A | from data base
AAN2200 | Site 5947 | AAN |  | AAN2200 | AAN2200 | AANNR2200 |  | On Air | On Air | On Air | 2017-08-13 | Permanent | 23.631 | 55.561 | Ericsson | Outdoor | EITC Passive Infrastructure | Greenfield | Outdoor Green field-du Owned | Du Solo | Monopole | 3G+4G+5G | Enclosure6130 | 2CC | 4T4R | U2100 + U900 | L800 + L2100 | 1CC | 8009300 | 33 | 6 | 3 | N41 | 3 | 3 | [32 empty] | MW | 0 | 35 | #N/A | from data base
AAN2250 | Site 5948 | AAN | AAN2250 | AAN2250 | AAN2250 | AANNR2250 | On Air | On Air | On Air | On Air | 2009 | Permanent | 24.1872 | 55.7371 | Nokia/Ericsson | Outdoor | EITC Passive Infrastructure | Greenfield | Outdoor Green field-du Owned | Du Solo | Monopole | 2G+3G+4G+5G | Enclosure6130 | 3CC | 4T4R | U2100 + U900 | L1800 (F1) + L800 + L2100 | 2CC | 8002500 | 28 | 6 | 3 | N78 | 3 | 3 | [32 empty] | IIB | AAN-2250-CSG-ASR920-LD-1 | 30 | #N/A | from data base
AAN2252 | Site 5949 | AAN | AAN2252 | AAN2252 | AAN2252 | AANNR2252 | On Air | On Air | On Air | On Air | 2009 | Permanent | 24.1884 | 55.7636 | Nokia/Ericsson | Outdoor | EITC Passive Infrastructure | Greenfield | Outdoor Green field-du Owned | Du Solo | Monopole | 2G+3G+4G+5G | Enclosure6130 | 4CC | 4T4R | U2100 + U900 | L1800 (F1+F2) + L800 + L2100 | 2CC | 8002400 | 28 | 6 | 3 | N78 | 3 | 3 | [32 empty] | IIB | AAN-2252-CSG-SAR-X-1 | 30 | #N/A | from data base
AAN2253 | Site 5950 | AAN |  | AAN2253 | AAN2253 | AANNR2253 |  | On Air | On Air | On Air | 2009 | Permanent | 24.2219 | 55.7457 | Ericsson | Outdoor | Site Sharing | Site Sharing | Outdoor Site Sharing-Etisalat Owned | SS Opex | Site Share | 3G+4G+5G | Enclosure6130 | 4CC | 4T4R | U2100 + U900 | L1800 (F1+F2) + L800 + L2100 | 2CC | 8001500 | 19 | 6 | 3 | N78 | 3 | 3 | [32 empty] | IIB | AAN-2253-CSG-SAR-X-1 | 23 | PalmTree
AAN2256 | Site 5951 | AAN | AAN2256 | AAN2256 | AAN2256 | AANNR2256 | On Air | On Air | On Air | On Air | 2009 | Permanent | 24.1592 | 55.6979 | Nokia/Ericsson | Outdoor | EITC Passive Infrastructure | Greenfield | Outdoor Green field-du Owned | DU Solo | Monopole | 2G+3G+4G+5G | Enclosure6130 | 4CC | 4T4R | U2100 + U900 | L1800 (F1+F2) + L800 + L2100 | 2CC | 8002900 | 26 | 8 | 3 | N78 | 4 | 3 | [32 empty] | IIB | AAN-2256-CSG-SAR-X-1 | 30 | #N/A | from data base
AAN2262 | Site 5952 | AAN | AAN2262 | AAN2262 | AAN2262 | AANNR2262 | On Air | On Air | On Air | On Air | 2009 | Permanent | 24.1131 | 55.7496 | Nokia/Ericsson | Outdoor | Site Sharing | Site Sharing | Outdoor Site Sharing-Etisalat Owned | SS Opex | SS - Lattice Tower | 2G+3G+4G+5G | Enclosure6130 | 3CC | 4T4R | U2100 + U900 | L1800 (F1) + L800 + L2100 | 2CC | 8002700 | 35 | 6 | 3 | N78 | 3 | 3 | [32 empty] | IIB | AAN-2262-CSG-IXR-E-1 | 35 | Monopole | sharing site/ from data base
AAN2263 | Site 5953 | AAN | AAN2263 | AAN2263 | AAN2263 |  | On Air | On Air | On Air |  | 2009 | Permanent | 24.1044 | 55.7408 | Nokia/Ericsson | Outdoor | Site Sharing | Site Sharing | Outdoor Site Sharing-Etisalat Owned | SS Opex | SS - Lattice Tower | 2G+3G+4G | Enclosure6130 | 3CC | 4T4R | U2100 + U900 | L1800 (F1) + L800 + L2100 |  | 8002700 | 25 | 6 |  |  | 3 | [33 empty] | MW | 0 | 30 | Monopole | sharing site/ from data base
AAN2264 | Site 5954 | AAN | AAN2264 | AAN2264 | AAN2264 | AANNR2264 | On Air | On Air | On Air | On Air | 2010-12-11 | Permanent | 24.0582 | 55.7255 | Nokia/Ericsson | Outdoor | EITC Passive Infrastructure | Greenfield | Outdoor Green field-du Owned | Du Solo | Lattice Tower | 2G+3G+4G+5G | Enclosure6130 | 3CC | 4T4R | U2100 + U900 | L1800 (F1) + L800 + L2100 | 2CC | 8002800 | 25 | 6 | 3 | N78 | 3 | 3 | [32 empty] | IIB | AAN-2264-CSG-IXR-E-1 | 45 | #N/A | from data base
AAN2265 | Site 5955 | AAN | AAN2265 | AAN2265 | AAN2265 | AANNR2265 | On Air | On Air | On Air | On Air | 2010-10-26 | Permanent | 23.9946 | 55.5729 | Nokia/Ericsson | Outdoor | EITC Passive Infrastructure | Greenfield | Outdoor Green field-du Owned | Du Solo | Lattice Tower | 2G+3G+4G+5G | Enclosure6130 | 4CC | 4T4R | U2100 + U900 | L1800 (F1+F2) + L800 + L2100 | 1CC | 8008500 | 54 | 6 | 3 | N41 | 3 | 3 | [32 empty] | IIB | AAN-2265-PREAGG-SR7-1 | 55 | #N/A | from data base
AAN2266 | Site 5956 | AAN | AAN2266 | AAN2266 | AAN2266 | AANNR2266 | On Air | On Air | On Air | On Air | 2010-10-26 | Permanent | 23.9423 | 55.4779 | Nokia/Ericsson | Outdoor | EITC Passive Infrastructure | Greenfield | Outdoor Green field-du Owned | Du Solo | Lattice Tower | 2G+3G+4G+5G | Enclosure6130 | 4CC | 4T4R | U2100 + U900 | L1800 (F1+F2) + L800 + L2100 | 1CC | 8008500 | 59 | 6 | 3 | N41 | 3 | 3 | [32 empty] | IIB | AAN-2266-CSG-ASR920-LD-1 | 55 | #N/A | from data base
AAN2267 | Site 5957 | AAN | AAN2267 | AAN2267 | AAN2267 | AANNR2267 | On Air | On Air | On Air | On Air | 2010-10-27 | Permanent | 23.8628 | 55.521 | Nokia/Ericsson | Outdoor | EITC Passive Infrastructure | Greenfield | Outdoor Green field-du Owned | Du Solo | Lattice Tower | 2G+3G+4G+5G | Enclosure6130 | 4CC | 4T4R | U2100 + U900 | L1800 (F1+F2) + L800 + L2100 | 1CC | 8008900 | 55 | 6 | 3 | N41 | 3 | 3 | [32 empty] | IIB | AAN-2267-CSG-ASR920-LD-1 | 55 | #N/A | from data base
AAN2268 | Site 5958 | AAN | AAN2268 | AAN2268 | AAN2268 | AANNR2268 | On Air | On Air | On Air | On Air | 2010-10-27 | Permanent | 23.7534 | 55.526 | Nokia/Ericsson | Outdoor | EITC Passive Infrastructure | Greenfield | Outdoor Green field-du Owned | Du Solo | Lattice Tower | 2G+3G+4G+5G | Enclosure6130 | 2CC | 4T4R | U2100 + U900 | L800 + L2100 | 1CC | 8009300 | 56 | 6 | 3 | N41 | 3 | 3 | [32 empty] | MW | 0 | 55 | #N/A | from data base
AAN2269 | Site 5959 | AAN | AAN2269 | AAN2269 | AAN2269 |  | On Air | On Air | On Air |  | 2009 | Permanent | 23.6385 | 55.566 | Nokia/Ericsson | Outdoor | Site Sharing | Site Sharing | Outdoor Site Sharing-Etisalat Owned | SS Opex | SS - Lattice Tower | 2G+3G+4G | Enclosure6130 | 4CC | 4T4R | U2100 + U900 | L1800 (F1+F2) + L800 + L2100 |  | 8009300 | 66 | 6 |  |  | 3 | [33 empty] | MW | 0 | 120 | LatticeTower | sharing site/ from data base
AAN2270 | Site 5960 | AAN | AAN2270 | AAN2270 | AAN2270 | AANNR2270 | On Air | On Air | On Air | On Air | 2010-10-27 | Permanent | 23.5403 | 55.4962 | Nokia/Ericsson | Outdoor | EITC Passive Infrastructure | Greenfield | Outdoor Green field-du Owned | Du Solo | Lattice Tower | 2G+3G+4G+5G | Enclosure6130 | 2CC | 4T4R | U2100 + U900 | L800 + L2100 | 1CC | 8009300 | 44 | 6 | 3 | N41 | 3 | 3 | [32 empty] | MW | 0 | 45 | #N/A | from data base
AAN2271 | Site 5961 | AAN | AAN2271 | AAN2271 | AAN2271 |  | On Air | On Air | On Air |  | 2009 | Permanent | 23.399 | 55.4231 | Nokia/Ericsson | Outdoor | Site Sharing | Site Sharing | Outdoor Site Sharing-Etisalat Owned | SS Opex | SS - Lattice Tower | 2G+3G+4G | Enclosure6130 | 2CC | 4T4R | U2100 + U900 | L800 + L2100 |  | 8009500 | 70 | 6 |  |  | 3 | [33 empty] | MW | 0 | 115 | LatticeTower | sharing site/ from data base
AAN2272 | Site 5962 | AAN | AAN2272 | AAN2272 | AAN2272 |  | On Air | On Air | On Air |  | 2009 | Permanent | 23.3157 | 55.3571 | Nokia/Ericsson | Outdoor | EITC Passive Infrastructure | Greenfield | Outdoor Green field-du Owned | Du Solo | Lattice Tower | 2G+3G+4G | Enclosure6130 | 2CC | 4T4R | U2100 + U900 | L800 + L2100 |  | 8009500 | 73 | 6 |  |  | 3 | [33 empty] | MW | 0 | 70 | #N/A | from data base
AAN2273 | Site 5963 | AAN | AAN2273 | AAN2273 | AAN2273 |  | On Air | On Air | On Air |  | 2013-01-29 | Permanent | 23.4725 | 55.2967 | Nokia/Ericsson | Outdoor | Site Sharing | Site Sharing | Outdoor Site Sharing-Etisalat Owned | SS Opex | SS - Lattice Tower | 2G+3G+4G | Enclosure6130 | 2CC | 4T4R | U2100 + U900 | L800 + L2100 |  | 8009500 | 70 | 6 |  |  | 3 | [33 empty] | MW | 0 | 90 | LatticeTower | sharing site/ from data base
AAN2289 | Site 5964 | AAN | AAN2289 | AAN2289 | AAN2289 | AANNR2289 | On Air | On Air | On Air | On Air | 2009 | Permanent | 24.2044 | 55.8058 | Nokia/Ericsson | Outdoor | EITC Passive Infrastructure | Greenfield | Outdoor Green field-du Owned | Du Solo | Monopole | 2G+3G+4G+5G | Enclosure6130 | 3CC | 4T4R | U2100 + U900 | L1800 (F1) + L800 + L2100 | 2CC | 8001900 | 37 | 6 | 3 | N78 | 3 | 3 | [32 empty] | IIB | AAN-2289-CSG-ASR920-LD-1 | 40 | #N/A | from data base
AAN2290 | Site 5965 | AAN | AAN2290 | AAN2290 | AAN2290 | AANNR2290 | On Air | On Air | On Air | On Air | 2010-11-13 | Permanent | 24.192 | 55.7572 | Nokia/Ericsson | Outdoor | EITC Passive Infrastructure | Rooftop | RT-du Owned | Du Solo | Rooftop | 2G+3G+4G+5G | Enclosure6130 | 4CC | 4T4R | U2100 + U900 | L1800 (F1+F2) + L800 + L2100 | 2CC | 8002400 | 15 | 6 | 3 | N78 | 3 | 3 | [32 empty] | IIB | AAN-2290-CSG-SAR-X-1 | 3 | #N/A | Rooftop
AAN2291 | Site 5966 | AAN | AAN2291 | AAN2291 | AAN2291 | AANNR2291 | On Air | On Air | On Air | On Air | 2009 | Permanent | 24.1993 | 55.7575 | Nokia/Ericsson | Outdoor | EITC Passive Infrastructure | Rooftop | RT-du Owned | Du Solo | Rooftop | 2G+3G+4G+5G | Enclosure6130 | 4CC | 4T4R | U2100 + U900 | L1800 (F1+F2) + L800 + L2100 | 2CC | 8002400 | 13 | 6 | 3 | N78 | 3 | 3 | [32 empty] | IIB | AAN-2291-CSG-SAR-X-1 | 3 | #N/A | Rooftop
AAN2292 | Site 5967 | AAN | AAN2292 | AAN2292 | AAN2292 | AANNR2292 | On Air | On Air | On Air | On Air | 2009 | Permanent | 24.1958 | 55.7366 | Nokia/Ericsson | Outdoor | EITC Passive Infrastructure | Greenfield | Outdoor Green field-du Owned | DU Solo | Monopole | 2G+3G+4G+5G | Enclosure6130 | 3CC | 4T4R | U2100 + U900 | L1800 (F1) + L800 + L2100 | 2CC | 8002500 | 29 | 6 | 3 | N78 | 3 | 3 | [32 empty] | IIB | AAN-2292-CSG-ASR920-LD-1 | 30 | #N/A | from data base
AAN2296 | Site 5968 | AAN | AAN2296 | AAN2296 | AAN2296 | AANNR2296 | On Air | On Air | On Air | On Air | 2010-10-04 | Permanent | 24.2647 | 55.6813 | Nokia/Ericsson | Outdoor | Site Sharing | Site Sharing | Outdoor Site Sharing-Etisalat Owned | SS Opex | SS - Monopole | 2G+3G+4G+5G | BTS3900/Ultra 2G | 2CC | 4T4R | U2100 + U900 | L800 + L2100 | 1CC | 8000600 | 25 | 6 | 3 | N41 | 3 | 3 | [32 empty] | IIB | AAN-2296-CSG-ASR920-LD-1 | 60 | LatticeTower | sharing site/ from data base
AAN2300 | Site 5969 | AAN | AAN2300 | AAN2300 | AAN2300 | AANNR2300 | On Air | On Air | On Air | On Air | 2010-10-14 | Permanent | 24.1645 | 55.6826 | Nokia/Ericsson | Outdoor | EITC Passive Infrastructure | Greenfield | Outdoor Green field-du Owned | DU Solo | Monopole | 2G+3G+4G+5G | Enclosure6130 | 3CC | 4T4R | U2100 + U900 | L1800 (F1) + L800 + L2100 | 2CC | 8003000 | 27 | 6 | 3 | N78 | 3 | 3 | [32 empty] | IIB | AAN-2300-CSG-SAR-X-1 | 30 | #N/A | from data base
AAN2301 | Site 5970 | AAN | AAN2301 | AAN2301 | AAN2301 | AANNR2301 | On Air | On Air | On Air | On Air | 2009 | Permanent | 24.1384 | 55.6895 | Nokia/Ericsson | Outdoor | EITC Passive Infrastructure | Greenfield | Outdoor Green field-du Owned | DU Solo | Monopole | 2G+3G+4G+5G | Enclosure6130 | 4CC | 4T4R | U2100 + U900 | L1800 (F1+F2) + L800 + L2100 | 2CC | 8002900 | 37 | 6 | 3 | N78 | 3 | 3 | [32 empty] | IIB | AAN-2301-AGGR-SR7B-1 | 40 | #N/A | from data base
AAN2302 | Site 5971 | AAN | AAN2302 | AAN2302 | AAN2302 | AANNR2302 | Locked | On Air | On Air | On Air | 2009 | Permanent | 24.1122 | 55.709 | Nokia/Ericsson | Outdoor | EITC Passive Infrastructure | Greenfield | Outdoor Green field-du Owned | Du Solo | Monopole | 2G+3G+4G+5G | Enclosure6130 | 3CC | 4T4R | U2100 + U900 | L1800 (F1) + L800 + L2100 | 1CC | 8003300 | 38 | 6 | 3 | N41 | 3 | 3 | [32 empty] | IIB | AAN-2302-PREAGG-SR7-1 | 40 | #N/A | from data base
AAN2303 | Site 5972 | AAN | AAN2303 | AAN2303 | AAN2303 | AANNR2303 | On Air | On Air | On Air | On Air | 2009 | Permanent | 24.0939 | 55.7183 | Nokia/Ericsson | Outdoor | Site Sharing | Site Sharing | Outdoor Site Sharing-Etisalat Owned | SS Opex | SS - Monopole | 2G+3G+4G+5G | Enclosure6130 | 2CC | 4T4R | U2100 + U900 | L800 + L2100 | 1CC | 8002800 | 35 | 6 | 3 | N41 | 3 | 3 | [32 empty] | IIB | AAN-2303-CSG-IXR-E-1 | 40 | Monopole | sharing site/ from data base
AAN2304 | Site 5973 | AAN | AAN2304 | AAN2304 | AAN2304 | AANNR2304 | On Air | On Air | On Air | On Air | 2009 | Permanent | 24.1505 | 55.8292 | Nokia/Ericsson | Outdoor | EITC Passive Infrastructure | Greenfield | Outdoor Green field-du Owned | DU Solo | Lattice Tower | 2G+3G+4G+5G | Enclosure6130 | 4CC | 4T4R | U2100 + U900 | L1800 (F1+F2) + L800 + L2100 | 1CC | 8002200 | 39 | 8 | 3 | N41 | 4 | 3 | [32 empty] | IIB | AAN-2304-CSG-SAR-X-1 | 45 | #N/A | from data base
AAN2305 | Site 5974 | AAN | AAN2305 | AAN2305 | AAN2305 | AANNR2305 | On Air | On Air | On Air | On Air | 2009 | Permanent | 24.1122 | 55.8225 | Nokia/Ericsson | Outdoor | EITC Passive Infrastructure | Greenfield | Outdoor Green field-du Owned | Du Solo | Lattice Tower | 2G+3G+4G+5G | Enclosure6130 | 3CC | 4T4R | U2100 + U900 | L1800 (F1) + L800 + L2100 | 1CC | 8002300 | 42 | 6 | 3 | N41 | 3 | 3 | [32 empty] | IIB | AAN-2305-AGGR-SR7B-1 | 45 | #N/A | from data base
AAN2306 | Site 5975 | AAN | AAN2306 | AAN2306 | AAN2306 | AANNR2306 | On Air | On Air | On Air | On Air | 2009 | Permanent | 24.0766 | 55.8403 | Nokia/Ericsson | Outdoor | EITC Passive Infrastructure | Greenfield | Outdoor Green field-du Owned | DU Solo | Monopole | 2G+3G+4G+5G | Enclosure6130 | 3CC | 4T4R | U2100 + U900 | L1800 (F1) + L800 + L2100 | 1CC | 8008100 | 39 | 6 | 3 | N41 | 3 | 3 | [32 empty] | IIB | AAN-2306-CSG-ASR920-LD-1 | 40 | #N/A | from data base
AAN2307 | Site 5976 | AAN | AAN2307 | AAN2307 | AAN2307 | AANNR2307 | On Air | On Air | On Air | On Air | 2009 | Permanent | 24.0466 | 55.8435 | Nokia/Ericsson | Outdoor | EITC Passive Infrastructure | Greenfield | Outdoor Green field-du Owned | DU Solo | Monopole | 2G+3G+4G+5G | Enclosure6130 | 3CC | 4T4R | U2100 + U900 | L1800 (F1) + L800 + L2100 | 1CC | 8008300 | 37 | 6 | 3 | N41 | 3 | 3 | [32 empty] | IIB | AAN-2307-CSG-ASR920-LD-1 | 40 | #N/A | from data base
AAN2308 | Site 5977 | AAN | AAN2308 | AAN2308 | AAN2308 | AANNR2308 | On Air | On Air | On Air | On Air | 2009 | Permanent | 24.0788 | 55.8674 | Nokia/Ericsson | Outdoor | EITC Passive Infrastructure | Greenfield | Outdoor Green field-du Owned | DU Solo | Monopole | 2G+3G+4G+5G | Enclosure6130 | 3CC | 4T4R | U2100 + U900 | L1800 (F1) + L800 + L2100 | 1CC | 8008100 | 39 | 6 | 3 | N41 | 3 | 3 | [32 empty] | IIB | AAN-2308-CSG-SAR-X-1 | 40 | #N/A | from data base
AAN2309 | Site 5978 | AAN | AAN2309 | AAN2309 | AAN2309 | AANNR2309 | On Air | On Air | On Air | On Air | 2009 | Permanent | 24.098 | 55.9002 | Nokia/Ericsson | Outdoor | EITC Passive Infrastructure | Greenfield | Outdoor Green field-du Owned | Du Solo | Monopole | 2G+3G+4G+5G | Enclosure6130 | 3CC | 4T4R | U2100 + U900 | L1800 (F1) + L800 + L2100 | 1CC | 8007900 | 39 | 6 | 3 | N41 | 3 | 3 | [32 empty] | IIB | AAN-2309-CSG-ASR920-LD-1 | 40 | #N/A | from data base
AAN2310 | Site 5979 | AAN | AAN2310 | AAN2310 | AAN2310 | AANNR2310 | On Air | On Air | On Air | On Air | 2010-10-28 | Permanent | 24.1455 | 54.9141 | Nokia/Ericsson | Outdoor | EITC Passive Infrastructure | Greenfield | Outdoor Green field-du Owned | Du Solo | Lattice Tower | 2G+3G+4G+5G | Enclosure6130 | 4CC | 4T4R | U2100 + U900 | L1800 (F1+F2) + L800 + L2100 | 1CC | 8007500 | 55 | 6 | 3 | N41 | 3 | 3 | [32 empty] | IIB | AAN-2310-CSG-IXR-E-1 | 30 | #N/A | from data base
AAN2312 | Site 5980 | AAN | AAN2312 | AAN2312 | AAN2312 | AANNR2312 | On Air | On Air | On Air | On Air | 2010-10-11 | Permanent | 24.1454 | 55.5525 | Nokia/Ericsson | Outdoor | EITC Passive Infrastructure | Greenfield | Outdoor Green field-du Owned | DU Solo | Monopole | 2G+3G+4G+5G | Enclosure6130 | 4CC | 4T4R | U2100 + U900 | L1800 (F1+F2) + L800 + L2100 | 1CC | 8001100 | 39 | 6 | 3 | N41 | 3 | 3 | [32 empty] | MW | 0 | 40 | #N/A | from data base
AAN2314 | Site 5981 | AAN | AAN2314 | AAN2314 | AAN2314 |  | On Air | On Air | On Air |  | 2010-11-13 | Permanent | 24.1776 | 55.4679 | Nokia/Ericsson | Outdoor | EITC Passive Infrastructure | Greenfield | Outdoor Green field-du Owned | Du Solo | Monopole | 2G+3G+4G | Enclosure6130 | 2CC | 4T4R | U2100 + U900 | L800 + L2100 |  | 8006700 | 38 | 6 |  |  | 3 | [33 empty] | MW | 0 | 40 | #N/A | from data base
AAN2315 | Site 5982 | AAN | AAN2315 | AAN2315 | AAN2315 | AANNR2315 | On Air | On Air | On Air | On Air | 2009 | Permanent | 24.1318 | 55.3094 | Nokia/Ericsson | Outdoor | Site Sharing | Site Sharing | Outdoor Site Sharing-Etisalat Owned | SS Opex | SS - Lattice Tower | 2G+3G+4G+5G | Enclosure6130 | 4CC | 4T4R | U2100 + U900 | L1800 (F1+F2) + L800 + L2100 | 1CC | 8007100 | 60 | 6 | 3 | N41 | 3 | 3 | [32 empty] | IIB | AAN-2315-CSG-IXR-E-1 | 90 | LatticeTower | sharing site/ from data base
AAN2316 | Site 5983 | AAN | AAN2316 | AAN2316 | AAN2316 |  | On Air | On Air | On Air |  | 2012-07-30 | Permanent | 24.1293 | 55.0936 | Nokia/Ericsson | Outdoor | Site Sharing | Site Sharing | Outdoor Site Sharing-Etisalat Owned | SS Opex | SS - Lattice Tower | 2G+3G+4G | Enclosure6130 | 4CC | 4T4R | U2100 + U900 | L1800 (F1+F2) + L800 + L2100 |  | 2430100 | 70 | 6 |  |  | 3 | [33 empty] | IIB | AAN-2316-CSG-SAR-X-1 | 90 | LatticeTower | sharing site/ from data base
AAN2317 | Site 5984 | AAN | AAN2317 | AAN2317 | AAN2317 |  | On Air | On Air | On Air |  | 2010-12-23 | Permanent | 24.2506 | 55.094 | Nokia/Ericsson | Outdoor | EITC Passive Infrastructure | Greenfield | Outdoor Green field-du Owned | DU Solo | Lattice Tower | 2G+3G+4G | Enclosure6130 | 2CC | 4T4R | U2100 + U900 | L800 + L2100 |  | 2430100 | 52 | 6 |  |  | 3 | [33 empty] | IIB | AAN-2317-CSG-IXR-E-1 | 60 | #N/A | from data base
AAN2319 | Site 5985 | AAN | AAN2319 | AAN2319 | AAN2319 | AANNR2319 | On Air | On Air | On Air | On Air | 2009 | Permanent | 24.0942 | 55.9142 | Nokia/Ericsson | Outdoor | EITC Passive Infrastructure | Greenfield | Outdoor Green field-du Owned | Du Solo | Lattice Tower | 2G+3G+4G+5G | Enclosure6130 | 4CC | 4T4R | U2100 + U900 | L1800 (F1+F2) + L800 + L2100 | 1CC | 8007900 | 35 | 8 | 3 | N41 | 4 | 3 | [32 empty] | IIB | AAN-2319-CSG-ASR920-LD-1 | 40 | #N/A | from data base
AAN2320 | Site 5986 | AAN | AAN2320 | AAN2320 | AAN2320 | AANNR2320 | On Air | On Air | On Air | On Air | 2009 | Permanent | 24.0887 | 55.8653 | Nokia/Ericsson | Outdoor | EITC Passive Infrastructure | Greenfield | Outdoor Green field-du Owned | DU Solo | Monopole | 2G+3G+4G+5G | Enclosure6130 | 3CC | 4T4R | U2100 + U900 | L1800 (F1) + L800 + L2100 | 1CC | 8008100 | 38 | 6 | 3 | N41 | 3 | 3 | [32 empty] | IIB | AAN-2320-CSG-SAR-8-1 | 40 | #N/A | from data base
AAN2321 | Site 5987 | AAN | AAN2321 | AAN2321 | AAN2321 | AANNR2321 | On Air | On Air | On Air | On Air | 2009 | Permanent | 24.0588 | 55.8401 | Nokia/Ericsson | Outdoor | EITC Passive Infrastructure | Greenfield | Outdoor Green field-du Owned | Du Solo | Monopole | 2G+3G+4G+5G | Enclosure6130 | 3CC | 4T4R | U2100 + U900 | L1800 (F1) + L800 + L2100 | 1CC | 8008300 | 38 | 6 | 3 | N41 | 3 | 3 | [32 empty] | IIB | AAN-2321-CSG-ASR920-LD-1 | 40 | #N/A | from data base
AAN2322 | Site 5988 | AAN | AAN2322 | AAN2322 | AAN2322 | AANNR2322 | On Air | On Air | On Air | On Air | 2009 | Permanent | 24.0953 | 55.8358 | Nokia/Ericsson | Outdoor | EITC Passive Infrastructure | Greenfield | Outdoor Green field-du Owned | DU Solo | Monopole | 2G+3G+4G+5G | Enclosure6130 | 3CC | 4T4R | U2100 + U900 | L1800 (F1) + L800 + L2100 | 1CC | 8008100 | 38 | 6 | 3 | N41 | 3 | 3 | [32 empty] | IIB | AAN-2322-CSG-SAR-X-1 | 40 | #N/A | from data base
AAN2323 | Site 5989 | AAN | AAN2323 | AAN2323 | AAN2323 | AANNR2323 | On Air | On Air | On Air | On Air | 2009 | Permanent | 24.1914 | 55.5206 | Nokia/Ericsson | Outdoor | EITC Passive Infrastructure | Greenfield | Outdoor Green field-du Owned | Du Solo | Monopole | 2G+3G+4G+5G | Enclosure6130 | 3CC | 4T4R | U2100 + U900 | L1800 (F1) + L800 + L2100 | 1CC | 8006500 | 40 | 6 | 3 | N41 | 3 | 3 | [32 empty] | IIB | AAN-2323-CSG-SAR-X-1 | 40 | #N/A | from data base
AAN2324 | Site 5990 | AAN | AAN2324 | AAN2324 | AAN2324 | AANNR2324 | On Air | On Air | On Air | On Air | 2009 | Permanent | 24.0862 | 55.839 | Nokia/Ericsson | Outdoor | EITC Passive Infrastructure | Greenfield | Outdoor Green field-du Owned | Du Solo | Monopole | 2G+3G+4G+5G | Enclosure6130 | 4CC | 4T4R | U2100 + U900 | L1800 (F1+F2) + L800 + L2100 | 1CC | 8008100 | 38 | 6 | 3 | N41 | 3 | 3 | [32 empty] | IIB | AAN-2324-CSG-SAR-X-1 | 40 | #N/A | from data base
AAN2326 | Site 5991 | AAN | AAN2326 | AAN2326 | AAN2326 |  | On Air | On Air | On Air |  | 2009 | Permanent | 24.1206 | 55.4058 | Nokia/Ericsson | Outdoor | Site Sharing | Site Sharing | Outdoor Site Sharing-Etisalat Owned | SS Opex | SS - Lattice Tower | 2G+3G+4G | Enclosure6130 | 2CC | 4T4R | U2100 + U900 | L800 + L2100 |  | 8007100 | 62 | 6 |  |  | 3 | [33 empty] | MW | 0 | 80 | LatticeTower | sharing site/ from data base
AAN2327 | Site 5992 | AAN | AAN2327 | AAN2327 | AAN2327 | AANNR2327 | On Air | On Air | On Air | On Air | 2009 | Permanent | 24.1368 | 55.8228 | Nokia/Ericsson | Outdoor | EITC Passive Infrastructure | Greenfield | Outdoor Green field-du Owned | DU Solo | Monopole | 2G+3G+4G+5G | Enclosure6130 | 4CC | 4T4R | U2100 + U900 | L1800 (F1+F2) + L800 + L2100 | 1CC | 8002200 | 38 | 6 | 3 | N41 | 3 | 3 | [32 empty] | IIB | AAN-2327-CSG-SAR-X-1 | 40 | #N/A | from data base
AAN2342 | Site 5993 | AAN | AAN2342 | AAN2342 | AAN2342 | AANNR2342 | On Air | On Air | On Air | On Air | 2009 | Permanent | 24.1513 | 55.7067 | Nokia/Ericsson | Outdoor | EITC Passive Infrastructure | Greenfield | Outdoor Green field-du Owned | DU Solo | Monopole | 2G+3G+4G+5G | Enclosure6130 | 3CC | 4T4R | U2100 + U900 | L1800 (F1) + L800 + L2100 | 2CC | 8002900 | 37 | 6 | 3 | N78 | 3 | 3 | [32 empty] | IIB | AAN-2342-CSG-SAR-X-1 | 40 | #N/A | from data base
AAN2343 | Site 5994 | AAN | AAN2343 | AAN2343 | AAN2343 | AANNR2343 | On Air | On Air | On Air | On Air | 2009 | Permanent | 24.1633 | 55.6603 | Nokia/Ericsson | Outdoor | EITC Passive Infrastructure | Greenfield | Outdoor Green field-du Owned | DU Solo | Monopole | 2G+3G+4G+5G | Enclosure6130 | 3CC | 4T4R | U2100 + U900 | L1800 (F1) + L800 + L2100 | 2CC | 8003100 | 38 | 6 | 3 | N78 | 3 | 3 | [32 empty] | IIB | AAN-2343-CSG-ASR920-LD-1 | 40 | #N/A | from data base
AAN2346 | Site 5995 | AAN | AAN2346 | AAN2346 | AAN2346 | AANNR2346 | On Air | On Air | On Air | On Air | 2009 | Permanent | 24.164 | 55.8102 | Nokia/Ericsson | Outdoor | Site Sharing | Site Sharing | Outdoor Site Sharing-Etisalat Owned | SS Opex | SS - Monopole | 2G+3G+4G+5G | Enclosure6130 | 4CC | 4T4R | U2100 + U900 | L1800 (F1+F2) + L800 + L2100 | 1CC | 8002200 | 25 | 6 | 3 | N41 | 3 | 3 | [32 empty] | IIB | AAN-2346-CSG-ASR920-LD-1 | 30 | Monopole | sharing site/ from data base
AAN2347 | Site 5996 | AAN | AAN2347 | AAN2347 | AAN2347 | AANNR2347 | On Air | On Air | On Air | On Air | 2009 | Permanent | 24.1786 | 55.2006 | Nokia/Ericsson | Outdoor | EITC Passive Infrastructure | Greenfield | Outdoor Green field-du Owned | Du Solo | Lattice Tower | 2G+3G+4G+5G | Enclosure6130 | 2CC | 4T4R | U2100 + U900 | L800 + L2100 | 1CC | 8007300 | 40 | 6 | 3 | N41 | 3 | 3 | [32 empty] | IIB | AAN-2347-CSG-IXR-E-1 | 40 | #N/A | from data base
AAN2348 | Site 5997 | AAN | AAN2348 | AAN2348 | AAN2348 |  | On Air | On Air | On Air |  | 2010-12-16 | Permanent | 24.2008 | 55.3369 | Nokia/Ericsson | Outdoor | Site Sharing | Site Sharing | Outdoor Site Sharing-Etisalat Owned | SS Opex | SS - Monopole | 2G+3G+4G | Enclosure6130 | 4CC | 4T4R | U2100 + U900 | L1800 (F1+F2) + L800 + L2100 |  | 8007100 | 33 | 6 |  |  | 3 | [33 empty] | IIB | AAN-2348-CSG-IXR-E-1 | 20 | Monopole | sharing site/ from data base
AAN2352 | Site 5998 | AAN | AAN2352 | AAN2352 | AAN2352 | AANNR2352 | On Air | On Air | On Air | On Air | 2009 | Permanent | 24.5086 | 55.4785 | Nokia/Ericsson | Outdoor | Site Sharing | Site Sharing | Outdoor Site Sharing-Etisalat Owned | SS Opex | SS - Monopole | 2G+3G+4G+5G | Enclosure6130 | 4CC | 4T4R | U2100 + U900 | L1800 (F1+F2) + L800 + L2100 | 1CC | 8005600 | 30 | 6 | 3 | N41 | 3 | 3 | [32 empty] | IIB | AAN-2352-CSG-ASR920-LD-1 | 35 | Monopole | sharing site/ from data base
AAN2383 | Site 5999 | AAN | AAN2383 | AAN2383 | AAN2383 | AANNR2383 | On Air | On Air | On Air | On Air | 2010-12-20 | Permanent | 23.4285 | 55.4105 | Nokia/Ericsson | Outdoor | Site Sharing | Site Sharing | Outdoor Site Sharing-Etisalat Owned | SS Opex | SS - Monopole | 2G+3G+4G+5G | Enclosure6130 | 2CC | 4T4R | U2100 + U900 | L800 + L2100 | 1CC | 8009500 | 37 | 6 | 3 | N41 | 3 | 3 | [32 empty] | MW | 0 | 40 | Monopole | sharing site/ from data base
AAN2384 | Site 6000 | AAN | AAN2384 | AAN2384 | AAN2384 |  | On Air | On Air | On Air |  | 2010-12-28 | Permanent | 24.0134 | 55.5618 | Nokia/Ericsson | Outdoor | Site Sharing | Site Sharing | Outdoor Site Sharing-Etisalat Owned | SS Opex | SS - Monopole | 2G+3G+4G | Enclosure6130 | 4CC | 4T4R | U2100 + U900 | L1800 (F1+F2) + L800 + L2100 |  | 8008500 | 25 | 6 |  |  | 3 | [33 empty] | IIB | AAN-2384-CSG-SAR-X-1 | 30 | Monopole | sharing site/ from data base
AAN2392 | Site 6001 | AAN | AAN2392 | AAN2392 | AAN2392 | AANNR2392 | On Air | On Air | On Air | On Air | 2010-10-05 | Permanent | 24.1735 | 55.0621 | Nokia/Ericsson | Outdoor | EITC Passive Infrastructure | Greenfield | Outdoor Green field-du Owned | Du Solo | Monopole | 2G+3G+4G+5G | Enclosure6130 | 2CC | 4T4R | U2100 + U900 | L800 + L2100 | 1CC | 8007300 | 39 | 6 | 3 | N41 | 3 | 3 | [32 empty] | IIB | AAN-2392-CSG-IXR-E-1 | 40 | #N/A | from data base
AAN2393 | Site 6002 | AAN | AAN2393 | AAN2393 | AAN2393 | AANNR2393 | On Air | On Air | On Air | On Air | 2009 | Permanent | 24.0934 | 55.101 | Nokia/Ericsson | Outdoor | EITC Passive Infrastructure | Greenfield | Outdoor Green field-du Owned | Du Solo | Lattice Tower | 2G+3G+4G+5G | Enclosure6130 | 4CC | 4T4R | U2100 + U900 | L1800 (F1+F2) + L800 + L2100 | 1CC | 8007300 | 56 | 8 | 3 | N41 | 4 | 3 | [32 empty] | MW | 0 | 60 | #N/A | from data base
AAN2394 | Site 6003 | AAN | AAN2394 | AAN2394 | AAN2394 |  | On Air | On Air | On Air |  | 2009 | Permanent | 24.0304 | 55.1079 | Nokia/Ericsson | Outdoor | Site Sharing | Site Sharing | Outdoor Site Sharing-Etisalat Owned | SS Opex | SS - Lattice Tower | 2G+3G+4G | Enclosure6130 | 2CC | 4T4R | U2100 + U900 | L800 + L2100 |  | 8007300 | 55 | 6 |  |  | 3 | [33 empty] | MW | 0 | 120 | LatticeTower | sharing site/ from data base
AAN2396 | Site 6004 | AAN | AAN2396 | AAN2396 | AAN2396 |  | On Air | On Air | On Air |  | 2009 | Permanent | 23.9825 | 55.1826 | Nokia/Ericsson | Outdoor | EITC Passive Infrastructure | Greenfield | Outdoor Green field-du Owned | Du Solo | Lattice Tower | 2G+3G+4G | Enclosure6130 | 2CC | 4T4R | U2100 + U900 | L800 + L2100 |  | 8007300 | 57 | 6 |  |  | 3 | [33 empty] | MW | 0 | 60 | #N/A | from data base
AAN2398 | Site 6005 | AAN | AAN2398 | AAN2398 | AAN2398 |  | On Air | On Air | On Air |  | 2009 | Permanent | 24.0061 | 55.4082 | Nokia/Ericsson | Outdoor | EITC Passive Infrastructure | Greenfield | Outdoor Green field-du Owned | Du Solo | Lattice Tower | 2G+3G+4G | Enclosure6130 | 2CC | 4T4R | U2100 + U900 | L800 + L2100 |  | 8007100 | 49 | 6 |  |  | 3 | [33 empty] | MW | 0 | 60 | #N/A | from data base
AAN2399 | Site 6006 | AAN | AAN2399 | AAN2399 | AAN2399 | AANNR2399 | On Air | On Air | On Air | On Air | 2010-10-26 | Permanent | 24.0404 | 55.6114 | Nokia/Ericsson | Outdoor | EITC Passive Infrastructure | Greenfield | Outdoor Green field-du Owned | DU Solo | Lattice Tower | 2G+3G+4G+5G | Enclosure6130 | 4CC | 4T4R | U2100 + U900 | L1800 (F1+F2) + L800 + L2100 | 1CC | 8006600 | 40 | 6 | 3 | N41 | 3 | 3 | [32 empty] | IIB | AAN-2399-PREAGG-SR7-1 | 40 | #N/A | from data base
AAN2400 | Site 6007 | AAN | AAN2400 | AAN2400 | AAN2400 | AANNR2400 | On Air | On Air | On Air | On Air | 2010-11-21 | Permanent | 24.1239 | 55.2073 | Nokia/Ericsson | Outdoor | EITC Passive Infrastructure | Greenfield | Outdoor Green field-du Owned | DU Solo | Lattice Tower | 2G+3G+4G+5G | Enclosure6130 | 4CC | 4T4R | U2100 + U900 | L1800 (F1+F2) + L800 + L2100 | 1CC | 8007300 | 56 | 6 | 3 | N41 | 3 | 3 | [32 empty] | IIB | AAN-2400-CSG-IXR-E-1 | 50 | #N/A | from data base
AAN2407 | Site 6008 | AAN | AAN2407 | AAN2407 | AAN2407 | AANNR2407 | On Air | On Air | On Air | On Air | 2010-10-26 | Permanent | 24.028 | 55.5401 | Nokia/Ericsson | Outdoor | EITC Passive Infrastructure | Greenfield | Outdoor Green field-du Owned | DU Solo | Monopole | 2G+3G+4G+5G | Enclosure6130 | 4CC | 4T4R | U2100 + U900 | L1800 (F1+F2) + L800 + L2100 | 1CC | 8006600 | 38 | 6 | 3 | N41 | 3 | 3 | [32 empty] | IIB | AAN-2407-CSG-SAR-X-1 | 40 | #N/A | from data base
AAN2408 | Site 6009 | AAN | AAN2408 | AAN2408 | AAN2408 |  | On Air | On Air | On Air |  | 2009 | Permanent | 23.8806 | 55.4038 | Nokia/Ericsson | Outdoor | Site Sharing | Site Sharing | Outdoor Site Sharing-Etisalat Owned | SS Opex | SS - Monopole | 2G+3G+4G | Enclosure6130 | 4CC | 4T4R | U2100 + U900 | L1800 (F1+F2) + L800 + L2100 |  | 8008600 | 36 | 6 |  |  | 3 | [33 empty] | MW | 0 | 40 | Monopole | sharing site/ from data base
AAN2409 | Site 6010 | AAN | AAN2409 | AAN2409 | AAN2409 | AANNR2409 | On Air | On Air | On Air | On Air | 2010-11-06 | Permanent | 23.8975 | 55.4661 | Nokia/Ericsson | Outdoor | EITC Passive Infrastructure | Greenfield | Outdoor Green field-du Owned | Du Solo | Lattice Tower | 2G+3G+4G+5G | Enclosure6130 | 2CC | 4T4R | U2100 + U900 | L800 + L2100 | 1CC | 8008600 | 38 | 6 | 3 | N41 | 3 | 3 | [32 empty] | IIB | AAN-2409-CSG-ASR920-LD-1 | 40 | #N/A | from data base
AAN2420 | Site 6011 | AAN | AAN2420 | AAN2420 | AAN2420 | AANNR2420 | Locked | On Air | On Air | On Air | 2010-11-08 | Permanent | 24.3107 | 55.4233 | Nokia/Ericsson | Outdoor | Site Sharing | Site Sharing | Outdoor Site Sharing-Etisalat Owned | SS Opex | SS - Lattice Tower | 2G+3G+4G+5G | Enclosure6130 | 4CC | 4T4R | U2100 + U900 | L1800 (F1+F2) + L800 + L2100 | 1CC | 8005700 | 50 | 6 | 3 | N41 | 3 | 3 | [32 empty] | IIB | AAN-2420-CSG-SAR-X-1 | 120 | LatticeTower | sharing site/ from data base
AAN2421 | Site 6012 | AAN | AAN2421 | AAN2421 | AAN2421 | AANNR2421 | On Air | On Air | On Air | On Air | 2012-07-14 | Permanent | 23.7064 | 55.5682 | Nokia/Ericsson | Outdoor | EITC Passive Infrastructure | Greenfield | Outdoor Green field-du Owned | DU Solo | Lattice Tower | 2G+3G+4G+5G | Enclosure6130 | 2CC | 4T4R | U2100 + U900 | L800 + L2100 | 1CC | 8009300 | 54 | 6 | 3 | N41 | 3 | 3 | [32 empty] | MW | 0 | 60 | #N/A | from data base
AAN2422 | Site 6013 | AAN | AAN2422 | AAN2422 | AAN2422 | AANNR2422 | On Air | On Air | On Air | On Air | 2010-10-27 | Permanent | 23.6429 | 55.5335 | Nokia/Ericsson | Outdoor | EITC Passive Infrastructure | Greenfield | Outdoor Green field-du Owned | DU Solo | Lattice Tower | 2G+3G+4G+5G | Enclosure6130 | 2CC | 4T4R | U2100 + U900 | L800 + L2100 | 1CC | 8009300 | 56 | 6 | 3 | N41 | 3 | 3 | [32 empty] | MW | 0 | 50 | #N/A | from data base
AAN2423 | Site 6014 | AAN | AAN2423 | AAN2423 | AAN2423 | AANNR2423 | On Air | On Air | On Air | On Air | 2010-10-27 | Permanent | 23.5887 | 55.5346 | Nokia/Ericsson | Outdoor | EITC Passive Infrastructure | Greenfield | Outdoor Green field-du Owned | Du Solo | Lattice Tower | 2G+3G+4G+5G | Enclosure6130 | 2CC | 4T4R | U2100 + U900 | L800 + L2100 | 1CC | 8009300 | 50 | 6 | 3 | N41 | 3 | 3 | [32 empty] | MW | 0 | 50 | #N/A | from data base
AAN2424 | Site 6015 | AAN | AAN2424 | AAN2424 | AAN2424 | AANNR2424 | On Air | On Air | On Air | On Air | 2010-12-26 | Permanent | 23.4184 | 55.4229 | Nokia/Ericsson | Outdoor | EITC Passive Infrastructure | Greenfield | Outdoor Green field-du Owned | Du Solo | Monopole | 2G+3G+4G+5G | Enclosure6130 | 2CC | 4T4R | U2100 + U900 | L800 + L2100 | 1CC | 8009500 | 29 | 8 | 3 | N41 | 4 | 3 | Y | [31 empty] | MW | 0 | 30 | #N/A | from data base
AAN2425 | Site 6016 | AAN | AAN2425 | AAN2425 | AAN2425 |  | On Air | On Air | On Air |  | 2010-12-28 | Permanent | 23.3991 | 55.4009 | Nokia/Ericsson | Outdoor | Site Sharing | Site Sharing | Outdoor Site Sharing-Etisalat Owned | SS Opex | SS - Monopole | 2G+3G+4G | Enclosure6130 | 2CC | 4T4R | U2100 + U900 | L800 + L2100 |  | 8009500 | 40 | 6 |  |  | 3 | [33 empty] | MW | 0 | 40 | Monopole | sharing site/ from data base
AAN2426 | Site 6017 | AAN | AAN2426 | AAN2426 | AAN2426 | AANNR2426 | Locked | On Air | On Air | On Air | 2010-10-27 | Permanent | 23.4875 | 55.4572 | Nokia/Ericsson | Outdoor | EITC Passive Infrastructure | Greenfield | Outdoor Green field-du Owned | DU Solo | Lattice Tower | 2G+3G+4G+5G | Enclosure6130 | 2CC | 4T4R | U2100 + U900 | L800 + L2100 | 1CC | 8009500 | 41 | 6 | 3 | N41 | 3 | 3 | [32 empty] | MW | 0 | 50 | #N/A | from data base
AAN2427 | Site 6018 | AAN | AAN2427 | AAN2427 | AAN2427 | AANNR2427 | On Air | On Air | On Air | On Air | 2009 | Permanent | 23.6323 | 55.5543 | Nokia/Ericsson | Outdoor | EITC Passive Infrastructure | Greenfield | Outdoor Green field-du Owned | Du Solo | Monopole | 2G+3G+4G+5G | Enclosure6130 | 2CC | 4T4R | U2100 + U900 | L800 + L2100 | 1CC | 8009300 | 38 | 6 | 3 | N41 | 3 | 3 | [32 empty] | MW | 0 | 40 | #N/A | from data base
AAN2428 | Site 6019 | AAN | AAN2428 | AAN2428 | AAN2428 | AANNR2428 | On Air | On Air | On Air | On Air | 2010-10-27 | Permanent | 23.9803 | 55.4737 | Nokia/Ericsson | Outdoor | EITC Passive Infrastructure | Greenfield | Outdoor Green field-du Owned | Du Solo | Monopole | 2G+3G+4G+5G | Enclosure6130 | 2CC | 4T4R | U2100 + U900 | L800 + L2100 | 1CC | 8008500 | 38 | 6 | 3 | N41 | 3 | 3 | [32 empty] | IIB | AAN-2428-CSG-ASR920-LD-1 | 40 | #N/A | from data base
AAN2429 | Site 6020 | AAN | AAN2429 | AAN2429 | AAN2429 | AANNR2429 | On Air | On Air | On Air | On Air | 2010-10-28 | Permanent | 24.0325 | 55.6523 | Nokia/Ericsson | Outdoor | EITC Passive Infrastructure | Greenfield | Outdoor Green field-du Owned | Du Solo | Monopole | 2G+3G+4G+5G | Enclosure6130 | 4CC | 4T4R | U2100 + U900 | L1800 (F1+F2) + L800 + L2100 | 1CC | 8008500 | 40 | 6 | 3 | N41 | 3 | 3 | [32 empty] | MW | 0 | 35 | #N/A | from data base
AAN2431 | Site 6021 | AAN | AAN2431 | AAN2431 | AAN2431 |  | On Air | On Air | On Air |  | 2009 | Permanent | 24.1979 | 55.8833 | Nokia/Ericsson | Outdoor | Site Sharing | Site Sharing | Outdoor Site Sharing-Etisalat Owned | SS Opex | SS - Monopole | 2G+3G+4G | Enclosure6130 | 3CC | 4T4R | U2100 + U900 | L1800 (F1) + L800 + L2100 |  | 8007500 | 32 | 6 |  |  | 3 | [33 empty] | IIB | AAN-2431-CSG-IXR-E-1 | 30 | Monopole | sharing site/ from data base
AAN2432 | Site 6022 | AAN | AAN2432 | AAN2432 | AAN2432 | AANNR2432 | On Air | On Air | On Air | On Air | 2010-10-28 | Permanent | 24.1759 | 55.9369 | Nokia/Ericsson | Outdoor | EITC Passive Infrastructure | Greenfield | Outdoor Green field-du Owned | DU Solo | Monopole | 2G+3G+4G+5G | Enclosure6130 | 4CC | 4T4R | U2100 + U900 | L1800 (F1+F2) + L800 + L2100 | 1CC | 8007500 | 29 | 6 | 3 | N41 | 3 | 3 | [32 empty] | IIB | AAN-2432-CSG-IXR-E-1 | 30 | #N/A | from data base
AAN2433 | Site 6023 | AAN | AAN2433 | AAN2433 | AAN2433 | AANNR2433 | On Air | On Air | On Air | On Air | 2010-10-28 | Permanent | 24.1205 | 55.8889 | Nokia/Ericsson | Outdoor | EITC Passive Infrastructure | Greenfield | Outdoor Green field-du Owned | Du Solo | Monopole | 2G+3G+4G+5G | Enclosure6130 | 4CC | 4T4R | U2100 + U900 | L1800 (F1+F2) + L800 + L2100 | 1CC | 8002200 | 37 | 6 | 3 | N41 | 3 | 3 | [32 empty] | IIB | AAN-2433-CSG-IXR-E-1 | 40 | #N/A | from data base
AAN2434 | Site 6024 | AAN | AAN2434 | AAN2434 | AAN2434 |  | On Air | On Air | On Air |  | 2010-10-11 | Permanent | 24.1958 | 55.8536 | Nokia/Ericsson | Outdoor | Site Sharing | Site Sharing | Outdoor Site Sharing-Etisalat Owned | SS Opex | SS - Monopole | 2G+3G+4G | Enclosure6130 | 4CC | 4T4R | U2100 + U900 | L1800 (F1+F2) + L800 + L2100 |  | 8007500 | 38 | 5 |  |  | 3 | [33 empty] | IIB | AAN-2434-CSG-IXR-E-1 | 40 | Monopole | sharing site/ from data base
AAN2435 | Site 6025 | AAN | AAN2435 | AAN2435 | AAN2435 |  | On Air | On Air | On Air |  | 2010-12-14 | Permanent | 24.1981 | 55.9215 | Nokia/Ericsson | Outdoor | Site Sharing | Site Sharing | Outdoor Site Sharing-Etisalat Owned | SS Opex | SS - Monopole | 2G+3G+4G | Enclosure6130 | 4CC | 4T4R | U2100 + U900 | L1800 (F1+F2) + L800 + L2100 |  | 8007600 | 35 | 6 |  |  | 3 | [33 empty] | IIB | AAN-2435-CSG-IXR-E-1 | 30 | Monopole | sharing site/ from data base
AAN2436 | Site 6026 | AAN | AAN2436 | AAN2436 | AAN2436 |  | On Air | On Air | On Air |  | 2010-10-28 | Permanent | 24.2127 | 55.9538 | Nokia/Ericsson | Outdoor | Site Sharing | Site Sharing | Outdoor Site Sharing-Etisalat Owned | SS Opex | SS - Monopole | 2G+3G+4G | Enclosure6130 | 3CC | 4T4R | U2100 + U900 | L1800 (F1) + L800 + L2100 |  | 8007600 | 39 | 4 |  |  | 2 | [33 empty] | MW | 0 | 40 | Monopole | sharing site/ from data base
AAN2437 | Site 6027 | AAN | AAN2437 | AAN2437 | AAN2437 |  | On Air | On Air | On Air |  | 2012-07-31 | Permanent | 24.112 | 55.7698 | Nokia/Ericsson | Outdoor | Site Sharing | Site Sharing | Outdoor Site Sharing-Etisalat Owned | SS Opex | SS - Pole | 2G+3G+4G | Enclosure6130 | 3CC | 4T4R | U2100 + U900 | L1800 (F1) + L800 + L2100 |  | 8002700 | 12 | 4 |  |  | 2 | [33 empty] | IIB | AAN-2437-CSG-IXR-E-1 | 15 | Monopole | sharing site/ from data base
AAN2438 | Site 6028 | AAN | AAN2438 | AAN2438 | AAN2438 | AANNR2438 | On Air | On Air | On Air | On Air | 2010-11-18 | Permanent | 24.1026 | 55.8562 | Nokia/Ericsson | Outdoor | EITC Passive Infrastructure | Greenfield | Outdoor Green field-du Owned | DU Solo | Lattice Tower | 2G+3G+4G+5G | Enclosure6130 | 2CC | 4T4R | U2100 + U900 | L800 + L2100 | 1CC | 8005200 | 55 | 6 | 3 | N41 | 3 | 3 | [32 empty] | IIB | AAN-2438-CSG-IXR-E-1 | 50 | #N/A | from data base
AAN2439 | Site 6029 | AAN | AAN2439 | AAN2439 | AAN2439 | AANNR2439 | On Air | On Air | On Air | On Air | 2010-11-22 | Permanent | 24.2339 | 55.4606 | Nokia/Ericsson | Outdoor | EITC Passive Infrastructure | Greenfield | Outdoor Green field-du Owned | Du Solo | Monopole | 2G+3G+4G+5G | Enclosure6130 | 2CC | 4T4R | U2100 + U900 | L800 + L2100 | 1CC | 8006700 | 37 | 6 | 3 | N41 | 3 | 3 | [32 empty] | IIB | AAN-2439-CSG-IXR-E-1 | 40 | #N/A | from data base
AAN2442 | Site 6030 | AAN | AAN2442 | AAN2442 | AAN2442 |  | On Air | On Air | On Air |  | 2009 | Permanent | 24.4016 | 55.3758 | Nokia/Ericsson | Outdoor | EITC Passive Infrastructure | Greenfield | Outdoor Green field-du Owned | Du Solo | Monopole | 2G+3G+4G | Enclosure6130 | 4CC | 4T4R | U2100 + U900 | L1800 (F1+F2) + L800 + L2100 |  | 8005700 | 38 | 6 |  |  | 3 | [33 empty] | IIB | AAN-2442-CSG-ASR920-LD-1 | 40 | #N/A | from data base
AAN2444 | Site 6031 | AAN | AAN2444 | AAN2444 | AAN2444 | AANNR2444 | On Air | On Air | On Air | On Air | 2010-09-29 | Permanent | 24.1963 | 55.812 | Nokia/Ericsson | Outdoor | EITC Passive Infrastructure | Greenfield | Outdoor Green field-du Owned | DU Solo | Monopole | 2G+3G+4G+5G | Enclosure6130 | 3CC | 4T4R | U2100 + U900 | L1800 (F1) + L800 + L2100 | 2CC | 8001900 | 29 | 6 | 3 | N78 | 3 | 3 | [32 empty] | IIB | AAN-2444-CSG-IXR-E-1 | 30 | #N/A | from data base
AAN2445 | Site 6032 | AAN |  | AAN2445 | AAN2445 | AANNR2445 |  | On Air | On Air | On Air | 2019-09-15 | Permanent | 24.1852 | 55.8011 | Ericsson | Outdoor | EITC Passive Infrastructure | Greenfield | Outdoor Green field-du Owned | Du Solo | GF | 3G+4G+5G | Enclosure6130 | 4CC | 4T4R | U2100 + U900 | L1800 (F1+F2) + L800 + L2100 | 2CC | 8001900 | 34 | 6 | 3 | N78 | 3 | 3 | [32 empty] | IIB | AAN-2445-CSG-ASR920-LD-1 | 35 | #N/A | from data base
AAN2446 | Site 6033 | AAN | AAN2446 | AAN2446 | AAN2446 | AANNR2446 | On Air | On Air | On Air | On Air | 2010-10-26 | Permanent | 24.0861 | 55.6844 | Nokia/Ericsson | Outdoor | EITC Passive Infrastructure | Greenfield | Outdoor Green field-du Owned | DU Solo | Monopole | 2G+3G+4G+5G | Enclosure6130 | 2CC | 4T4R | U2100 + U900 | L800 + L2100 | 1CC | 8002800 | 38 | 6 | 3 | N41 | 3 | 3 | [32 empty] | IIB | AAN-2446-CSG-IXR-E-1 | 40 | #N/A | from data base
AAN2447 | Site 6034 | AAN | AAN2447 | AAN2447 | AAN2447 | AANNR2447 | On Air | On Air | On Air | On Air | 2010-11-20 | Permanent | 24.1375 | 55.7243 | Nokia/Ericsson | Outdoor | EITC Passive Infrastructure | Greenfield | Outdoor Green field-du Owned | Du Solo | Monopole | 2G+3G+4G+5G | Enclosure6130 | 3CC | 4T4R | U2100 + U900 | L1800 (F1) + L800 + L2100 | 2CC | 8002600 | 28 | 6 | 3 | N78 | 3 | 3 | [32 empty] | IIB | AAN-2447-CSG-IXR-E-1 | 30 | #N/A | from data base
AAN2448 | Site 6035 | AAN | AAN2448 | AAN2448 | AAN2448 | AANNR2448 | On Air | On Air | On Air | On Air | 2012-12-26 | Permanent | 24.1501 | 55.7155 | Nokia/Ericsson | Outdoor | Site Sharing | Site Sharing | Outdoor Site Sharing-Etisalat Owned | SS Opex | SS - Monopole | 2G+3G+4G+5G | Enclosure6130 | 3CC | 4T4R | U2100 + U900 | L1800 (F1) + L800 + L2100 | 2CC | 8002600 | 38 | 6 | 3 | N78 | 3 | 3 | [32 empty] | IIB | AAN-2448-CSG-IXR-E-1 | 40 | Monopole | sharing site/ from data base
AAN2449 | Site 6036 | AAN | AAN2449 | AAN2449 | AAN2449 |  | On Air | On Air | On Air |  | 2010-12-27 | Permanent | 24.0231 | 55.5137 | Nokia/Ericsson | Outdoor | Site Sharing | Site Sharing | Outdoor Site Sharing-Etisalat Owned | SS Opex | SS - Lattice Tower | 2G+3G+4G | Enclosure6130 | 2CC | 4T4R | U2100 + U900 | L800 + L2100 |  | 8006600 | 39 | 6 |  |  | 3 | [33 empty] | IIB | AAN-2449-CSG-ASR920-LD-1 | 90 | LatticeTower | sharing site/ from data base
AAN2450 | Site 6037 | AAN | AAN2450 | AAN2450 | AAN2450 | AANNR2450 | On Air | On Air | On Air | On Air | 2013-10-24 | Permanent | 24.1277 | 55.6987 | Nokia/Ericsson | Outdoor | EITC Passive Infrastructure | Greenfield | Outdoor Green field-du Owned | DU Solo | Monopole | 2G+3G+4G+5G | Enclosure6130 | 4CC | 4T4R | U2100 + U900 | L1800 (F1+F2) + L800 + L2100 | 2CC | 8002900 | 29 | 8 | 3 | N78 | 4 | 3 | [32 empty] | IIB | AAN-2450-CSG-SAR-8-1 | 30 | #N/A | from data base
AAN2451 | Site 6038 | AAN | AAN2451 | AAN2451 | AAN2451 | AANNR2451 | On Air | On Air | On Air | On Air | 2014-06-12 | Permanent | 24.1186 | 55.6908 | Nokia/Ericsson | Outdoor | Site Sharing | Site Sharing | Outdoor Site Sharing-Etisalat Owned | SS Opex | SS - Monopole | 2G+3G+4G+5G | Enclosure6130 | 3CC | 4T4R | U2100 + U900 | L1800 (F1) + L800 + L2100 | 2CC | 8002900 | 33 | 6 | 3 | N78 | 3 | 3 | [32 empty] | IIB | AAN-2451-CSG-ASR920-LD-1 | 30 | Monopole | sharing site/ from data base
AAN2452 | Site 6039 | AAN | AAN2452 | AAN2452 | AAN2452 |  | On Air | On Air | On Air |  | 2010-09-28 | Permanent | 24.1456 | 55.8409 | Nokia/Ericsson | Outdoor | Site Sharing | Site Sharing | Outdoor Site Sharing-Etisalat Owned | SS Opex | SS - Lattice Tower | 2G+3G+4G | Enclosure6130 | 4CC | 4T4R | U2100 + U900 | L1800 (F1+F2) + L800 + L2100 |  | 8002200 | 39 | 8 |  |  | 4 | [33 empty] | IIB | AAN-2452-CSG-ASR920-LD-1 | 40 | Monopole | sharing site/ from data base
AAN2459 | Site 6040 | AAN | AAN2459 | AAN2459 | AAN2459 | AANNR2459 | On Air | On Air | On Air | On Air | 2009 | Permanent | 24.1566 | 55.7472 | Nokia/Ericsson | Outdoor | EITC Passive Infrastructure | Greenfield | Outdoor Green field-du Owned | Du Solo | Monopole | 2G+3G+4G+5G | Enclosure6130 | 3CC | 4T4R | U2100 + U900 | L1800 (F1) + L800 + L2100 | 2CC | 8002400 | 26 | 6 | 3 | N78 | 3 | 3 | [32 empty] | IIB | AAN-2459-CSG-SAR-X-1 | 30 | #N/A | from data base
AAN2460 | Site 6041 | AAN | AAN2460 | AAN2460 | AAN2460 | AANNR2460 | On Air | On Air | On Air | On Air | 2010-10-28 | Permanent | 24.1748 | 55.7228 | Nokia/Ericsson | Outdoor | EITC Passive Infrastructure | Greenfield | Outdoor Green field-du Owned | Du Solo | Monopole | 2G+3G+4G+5G | Enclosure6130 | 3CC | 4T4R | U2100 + U900 | L1800 (F1) + L800 + L2100 | 2CC | 8002600 | 37 | 6 | 3 | N78 | 3 | 3 | [32 empty] | IIB | AAN-2460-PREAGG-SR7-1 | 40 | #N/A | from data base
AAN2462 | Site 6042 | AAN | AAN2462 | AAN2462 | AAN2462 | AANNR2462 | On Air | On Air | On Air | On Air | 2010-09-23 | Permanent | 24.1598 | 55.7183 | Nokia/Ericsson | Outdoor | EITC Passive Infrastructure | Greenfield | Outdoor Green field-du Owned | Du Solo | Monopole | 2G+3G+4G+5G | Enclosure6130 | 3CC | 4T4R | U2100 + U900 | L1800 (F1) + L800 + L2100 | 2CC | 8002600 | 30 | 6 | 3 | N78 | 3 | 3 | [32 empty] | IIB | AAN-2462-CSG-ASR920-LD-1 | 30 | #N/A | from data base
AAN2463 | Site 6043 | AAN | AAN2463 | AAN2463 | AAN2463 | AANNR2463 | On Air | On Air | On Air | On Air | 2010-10-28 | Permanent | 24.1578 | 55.7304 | Nokia/Ericsson | Outdoor | EITC Passive Infrastructure | Greenfield | Outdoor Green field-du Owned | Du Solo | Monopole | 2G+3G+4G+5G | Enclosure6130 | 3CC | 4T4R | U2100 + U900 | L1800 (F1) + L800 + L2100 | 2CC | 8002600 | 30 | 6 | 3 | N78 | 3 | 3 | [32 empty] | IIB | AAN-2463-CSG-ASR920-LD-1 | 30 | #N/A | from data base
AAN2465 | Site 6044 | AAN | AAN2465 | AAN2465 | AAN2465 | AANNR2465 | On Air | On Air | On Air | On Air | 2010-11-07 | Permanent | 24.272 | 55.4385 | Nokia/Ericsson | Outdoor | EITC Passive Infrastructure | Greenfield | Outdoor Green field-du Owned | Du Solo | Lattice Tower | 2G+3G+4G+5G | Enclosure6130 | 4CC | 4T4R | U2100 + U900 | L1800 (F1+F2) + L800 + L2100 | 1CC | 8006700 | 44 | 7 | 3 | N41 | 4 | 3 | [32 empty] | IIB | AAN-2465-CSG-ASR920-LD-1 | 45 | #N/A | from data base
AAN2472 | Site 6045 | AAN | AAN2472 | AAN2472 | AAN2472 | AANNR2472 | On Air | On Air | On Air | On Air | 2010-10-05 | Permanent | 24.1399 | 55.4788 | Nokia/Ericsson | Outdoor | EITC Passive Infrastructure | Greenfield | Outdoor Green field-du Owned | Du Solo | Monopole | 2G+3G+4G+5G | Enclosure6130 | 2CC | 4T4R | U2100 + U900 | L800 + L2100 | 1CC | 8007100 | 37 | 6 | 3 | N41 | 3 | 3 | [32 empty] | MW | 0 | 40 | #N/A | from data base
AAN2473 | Site 6046 | AAN | AAN2473 | AAN2473 | AAN2473 | AANNR2473 | On Air | On Air | On Air | On Air | 2010-10-26 | Permanent | 24.0642 | 55.558 | Nokia/Ericsson | Outdoor | EITC Passive Infrastructure | Greenfield | Outdoor Green field-du Owned | DU Solo | Monopole | 2G+3G+4G+5G | Enclosure6130 | 4CC | 4T4R | U2100 + U900 | L1800 (F1+F2) + L800 + L2100 | 1CC | 8006400 | 30 | 6 | 3 | N41 | 3 | 3 | [32 empty] | IIB | AAN-2473-CSG-IXR-E-1 | 40 | #N/A | from data base
AAN2486 | Site 6047 | AAN | AAN2486 | AAN2486 | AAN2486 |  | On Air | On Air | On Air |  | 2009 | Permanent | 24.4368 | 55.1946 | Nokia/Ericsson | Outdoor | Site Sharing | Site Sharing | Outdoor Site Sharing-Etisalat Owned | SS Opex | SS - Lattice Tower | 2G+3G+4G | Enclosure6130 | 2CC | 4T4R | U2100 + U900 | L800 + L2100 |  | 8005700 | 55 | 6 |  |  | 3 | [33 empty] | MW | 0 | 60 | LatticeTower | sharing site/ from data base
AAN2488 | Site 6048 | AAN | AAN2488 | AAN2488 | AAN2488 |  | On Air | On Air | On Air |  | 2009 | Permanent | 24.5052 | 55.2898 | Nokia/Ericsson | Outdoor | Site Sharing | Site Sharing | Outdoor Site Sharing-Etisalat Owned | SS Opex | SS - Lattice Tower | 2G+3G+4G | Enclosure6130 | 4CC | 4T4R | U2100 + U900 | L1800 (F1+F2) + L800 + L2100 |  | 8005700 | 57 | 6 |  |  | 3 | [33 empty] | IIB | AAN-2488-CSG-IXR-E-1 | 60 | LatticeTower | sharing site/ from data base
AAN2489 | Site 6049 | AAN | AAN2489 | AAN2489 | AAN2489 | AANNR2489 | Locked | On Air | On Air | On Air | 2010-11-18 | Permanent | 24.6124 | 55.3046 | Nokia/Ericsson | Outdoor | EITC Passive Infrastructure | Greenfield | Outdoor Green field-du Owned | DU Solo | Lattice Tower | 2G+3G+4G+5G | Enclosure6130 | 4CC | 4T4R | U2100 + U900 | L1800 (F1+F2) + L800 + L2100 | 1CC | 8005200 | 58 | 5 | 3 | N41 | 3 | 3 | [32 empty] | IIB | AAN-2489-CSG-IXR-E-1 | 60 | #N/A | from data base
AAN2490 | Site 6050 | AAN | AAN2490 | AAN2490 | AAN2490 |  | On Air | On Air | On Air |  | 2010-11-18 | Permanent | 24.5756 | 55.3429 | Nokia/Ericsson | Outdoor | EITC Passive Infrastructure | Greenfield | Outdoor Green field-du Owned | Du Solo | Lattice Tower | 2G+3G+4G | Enclosure6130 | 4CC | 4T4R | U2100 + U900 | L1800 (F1+F2) + L800 + L2100 |  | 8005200 | 38 | 5 |  |  | 3 | [33 empty] | MW | 0 | 40 | #N/A | from data base
AAN2491 | Site 6051 | AAN | AAN2491 | AAN2491 | AAN2491 |  | On Air | On Air | On Air |  | 2009 | Permanent | 24.4621 | 55.3338 | Nokia/Ericsson | Outdoor | Site Sharing | Site Sharing | Outdoor Site Sharing-Etisalat Owned | SS Opex | SS - Lattice Tower | 2G+3G+4G | Enclosure6130 | 4CC | 4T4R | U2100 + U900 | L1800 (F1+F2) + L800 + L2100 |  | 8005700 | 60 | 6 |  |  | 3 | [33 empty] | IIB | AAN-2491-CSG-ASR920-LD-1 | 90 | LatticeTower | sharing site/ from data base
AAN2492 | Site 6052 | AAN | AAN2492 | AAN2492 | AAN2492 | AANNR2492 | On Air | On Air | On Air | On Air | 2010-11-06 | Permanent | 24.3509 | 55.4003 | Nokia/Ericsson | Outdoor | EITC Passive Infrastructure | Greenfield | Outdoor Green field-du Owned | Du Solo | Lattice Tower | 2G+3G+4G+5G | Enclosure6130 | 2CC | 4T4R | U2100 + U900 | L800 + L2100 | 1CC | 8005700 | 57 | 6 | 3 | N41 | 3 | 3 | [32 empty] | IIB | AAN-2492-CSG-IXR-E-1 | 60 | #N/A | from data base
AAN2494 | Site 6053 | AAN | AAN2494 | AAN2494 | AAN2494 | AANNR2494 | On Air | On Air | On Air | On Air | 2009 | Permanent | 24.5157 | 55.5185 | Nokia/Ericsson | Outdoor | Site Sharing | Site Sharing | Outdoor Site Sharing-Etisalat Owned | SS Opex | SS - Lattice Tower | 2G+3G+4G+5G | Enclosure6130 | 2CC | 4T4R | U2100 + U900 | L800 + L2100 | 1CC | 8005600 | 60 | 6 | 3 | N41 | 3 | 3 | [32 empty] | IIB | AAN-2494-CSG-SAR-X-1 | 120 | LatticeTower | sharing site/ from data base
AAN2504 | Site 6054 | AAN | AAN2504 | AAN2504 | AAN2504 | AANNR2504 | On Air | On Air | On Air | On Air | 2009 | Permanent | 23.584 | 55.4508 | Nokia/Ericsson | Outdoor | EITC Passive Infrastructure | Greenfield | Outdoor Green field-du Owned | DU Solo | Lattice Tower | 2G+3G+4G+5G | Enclosure6130 | 2CC | 4T4R | U2100 + U900 | L800 + L2100 | 1CC | 8009300 | 55 | 7 | 3 | N41 | 4 | 3 | [32 empty] | MW | 0 | 60 | #N/A | from data base
AAN2505 | Site 6055 | AAN | AAN2505 | AAN2505 | AAN2505 | AANNR2505 | On Air | On Air | On Air | On Air | 2009 | Permanent | 24.0304 | 55.844 | Nokia/Ericsson | Outdoor | Site Sharing | Site Sharing | Outdoor Site Sharing-Etisalat Owned | SS Opex | SS - Lattice Tower | 2G+3G+4G+5G | Enclosure6130 | 3CC | 4T4R | U2100 + U900 | L1800 (F1) + L800 + L2100 | 1CC | 8008300 | 15 | 6 | 3 | N41 | 3 | 3 | [32 empty] | IIB | AAN-2505-CSG-ASR920-LD-1 | 120 | LatticeTower | sharing site/ from data base
AAN2506 | Site 6056 | AAN | AAN2506 | AAN2506 | AAN2506 | AANNR2506 | On Air | On Air | On Air | On Air | 2010-12-06 | Permanent | 24.0863 | 55.9304 | Nokia/Ericsson | Outdoor | EITC Passive Infrastructure | Greenfield | Outdoor Green field-du Owned | Du Solo | Monopole | 2G+3G+4G+5G | Enclosure6130 | 3CC | 4T4R | U2100 + U900 | L1800 (F1) + L800 + L2100 | 1CC | 8007900 | 19 | 8 | 3 | N41 | 4 | 3 | Y | [31 empty] | IIB | AAN-2506-CSG-IXR-E-1 | 20 | #N/A | from data base
AAN2509 | Site 6057 | AAN | AAN2509 | AAN2509 | AAN2509 | AANNR2509 | On Air | On Air | On Air | On Air | 2009 | Permanent | 24.1946 | 55.7646 | Nokia/Ericsson | Outdoor | EITC Passive Infrastructure | Rooftop | RT-du Owned | Du Solo | Rooftop | 2G+3G+4G+5G | Enclosure6130 | 4CC | 4T4R | U2100 + U900 | L1800 (F1+F2) + L800 + L2100 | 2CC | 8002400 | 14 | 6 | 3 | N78 | 3 | 3 | [32 empty] | IIB | AAN-2509-CSG-SAR-X-1 | 3 | #N/A | Rooftop
AAN2510 | Site 6058 | AAN | AAN2510 | AAN2510 | AAN2510 | AANNR2510 | On Air | On Air | On Air | On Air | 2009 | Permanent | 24.1881 | 55.7589 | Nokia/Ericsson | Outdoor | EITC Passive Infrastructure | Rooftop | RT-du Owned | Du Solo | Rooftop | 2G+3G+4G+5G | Enclosure6130 | 4CC | 4T4R | U2100 + U900 | L1800 (F1+F2) + L800 + L2100 | 2CC | 8002400 | 14 | 6 | 3 | N78 | 3 | 3 | [32 empty] | IIB | AAN-2510-CSG-SAR-X-1 | 3 | #N/A | Rooftop
AAN2511 | Site 6059 | AAN | AAN2511 | AAN2511 | AAN2511 | AANNR2511 | On Air | On Air | On Air | On Air | 2017-06-15 | Permanent | 23.9867 | 55.2575 | Nokia/Ericsson | Outdoor | EITC Passive Infrastructure | Greenfield | Outdoor Green field-du Owned | DU Solo | Lattice Tower | 2G+3G+4G+5G | Enclosure6130 | 4CC | 4T4R | U2100 + U900 | L1800 (F1+F2) + L800 + L2100 | 1CC | 8007100 | 55 | 6 | 3 | N41 | 3 | 3 | [32 empty] | MW | 0 | 60 | #N/A | from data base
AAN2513 | Site 6060 | AAN | AAN2513 | AAN2513 | AAN2513 |  | On Air | On Air | On Air |  | 2010-11-26 | Permanent | 24.5961 | 55.3952 | Nokia/Ericsson | Outdoor | EITC Passive Infrastructure | Greenfield | Outdoor Green field-du Owned | Du Solo | RDU | 2G+3G+4G | BTS3900/Flexi 2G | 2CC | 4T4R | U2100 + U900 | L800 + L2100 |  | 8005200 | 28 | 6 |  |  | 3 | [33 empty] | MW | 0 | 30 | #N/A | from data base
AAN2515 | Site 6061 | AAN |  | AAN2515 | AAN2515 | AANNR2515 |  | On Air | On Air | On Air | 2015-05-10 | Permanent | 24.1765 | 55.8355 | Ericsson | Outdoor | EITC Passive Infrastructure | Greenfield | Outdoor Green field-du Owned | DU Solo | Monopole | 3G+4G+5G | Enclosure6130 | 4CC | 4T4R | U2100 + U900 | L1800 (F1+F2) + L800 + L2100 | 1CC | 8002000 | 38 | 6 | 3 | N41 | 3 | 3 | [32 empty] | IIB | AAN-2515-CSG-IXR-E-1 | 40 | #N/A | from data base
AAN2516 | Site 6062 | AAN | AAN2516 | AAN2516 | AAN2516 | AANNR2516 | On Air | On Air | On Air | On Air | 2009 | Permanent | 24.1446 | 55.8196 | Nokia/Ericsson | Outdoor | EITC Passive Infrastructure | Greenfield | Outdoor Green field-du Owned | DU Solo | Monopole | 2G+3G+4G+5G | Enclosure6130 | 4CC | 4T4R | U2100 + U900 | L1800 (F1+F2) + L800 + L2100 | 1CC | 8002200 | 22 | 6 | 3 | N41 | 3 | 3 | [32 empty] | IIB | AAN-2516-CSG-SAR-X-1 | 25 | #N/A | from data base
AAN2517 | Site 6063 | AAN | AAN2517 | AAN2517 | AAN2517 | AANNR2517 | On Air | On Air | On Air | On Air | 2009 | Permanent | 24.1535 | 55.8219 | Nokia/Ericsson | Outdoor | EITC Passive Infrastructure | Greenfield | Outdoor Green field-du Owned | DU Solo | Monopole | 2G+3G+4G+5G | Enclosure6130 | 4CC | 4T4R | U2100 + U900 | L1800 (F1+F2) + L800 + L2100 | 1CC | 8002200 | 23 | 7 | 3 | N41 | 4 | 3 | [32 empty] | IIB | AAN-2517-CSG-SAR-X-1 | 25 | #N/A | from data base
AAN2525 | Site 6064 | AAN | AAN2525 | AAN2525 | AAN2525 |  | On Air | On Air | On Air |  | 2012-11-04 | Permanent | 24.1682 | 55.2238 | Nokia/Ericsson | Outdoor | Site Sharing | Site Sharing | Outdoor Site Sharing-Etisalat Owned | SS Opex | SS - Lattice Tower | 2G+3G+4G | Enclosure6130 | 2CC | 4T4R | U2100 + U900 | L800 + L2100 |  | 8007100 | 45 | 8 |  |  | 4 | [33 empty] | IIB | AAN-2525-CSG-IXR-E-1 | 60 | LatticeTower | sharing site/ from data base
AAN2527 | Site 6065 | AAN | AAN2527 | AAN2527 | AAN2527 | AANNR2527 | On Air | On Air | On Air | On Air | 2012-08-06 | Permanent | 24.5369 | 55.7571 | Nokia/Ericsson | Outdoor | Site Sharing | Site Sharing | Outdoor Site Sharing-Etisalat Owned | SS Opex | SS - Monopole | 2G+3G+4G+5G | BTS3900/Flexi 2G | 4CC | 4T4R | U2100 + U900 | L1800 (F1+F2) + L800 + L2100 | 1CC | 8005500 | 28 | 6 | 3 | N41 | 3 | 3 | [32 empty] | IIB | AAN-2527-CSG-IXR-E-1 | 30 | Monopole | sharing site/ from data base
AAN2528 | Site 6066 | AAN | AAN2528 | AAN2528 | AAN2528 | AANNR2528 | On Air | On Air | On Air | On Air | 2009 | Permanent | 24.1589 | 55.8124 | Nokia/Ericsson | Outdoor | EITC Passive Infrastructure | Greenfield | Outdoor Green field-du Owned | DU Solo | Monopole | 2G+3G+4G+5G | Enclosure6130 | 4CC | 4T4R | U2100 + U900 | L1800 (F1+F2) + L800 + L2100 | 1CC | 8002200 | 28 | 6 | 3 | N41 | 3 | 3 | [32 empty] | IIB | AAN-2528-CSG-SAR-8-1 | 30 | #N/A | from data base
AAN2530 | Site 6067 | AAN | AAN2530 | AAN2530 | AAN2530 |  | On Air | On Air | On Air |  | 2009 | Permanent | 24.0895 | 55.9822 | Nokia/Ericsson | Outdoor | Site Sharing | Site Sharing | Outdoor Site Sharing-Etisalat Owned | SS Opex | SS - Monopole | 2G+3G+4G | Enclosure6130 | 3CC | 4T4R | U2100 + U900 | L1800 (F1) + L800 + L2100 |  | 8007900 | 27 | 6 |  |  | 3 | [33 empty] | MW | 0 | 80 | LatticeTower | sharing site/ from data base
AAN2538 | Site 6068 | AAN |  | AAN2538 | AAN2538 | AANNR2538 |  | On Air | On Air | On Air | 2015-05-27 | Permanent | 24.1949 | 55.5065 | Ericsson | Outdoor | EITC Passive Infrastructure | Greenfield | Outdoor Green field-du Owned | Du Solo | Monopole | 3G+4G+5G | Enclosure6130 | 2CC | 4T4R | U2100 + U900 | L800 + L2100 | 1CC | 8006700 | 39 | 6 | 3 | N41 | 3 | 3 | [32 empty] | IIB | AAN-2538-CSG-ASR920-LD-1 | 40 | #N/A | from data base
AAN2540 | Site 6069 | AAN | AAN2540 | AAN2540 | AAN2540 | AANNR2540 | On Air | On Air | On Air | On Air | 2014-04-10 | Permanent | 24.1609 | 55.7089 | Nokia/Ericsson | Outdoor | EITC Passive Infrastructure | Greenfield | Outdoor Green field-du Owned | Du Solo | Monopole | 2G+3G+4G+5G | Enclosure6130 | 3CC | 4T4R | U2100 + U900 | L1800 (F1) + L800 + L2100 | 2CC | 8002900 | 28 | 8 | 3 | N78 | 4 | 3 | Y | [31 empty] | IIB | AAN-2540-CSG-ASR920-LD-1 | 30 | #N/A | from data base
AAN2550 | Site 6070 | AAN | AAN2550 | AAN2550 | AAN2550 | AANNR2550 | On Air | On Air | On Air | On Air | 2013-12-24 | Permanent | 24.1981 | 55.8014 | Nokia/Ericsson | Outdoor | Site Sharing | Site Sharing | Outdoor Site Sharing-Etisalat Owned | SS Opex | SS - Monopole | 2G+3G+4G+5G | Enclosure6130 | 3CC | 4T4R | U2100 + U900 | L1800 (F1) + L800 + L2100 | 2CC | 8001900 | 18 | 6 | 3 | N78 | 3 | 3 | [32 empty] | IIB | AAN-2550-CSG-SAR-X-1 | 20 | Monopole | sharing site/ from data base
AAN2552 | Site 6071 | AAN | AAN2552 | AAN2552 | AAN2552 | AANNR2552 | On Air | On Air | On Air | On Air | 2012-11-04 | Permanent | 23.9016 | 55.4959 | Nokia/Ericsson | Outdoor | Site Sharing | Site Sharing | Outdoor Site Sharing-Etisalat Owned | SS Opex | SS - Lattice Tower | 2G+3G+4G+5G | Enclosure6130 | 2CC | 4T4R | U2100 + U900 | L800 + L2100 | 1CC | 8008600 | 43 | 6 | 3 | N41 | 3 | 3 | [32 empty] | IIB | AAN-2552-CSG-ASR920-LD-1 | 60 | LatticeTower | sharing site/ from data base
AAN2558 | Site 6072 | AAN |  | AAN2558 | AAN2558 | AANNR2558 |  | On Air | On Air | On Air | 2009 | Permanent | 24.2044 | 55.7919 | Ericsson | Outdoor | EITC Passive Infrastructure | Greenfield | Outdoor Taawn-du Lead | Du Capex | Greenfield | 3G+4G+5G | Enclosure6130 | 4CC | 4T4R | U2100 + U900 | L1800 (F1+F2) + L800 + L2100 | 2CC | 8001900 | 40 | 6 | 3 | N78 | 3 | 3 | [32 empty] | IIB | AAN-2558-CSG-IXR-E-1 | 40 | 40m-HD-MP | confirmed
AAN2559 | Site 6073 | AAN | AAN2559 | AAN2559 | AAN2559 |  | On Air | On Air | On Air |  | 2012-11-29 | Permanent | 24.1897 | 55.1225 | Nokia/Ericsson | Outdoor | Site Sharing | Site Sharing | Outdoor Site Sharing-Etisalat Owned | SS Opex | SS - Monopole | 2G+3G+4G | Enclosure6130 | 4CC | 4T4R | U2100 + U900 | L1800 (F1+F2) + L800 + L2100 |  | 8007300 | 36 | 6 |  |  | 3 | [33 empty] | IIB | AAN-2559-CSG-IXR-E-1 | 40 | Monopole | sharing site/ from data base
AAN2561 | Site 6074 | AAN |  | AAN2561 | AAN2561 |  |  | On Air | On Air |  | 2015-12-09 | Permanent | 24.0628 | 55.9435 | Ericsson | Outdoor | Site Sharing | Site Sharing | Outdoor Site Sharing-Etisalat Owned | SS Opex | Site Share - Monopole | 3G+4G | Enclosure6130 | 2CC | 4T4R | U2100 | L1800 (F1) + L2100 |  | 8007900 | 15 | 4 |  |  | 3 | [33 empty] | IIB | AAN-2561-CSG-IXR-E-1 | 20 | Monopole | sharing site/ from data base
AAN2563 | Site 6075 | AAN | AAN2563 | AAN2563 | AAN2563 | AANNR2563 | On Air | On Air | On Air | On Air | 2014-09-08 | Permanent | 24.106 | 55.7171 | Nokia/Ericsson | Outdoor | EITC Passive Infrastructure | Greenfield | Outdoor Green field-du Owned | Du Solo | Monopole | 2G+3G+4G+5G | Enclosure6130 | 2CC | 4T4R | U2100 + U900 | L800 + L2100 | 1CC | 8003300 | 29 | 8 | 3 | N41 | 4 | 3 | [32 empty] | IIB | AAN-2563-CSG-SAR-X-1 | 30 | #N/A | from data base
AAN2564 | Site 6076 | AAN | AAN2564 | AAN2564 | AAN2564 | AANNR2564 | On Air | On Air | On Air | On Air | 2012-08-17 | Permanent | 24.1916 | 55.7616 | Nokia/Ericsson | Outdoor | EITC Passive Infrastructure | Rooftop | RT-du Owned | Du Solo | Rooftop | 2G+3G+4G+5G | Enclosure6130 | 4CC | 4T4R | U2100 + U900 | L1800 (F1+F2) + L800 + L2100 | 2CC | 8002400 | 12 | 6 | 3 | N78 | 3 | 3 | [32 empty] | IIB | AAN-2564-CSG-SAR-X-1 | 3 | #N/A | Rooftop
AAN2570 | Site 6077 | AAN |  | AAN2570 | AAN2570 |  |  | On Air | On Air |  | 2015-09-29 | Permanent | 24.0726 | 55.6407 | Ericsson | Outdoor | Site Sharing | Site Sharing | Outdoor Site Sharing-Etisalat Owned | SS Opex | Monopole(ET Share) | 3G+4G | Enclosure6130 | 2CC | 4T4R | U2100 + U900 | L800 + L2100 |  | 8006600 | 28 | 6 |  |  | 3 | [33 empty] | IIB | AAN-2570-CSG-SAR-X-1 | 30 | Monopole | sharing site/ from data base
AAN2571 | Site 6078 | AAN |  | AAN2571 | AAN2571 |  |  | On Air | On Air |  | 2015-09-29 | Permanent | 24.0638 | 55.6248 | Ericsson | Outdoor | Site Sharing | Site Sharing | Outdoor Site Sharing-Etisalat Owned | SS Opex | Monopole(ET Share) | 3G+4G | Enclosure6130 | 2CC | 4T4R | U2100 + U900 | L800 + L2100 |  | 8006600 | 30 | 6 |  |  | 3 | [33 empty] | IIB | AAN-2571-CSG-SAR-X-1 | 35 | Monopole | sharing site/ from data base
AAN2572 | Site 6079 | AAN |  | AAN2572 | AAN2572 |  |  | On Air | On Air |  | 2015-12-09 | Permanent | 24.0699 | 55.634 | Ericsson | Outdoor | Site Sharing | Site Sharing | Outdoor Site Sharing-Etisalat Owned | SS Opex | Site Share - Monopole | 3G+4G | Enclosure6130 | 2CC | 4T4R | U2100 + U900 | L800 + L2100 |  | 8006600 | 35 | 6 |  |  | 3 | [33 empty] | IIB | AAN-2572-CSG-ASR920-LD-1 | 35 | Monopole | sharing site/ from data base
AAN2573 | Site 6080 | AAN |  | AAN2573 | AAN2573 |  |  | On Air | On Air |  | 2015-09-29 | Permanent | 24.0572 | 55.6235 | Ericsson | Outdoor | Site Sharing | Site Sharing | Outdoor Site Sharing-Etisalat Owned | SS Opex | Monopole(ET Share) | 3G+4G | Enclosure6130 | 4CC | 4T4R | U2100 + U900 | L1800 (F1+F2) + L800 + L2100 |  | 8006600 | 31 | 6 |  |  | 3 | [33 empty] | IIB | AAN-2573-CSG-SAR-X-1 | 30 | Monopole | sharing site/ from data base
AAN2574 | Site 6081 | AAN |  | AAN2574 | AAN2574 |  |  | On Air | On Air |  | 2015-09-29 | Permanent | 24.0597 | 55.6157 | Ericsson | Outdoor | Site Sharing | Site Sharing | Outdoor Site Sharing-Etisalat Owned | SS Opex | Etisalat Sharing | 3G+4G | Enclosure6130 | 2CC | 4T4R | U2100 + U900 | L800 + L2100 |  | 8006600 | 29 | 6 |  |  | 3 | [33 empty] | IIB | AAN-2574-CSG-SAR-X-1 | 30 | Monopole | sharing site/ from data base
AAN2575 | Site 6082 | AAN | AAN2575 | AAN2575 | AAN2575 |  | On Air | On Air | On Air |  | 2014-09-15 | Permanent | 24.065 | 55.6343 | Nokia/Ericsson | Outdoor | Site Sharing | Site Sharing | Outdoor Site Sharing-Etisalat Owned | SS Opex | SS - Monopole | 2G+3G+4G | Enclosure6130 | 2CC | 4T4R | U2100 + U900 | L800 + L2100 |  | 8006600 | 34 | 6 |  |  | 3 | [33 empty] | IIB | AAN-2575-CSG-SAR-X-1 | 35 | Monopole | sharing site/ from data base
AAN2576 | Site 6083 | AAN |  | AAN2576 | AAN2576 |  |  | On Air | On Air |  | 2015-09-29 | Permanent | 24.0765 | 55.6536 | Ericsson | Outdoor | Site Sharing | Site Sharing | Outdoor Site Sharing-Etisalat Owned | SS Opex | Etisalat Sharing | 3G+4G | Enclosure6130 | 4CC | 4T4R | U2100 + U900 | L1800 (F1+F2) + L800 + L2100 |  | 8006600 | 32 | 6 |  |  | 3 | [33 empty] | IIB | AAN-2576-CSG-SAR-X-1 | 35 | Monopole | sharing site/ from data base
AAN2579 | Site 6084 | AAN | AAN2579 | AAN2579 | AAN2579 | AANNR2579 | On Air | On Air | On Air | On Air | 2012-12-26 | Permanent | 24.0721 | 55.8536 | Nokia/Ericsson | Outdoor | Site Sharing | Site Sharing | Outdoor Site Sharing-Etisalat Owned | SS Opex | SS - Monopole | 2G+3G+4G+5G | Enclosure6130 | 3CC | 4T4R | U2100 + U900 | L1800 (F1) + L800 + L2100 | 1CC | 8008100 | 38 | 6 | 3 | N41 | 3 | 3 | [32 empty] | IIB | AAN-2579-CSG-ASR920-LD-1 | 40 | Monopole | sharing site/ from data base
AAN2585 | Site 6085 | AAN |  | AAN2585 | AAN2585 | AANNR2585 |  | On Air | On Air | On Air | 2009 | Permanent | 24.2468 | 55.7538 | Ericsson | Outdoor | EITC Passive Infrastructure | Greenfield | Outdoor Green field-du Owned | Du Solo | Greenfield | 3G+4G+5G | Enclosure6130 | 4CC | 4T4R | U2100 + U900 | L1800 (F1+F2) + L800 + L2100 | 2CC | 8000500 | 20 | 6 | 3 | N78 | 3 | 3 | [32 empty] | IIB | AAN-2585-CSG-N540-LD-1 | 20 | 20m-MD-MP | confirmed
AAN2588 | Site 6086 | AAN |  | AAN2588 | AAN2588 | AANNR2588 |  | On Air | On Air | On Air | 2015-05-25 | Permanent | 24.1527 | 55.3825 | Ericsson | Outdoor | EITC Passive Infrastructure | Greenfield | Outdoor Green field-du Owned | DU Solo | Lattice Tower | 3G+4G+5G | Enclosure6130 | 4CC | 4T4R | U2100 + U900 | L1800 (F1+F2) + L800 + L2100 | 1CC | 8007100 | 50 | 8 | 3 | N41 | 4 | 3 | [32 empty] | IIB | AAN-2588-CSG-IXR-E-1 | 60 | #N/A | from data base
AAN2591 | Site 6087 | AAN |  | AAN2591 | AAN2591 | AANNR2591 |  | On Air | On Air | On Air | 2015-09-29 | Permanent | 24.5101 | 55.4944 | Ericsson | Outdoor | Site Sharing | Site Sharing | Outdoor Site Sharing-Etisalat Owned | SS Opex | ET Sharing - Monopole | 3G+4G+5G | Enclosure6130 | 2CC | 4T4R | U2100 + U900 | L800 + L2100 | 1CC | 8005600 | 32 | 6 | 3 | N41 | 3 | 3 | [32 empty] | IIB | AAN-2591-CSG-ASR920-LD-1 | 30 | Monopole | sharing site/ from data base
AAN2593 | Site 6088 | AAN | AAN2593 | AAN2593 | AAN2593 | AANNR2593 | On Air | On Air | On Air | On Air | 2015-01-28 | Permanent | 24.1504 | 55.7282 | Nokia/Ericsson | Outdoor | Site Sharing | Site Sharing | Outdoor Site Sharing-Etisalat Owned | SS Opex | SS - Monopole | 2G+3G+4G+5G | Enclosure6130 | 3CC | 4T4R | U2100 + U900 | L1800 (F1) + L800 + L2100 | 2CC | 8002600 | 38 | 6 | 3 | N78 | 3 | 3 | [32 empty] | IIB | AAN-2593-CSG-ASR920-LD-1 | 40 | Monopole | sharing site/ from data base
AAN2597 | Site 6089 | AAN |  | AAN2597 | AAN2597 | AANNR2597 |  | On Air | On Air | On Air | 2009 | Permanent | 24.1082 | 55.8392 | Ericsson | Outdoor | Site Sharing | Site Sharing | Outdoor Site Sharing-Etisalat Owned | SS Opex | SS | 3G+4G+5G | Enclosure6130 | 3CC | 4T4R | U2100 + U900 | L1800 (F1) + L800 + L2100 | 1CC | 8008100 | 40 | 6 | 3 | N41 | 3 | 3 | [32 empty] | IIB | AAN-2597-CSG-SAR-X-1 | 40 | Monopole | sharing site/ from data base
AAN2599 | Site 6090 | AAN |  | AAN2599 | AAN2599 | AANNR2599 |  | On Air | On Air | On Air | 2014-09-16 | Permanent | 24.161 | 55.6701 | Ericsson | Outdoor | EITC Passive Infrastructure | Greenfield | Outdoor Green field-du Owned | DU Solo | Palm Tree | 3G+4G+5G | Enclosure6130 | 3CC | 4T4R | U2100 + U900 | L1800 (F1) + L800 + L2100 | 1CC | 8003100 | 30 | 6 | 3 | N41 | 3 | 3 | [32 empty] | IIB | AAN-2599-CSG-ASR920-LD-1 | 30 | #N/A | from data base
AAN2605 | Site 6091 | AAN | AAN2605 | AAN2605 | AAN2605 | AANNR2605 | On Air | On Air | On Air | On Air | 2014-02-24 | Permanent | 24.1105 | 55.695 | Nokia/Ericsson | Outdoor | EITC Passive Infrastructure | Greenfield | Outdoor Green field-du Owned | DU Solo | Monopole | 2G+3G+4G+5G | Enclosure6130 | 4CC | 4T4R | U2100 + U900 | L1800 (F1+F2) + L800 + L2100 | 1CC | 8002900 | 38 | 8 | 3 | N41 | 4 | 3 | [32 empty] | IIB | AAN-2605-CSG-ASR920-LD-1 | 40 | #N/A | from data base
AAN2606 | Site 6092 | AAN | AAN2606 | AAN2606 | AAN2606 |  | On Air | On Air | On Air |  | 2013-12-23 | Permanent | 24.3534 | 55.4398 | Nokia/Ericsson | Outdoor | Site Sharing | Site Sharing | Outdoor Site Sharing-Etisalat Owned | SS Opex | SS - Monopole | 2G+3G+4G | BTS3900/Flexi 2G | 2CC | 4T4R | U2100 + U900 | L800 + L2100 |  | 8005700 | 32 | 6 |  |  | 3 | [33 empty] | IIB | AAN-2606-CSG-SAR-X-1 | 35 | Monopole | sharing site/ from data base
AAN2607 | Site 6093 | AAN | AAN2607 | AAN2607 | AAN2607 | AANNR2607 | On Air | On Air | On Air | On Air | 2014-04-20 | Permanent | 24.1812 | 55.7161 | Nokia/Ericsson | Outdoor | EITC Passive Infrastructure | Greenfield | Outdoor Green field-du Owned | DU Solo | Monopole | 2G+3G+4G+5G | Enclosure6130 | 3CC | 4T4R | U2100 + U900 | L1800 (F1) + L800 + L2100 | 2CC | 8002500 | 29 | 8 | 3 | N78 | 4 | 3 | Y | [31 empty] | IIB | AAN-2607-CSG-ASR920-LD-1 | 30 | #N/A | from data base
AAN2612 | Site 6094 | AAN |  | AAN2612 | AAN2612 | AANNR2612 |  | On Air | On Air | On Air | 2016-09-18 | Permanent | 24.0823 | 55.8536 | Ericsson | Outdoor | EITC Passive Infrastructure | Greenfield | Outdoor Green field-du Owned | Du Solo | RDU - Monopole | 3G+4G+5G | Enclosure6130 | 3CC | 4T4R | U2100 + U900 | L1800 (F1) + L800 + L2100 | 1CC | 8008100 | 29 | 6 | 3 | N41 | 3 | 3 | [32 empty] | IIB | Passive AAN-2305-PREAGG-SR7-1 | 30 | #N/A | from data base
AAN2613 | Site 6095 | AAN |  | AAN2613 | AAN2613 | AANNR2613 |  | On Air | On Air | On Air | 2014-09-30 | Permanent | 24.0388 | 55.8536 | Ericsson | Outdoor | EITC Passive Infrastructure | Greenfield | Outdoor Green field-du Owned | Du Solo | Monopole | 3G+4G+5G | Enclosure6130 | 4CC | 4T4R | U2100 + U900 | L1800 (F1+F2) + L800 + L2100 | 1CC | 8008300 | 34 | 6 | 3 | N41 | 3 | 3 | [32 empty] | IIB | AAN-2613-CSG-ASR920-LD-1 | 30 | #N/A | from data base
AAN2614 | Site 6096 | AAN | AAN2614 | AAN2614 | AAN2614 | AANNR2614 | On Air | On Air | On Air | On Air | 2014-09-16 | Permanent | 24.1643 | 55.7873 | Nokia/Ericsson | Outdoor | EITC Passive Infrastructure | Greenfield | Outdoor Green field-du Owned | DU Solo | Monopole | 2G+3G+4G+5G | BTS3900/MultiRadio 2G | 4CC | 4T4R | U2100 + U900 | L1800 (F1+F2) + L800 + L2100 | 2CC | 8002300 | 29 | 6 | 3 | N78 | 3 | 3 | [32 empty] | IIB | AAN-2614-CSG-N540-LD-1 | 30 | #N/A | from data base
AAN2615 | Site 6097 | AAN | AAN2615 | AAN2615 | AAN2615 |  | On Air | On Air | On Air |  | 2014-11-25 | Permanent | 24.2497 | 55.3932 | Nokia/Ericsson | Outdoor | EITC Passive Infrastructure | Greenfield | Outdoor Green field-du Owned | DU Solo | Monopole | 2G+3G+4G | Enclosure6130 | 2CC | 4T4R | U2100 + U900 | L800 + L2100 |  | 8006700 | 38 | 6 |  |  | 3 | [33 empty] | IIB | AAN-2615-CSG-IXR-E-1 | 40 | #N/A | from data base
AAN2619 | Site 6098 | AAN |  | AAN2619 | AAN2619 | AANNR2619 |  | On Air | On Air | On Air | 2017-09-04 | Permanent | 24.064 | 55.7427 | Ericsson | Outdoor | EITC Passive Infrastructure | Greenfield | Outdoor Green field-du Owned | Du Solo | Monopole | 3G+4G+5G | Enclosure6130 | 2CC | 4T4R | U2100 + U900 | L800 + L2100 | 2CC | 8002700 | 33 | 6 | 3 | N78 | 3 | 3 | [32 empty] | IIB | AAN-2619-CSG-IXR-E-1 | 35 | #N/A | from data base
AAN2620 | Site 6099 | AAN |  | AAN2620 | AAN2620 | AANNR2620 |  | On Air | On Air | On Air | 2017-09-04 | Permanent | 24.0634 | 55.7357 | Ericsson | Outdoor | EITC Passive Infrastructure | Greenfield | Outdoor Green field-du Owned | Du Solo | Monopole | 3G+4G+5G | Enclosure6130 | 3CC | 4T4R | U2100 + U900 | L1800 (F1) + L800 + L2100 | 2CC | 8002700 | 35 | 6 | 3 | N78 | 3 | 3 | [32 empty] | IIB | AAN-2620-CSG-N540-LD-1 | 35 | #N/A | from data base
AAN2624 | Site 6100 | AAN |  | AAN2624 | AAN2624 | AANNR2624 |  | On Air | On Air | On Air | 2017-08-23 | Permanent | 24.0756 | 55.7339 | Ericsson | Outdoor | EITC Passive Infrastructure | Greenfield | Outdoor Green field-du Owned | Du Solo | Monopole | 3G+4G+5G | Enclosure6130 | 2CC | 4T4R | U2100 + U900 | L800 + L2100 | 2CC | 8002700 | 33 | 6 | 3 | N78 | 3 | 3 | [32 empty] | IIB | AAN-2624-CSG-IXR-E-1 | 35 | #N/A | from data base
AAN2625 | Site 6101 | AAN |  | AAN2625 | AAN2625 | AANNR2625 |  | On Air | On Air | On Air | 2017-09-27 | Permanent | 24.0827 | 55.7387 | Ericsson | Outdoor | EITC Passive Infrastructure | Greenfield | Outdoor Green field-du Owned | Du Solo | Monopole | 3G+4G+5G | Enclosure6130 | 2CC | 4T4R | U2100 + U900 | L800 + L2100 | 2CC | 8002700 | 33 | 6 | 3 | N78 | 3 | 3 | [32 empty] | IIB | AAN-2625-CSG-IXR-E-1 | 35 | #N/A | from data base
AAN2627 | Site 6102 | AAN |  | AAN2627 | AAN2627 | AANNR2627 |  | On Air | On Air | On Air | 2009 | Permanent | 24.089 | 55.7373 | Ericsson | Outdoor | Site Sharing | Site Sharing | Outdoor Site Sharing-Etisalat Owned | SS Opex | SS | 3G+4G+5G | Enclosure6130 | 3CC | 4T4R | U2100 + U900 | L1800 (F1) + L800 + L2100 | 2CC | 8002700 | 35 | 6 | 3 | N78 | 3 | 3 | [32 empty] | IIB | AAN-2627-CSG-N540-LD-1 | 35 | Monopole | sharing site/ from data base
AAN2815 | Site 6103 | AAN |  | AAN2815 | AAN2815 | AANNR2815 |  | On Air | On Air | On Air | 2015-02-23 | Permanent | 24.2627 | 55.7681 | Ericsson | Outdoor | EITC Passive Infrastructure | Greenfield | Outdoor Green field-du Owned- Small Cells | Du Solo | Atom | 3G+4G+5G | Atom cell | 2CC | 4T4R | U2100 | L1800 (F1) + L2100 | 1CC | 8000200 | 7 | 1 | 3 | N41 | 2 | 3 | [32 empty] | MW | 0 | 3 | #N/A | Rooftop
AAN3126 | Site 6104 | AAN |  | AAN3126 | AAN2815 | AANNR3126 |  | On Air | On Air | On Air | 2017-05-09 | Permanent | 24.2328 | 55.7077 | Ericsson | Outdoor | Site Sharing | Site Sharing | Outdoor Site Sharing-Etisalat Owned | SS Opex | Site Share - Monopole | 3G+4G+5G | BTS3910 | 4CC | 4T4R | U2100 + U900 | L1800 (F1+F2) + L800 + L2100 | 2CC | 8000700 | 30 | 6 | 3 | N78 | 3 | 3 | [32 empty] | IIB | AAN-3126-CSG-SAR-X-1 | 35 | Monopole | sharing site/ from data base
AAN2817 | Site 6105 | AAN |  | AAN2817 | AAN2817 | AANNR2817 |  | On Air | On Air | On Air | 2009 | Permanent | 24.2723 | 55.7635 | Ericsson | Outdoor | EITC Passive Infrastructure | Capex - du | Outdoor Taawn-du Lead |  | Capex - du | 3G+4G+5G | Enclosure6130 | 4CC | 4T4R | U2100 + U900 | L1800 (F1+F2) + L800 + L2100 | 1CC | 8000400 | 35 | 5 | 3 | N41 | 3 | 3 | [32 empty] | IIB | AAN-2817-CSG-N540-LD-1
AAN2820 | Site 6106 | AAN |  | AAN2820 | AAN2820 | AANNR2820 |  | On Air | On Air | On Air | 2015-07-29 | Permanent | 24.1116 | 55.7157 | Ericsson | Outdoor | EITC Passive Infrastructure | Greenfield | Outdoor Green field-du Owned | DU Solo | Monopole | 3G+4G+5G | Enclosure6130 | 3CC | 4T4R | U2100 + U900 | L1800 (F1) + L800 + L2100 | 2CC | 8003300 | 28 | 6 | 3 | N78 | 3 | 3 | [32 empty] | IIB | AAN-2820-CSG-SAR-X-1 | 30 | #N/A | from data base
AAN2823 | Site 6107 | AAN |  | AAN2823 | AAN2823 | AANNR2823 |  | On Air | On Air | On Air | 2009 | Permanent | 24.1041 | 55.7069 | Ericsson | Outdoor | EITC Passive Infrastructure | Greenfield | Outdoor Taawn-du Lead | Du Capex | GF | 3G+4G+5G | Enclosure6130 | 2CC | 4T4R | U2100 + U900 | L800 + L2100 | 1CC | 8003300 | 33 | 6 | 3 | N41 | 3 | 3 | [32 empty] | IIB | AAN-2823-CSG-SAR-X-1 | 35 | #N/A | from data base
AAN2824 | Site 6108 | AAN |  | AAN2824 | AAN2824 | AANNR2824 |  | On Air | On Air | On Air | 2015-08-13 | Permanent | 24.109 | 55.7019 | Ericsson | Outdoor | EITC Passive Infrastructure | Greenfield | Outdoor Green field-du Owned | Du Solo | Monopole | 3G+4G+5G | Enclosure6130 | 3CC | 4T4R | U2100 + U900 | L1800 (F1) + L800 + L2100 | 1CC | 8003300 | 29 | 6 | 3 | N41 | 3 | 3 | [32 empty] | IIB | AAN-2824-CSG-SAR-X-1 | 30 | #N/A | from data base
AAN2825 | Site 6109 | AAN |  | AAN2825 | AAN2825 | AANNR2825 |  | On Air | On Air | On Air | 2009 | Permanent | 24.1054 | 55.6968 | Ericsson | Outdoor | EITC Passive Infrastructure | Greenfield | Outdoor Taawn-du Lead | Du Capex | Greenfield | 3G+4G+5G | Enclosure6130 | 4CC | 4T4R | U2100 + U900 | L1800 (F1+F2) + L800 + L2100 | 1CC | 8003300 | 35 | 6 | 3 | N41 | 3 | 3 | [32 empty] | IIB | AAN-2825-CSG-N540-LD-1 | 35 | 35m-MD-MP | confirmed
AAN2826 | Site 6110 | AAN |  | AAN2826 | AAN2826 | AANNR2826 |  | On Air | On Air | On Air | 2020-04-07 | Permanent | 24.1183 | 55.7042 | Ericsson | Outdoor | EITC Passive Infrastructure | Greenfield | Outdoor Taawn-du Lead | Du Capex | Capex - du | 3G+4G+5G | Enclosure6130 | 4CC | 4T4R | U900 | L1800 (F1+F2) + L800 + L2100 | 2CC | 8003300 | 38 | 8 | 3 | N78 | 4 | 3 | [32 empty] | IIB | AAN-2826-CSG-IXR-E-1 | 40 | 40m-HD-MP | confirmed
AAN2827 | Site 6111 | AAN |  | AAN2827 | AAN2827 | AANNR2827 |  | On Air | On Air | On Air | 2015-07-29 | Permanent | 24.1056 | 55.69 | Ericsson | Outdoor | EITC Passive Infrastructure | Greenfield | Outdoor Green field-du Owned | Du Solo | Monopole | 3G+4G+5G | Enclosure6130 | 3CC | 4T4R | U2100 + U900 | L1800 (F1) + L800 + L2100 | 1CC | 8002900 | 29 | 6 | 3 | N41 | 3 | 3 | [32 empty] | IIB | AAN-2827-CSG-ASR920-LD-1 | 30 | #N/A | from data base
AAN2829 | Site 6112 | AAN |  | AAN2829 | AAN2829 | AANNR2829 |  | On Air | On Air | On Air | 2020-04-14 | Permanent | 24.1144 | 55.6825 | Ericsson | Outdoor | EITC Passive Infrastructure | Greenfield | Outdoor Taawn-du Lead | Du Capex | Capex - du | 3G+4G+5G | Enclosure6130 | 4CC | 4T4R | U900 | L1800 (F1+F2) + L800 + L2100 | 1CC | 8002900 | 38 | 6 | 3 | N41 | 3 | 3 | [32 empty] | IIB | AAN-2829-CSG-ASR920-LD-1 | 40 | 40m-HD-MP | confirmed
AAN2832 | Site 6113 | AAN |  | AAN2832 | AAN2832 | AANNR2832 |  | On Air | On Air | On Air | 2009 | Permanent | 24.1524 | 55.6338 | Ericsson | Outdoor | Site Sharing | Site Sharing | Outdoor Site Sharing-Etisalat Owned | SS Opex | SS - Monopole | 3G+4G+5G | Enclosure6130 | 3CC | 4T4R | U2100 + U900 | L1800 (F1) + L800 + L2100 | 1CC | 8001100 | 34 | 6 | 3 | N41 | 3 | 3 | [32 empty] | IIB | AAN-2832-CSG-IXR-E-1 | 35 | Monopole | sharing site/ from data base
AAN2833 | Site 6114 | AAN |  | AAN2833 | AAN2833 | AANNR2833 |  | On Air | On Air | On Air | 2017-04-25 | Permanent | 24.1496 | 55.6262 | Ericsson | Outdoor | Site Sharing | Site Sharing | Outdoor Site Sharing-Etisalat Owned | SS Opex | Site Share - Monopole | 3G+4G+5G | Enclosure6130 | 2CC | 4T4R | U2100 + U900 | L1800 (F1) + L2100 | 1CC | 8001100 | 34 | 6 | 3 | N41 | 3 | 3 | [32 empty] | IIB | AAN-2833-CSG-IXR-E-1 | 35 | Monopole | sharing site/ from data base
AAN2834 | Site 6115 | AAN |  | AAN2834 | AAN2834 | AANNR2834 |  | On Air | On Air | On Air | 2009 | Permanent | 24.1467 | 55.6192 | Ericsson | Outdoor | Site Sharing | Site Sharing | Outdoor Site Sharing-Etisalat Owned | SS Opex | Site Share | 3G+4G+5G | Enclosure6130 | 4CC | 4T4R | U2100 + U900 | L1800 (F1+F2) + L800 + L2100 | 1CC | 8001100 | 25 | 6 | 3 | N41 | 3 | 3 | [32 empty] | IIB | AAN-2834-CSG-IXR-E-1 | 35 | Site Share | sharing site/ from data base
AAN2835 | Site 6116 | AAN |  | AAN2835 | AAN2835 | AANNR2835 |  | On Air | On Air | On Air | 2017-04-20 | Permanent | 24.1411 | 55.6254 | Ericsson | Outdoor | Site Sharing | Site Sharing | Outdoor Site Sharing-Etisalat Owned | SS Opex | Site Share - Monopole | 3G+4G+5G | Enclosure6130 | 3CC | 4T4R | U2100 + U900 | L1800 (F1) + L800 + L2100 | 1CC | 8001100 | 34 | 6 | 3 | N41 | 3 | 3 | [32 empty] | IIB | AAN-2835-CSG-IXR-E-1 | 35 | Monopole | sharing site/ from data base
AAN2836 | Site 6117 | AAN |  | AAN2836 | AAN2836 | AANNR2836 |  | On Air | On Air | On Air | 2017-06-19 | Permanent | 24.0922 | 55.8445 | Ericsson | Outdoor | EITC Passive Infrastructure | Greenfield | Outdoor Green field-du Owned | DU Solo | Monopole | 3G+4G+5G | Enclosure6130 | 3CC | 4T4R | U2100 + U900 | L1800 (F1) + L800 + L2100 | 1CC | 8008100 | 34 | 6 | 3 | N41 | 3 | 3 | [32 empty] | IIB | AAN-2836-CSG-SAR-X-1 | 35 | #N/A | from data base
AAN2837 | Site 6118 | AAN |  | AAN2837 | AAN2837 | AANNR2837 |  | On Air | On Air | On Air | 2016-08-20 | Permanent | 24.1026 | 55.835 | Ericsson | Outdoor | EITC Passive Infrastructure | Greenfield | Outdoor Green field-du Owned | DU Solo | Monopole | 3G+4G+5G | Enclosure6130 | 3CC | 4T4R | U2100 + U900 | L1800 (F1) + L800 + L2100 | 1CC | 8008100 | 34 | 6 | 3 | N41 | 3 | 3 | [32 empty] | IIB | AAN-2837-CSG-SAR-X-1 | 35 | #N/A | from data base
AAN2838 | Site 6119 | AAN |  | AAN2838 | AAN2838 | AANNR2838 |  | On Air | On Air | On Air | 2017-07-18 | Permanent | 24.1026 | 55.8562 | Ericsson | Outdoor | EITC Passive Infrastructure | Greenfield | Outdoor Green field-du Owned | DU Solo | Monopole | 3G+4G+5G | Enclosure6130 | 3CC | 4T4R | U2100 + U900 | L1800 (F1) + L800 + L2100 | 1CC | 8008100 | 33 | 7 | 3 | N41 | 4 | 3 | [32 empty] | IIB | Passive AAN-2058-PREAGG-SR7-1 | 35 | #N/A | from data base
AAN2839 | Site 6120 | AAN |  | AAN2839 | AAN2839 | AANNR2839 |  | On Air | On Air | On Air | 2016-09-18 | Permanent | 24.0981 | 55.8488 | Ericsson | Outdoor | EITC Passive Infrastructure | Greenfield | Outdoor Green field-du Owned | Du Solo | Monopole | 3G+4G+5G | Enclosure6130 | 3CC | 4T4R | U2100 + U900 | L1800 (F1) + L800 + L2100 | 1CC | 8008100 | 35 | 6 | 3 | N41 | 3 | 3 | [32 empty] | IIB | AAN-2839-CSG-ASR920-LD-1 | 35 | #N/A | from data base
AAN2840 | Site 6121 | AAN |  | AAN2840 | AAN2840 | AANNR2840 |  | On Air | On Air | On Air | 2023 | Permanent | 24.2447 | 55.692 | Ericsson | Outdoor | Site Sharing | Site Sharing | Outdoor Site Sharing-Etisalat Owned |  | Monopole | 3G+4G+5G | Enclosure6130 | 3CC | 4T4R | U2100 + U900 | L1800 (F1) + L800 + L2100 | 2CC | 8000600 | 30 | 6 | 3 | N78 | 3 | 3 | [32 empty] | IIB | Passive AAN-2042-PREAGG-SR7-1
AAN2841 | Site 6122 | AAN |  | AAN2841 | AAN2841 | AANNR2841 |  | On Air | On Air | On Air | 2015-11-05 | Permanent | 24.213 | 55.4224 | Ericsson | Outdoor | Site Sharing | Site Sharing | Outdoor Site Sharing-Etisalat Owned | SS Opex | Site Share - Monopole | 3G+4G+5G | Enclosure6130 | 4CC | 4T4R | U2100 + U900 | L1800 (F1+F2) + L800 + L2100 | 1CC | 8006700 | 32 | 6 | 3 | N41 | 3 | 3 | [32 empty] | IIB | AAN-2841-CSG-SAR-X-1 | 35 | Monopole | sharing site/ from data base
AAN2843 | Site 6123 | AAN |  | AAN2843 | AAN2843 | AANNR2843 |  | On Air | On Air | On Air | 2016-07-14 | Permanent | 24.176 | 55.6968 | Ericsson | Outdoor | EITC Passive Infrastructure | Greenfield | Outdoor Green field-du Owned | DU Solo | Monopole | 3G+4G+5G | Enclosure6130 | 3CC | 4T4R | U2100 + U900 | L1800 (F1) + L800 + L2100 | 2CC | 8003000 | 38 | 6 | 3 | N78 | 3 | 3 | [32 empty] | IIB | AAN-2843-CSG-ASR920-LD-1 | 40 | #N/A | from data base
AAN2844 | Site 6124 | AAN |  | AAN2844 | AAN2844 | AANNR2844 |  | On Air | On Air | On Air | 2016-06-22 | Permanent | 24.0624 | 55.845 | Ericsson | Outdoor | EITC Passive Infrastructure | Greenfield | Outdoor Green field-du Owned | Du Solo | Monopole | 3G+4G+5G | Enclosure6130 | 4CC | 4T4R | U2100 + U900 | L1800 (F1+F2) + L800 + L2100 | 1CC | 8008300 | 30 | 6 | 3 | N41 | 3 | 3 | [32 empty] | IIB | Passive AAN-2305-PREAGG-SR7-1 | 30 | #N/A | from data base
AAN2848 | Site 6125 | AAN |  | AAN2848 | AAN2848 | AANNR2848 |  | On Air | On Air | On Air | 2017-06-22 | Permanent | 24.1003 | 55.9072 | Ericsson | Outdoor | EITC Passive Infrastructure | Greenfield | Outdoor Green field-du Owned | Du Solo | Monopole | 3G+4G+5G | Enclosure6130 | 4CC | 4T4R | U2100 + U900 | L1800 (F1+F2) + L800 + L2100 | 1CC | 8007900 | 28 | 6 | 3 | N41 | 3 | 3 | [32 empty] | IIB | AAN-2848-CSG-ASR920-LD-1 | 30 | #N/A | from data base
AAN2849 | Site 6126 | AAN |  | AAN2849 | AAN2849 | AANNR2849 |  | On Air | On Air | On Air | 2015-12-06 | Permanent | 23.4138 | 55.4064 | Ericsson | Outdoor | EITC Passive Infrastructure | Greenfield | Outdoor Green field-du Owned | Du Solo | Monopole | 3G+4G+5G | Enclosure6130 | 2CC | 4T4R | U2100 + U900 | L800 + L2100 | 1CC | 8009500 | 30 | 6 | 3 | N41 | 3 | 3 | [32 empty] | MW | 0 | 30 | #N/A | from data base
AAN2870 | Site 6127 | AAN |  | AAN2870 | AAN2870 | AANNR2870 |  | On Air | On Air | On Air | 2015-08-24 | Permanent | 24.104 | 55.9167 | Ericsson | Outdoor | Site Sharing | Site Sharing | Outdoor Site Sharing-Etisalat Owned | SS Opex | Monopole | 3G+4G+5G | Enclosure6130 | 3CC | 4T4R | U2100 + U900 | L1800 (F1) + L800 + L2100 | 1CC | 8007900 | 37 | 6 | 3 | N41 | 3 | 3 | [32 empty] | IIB | AAN-2870-CSG-ASR920-LD-1 | 40 | Monopole | sharing site/ from data base
AAN2871 | Site 6128 | AAN |  | AAN2871 | AAN2871 | AANNR2871 |  | On Air | On Air | On Air | 2015-10-06 | Permanent | 24.1773 | 55.738 | Ericsson | Outdoor | EITC Passive Infrastructure | Greenfield | Outdoor Green field-du Owned | Du Solo | Palm Tree | 3G+4G+5G | Enclosure6130 | 4CC | 4T4R | U2100 + U900 | L1800 (F1+F2) + L800 + L2100 | 2CC | 8002600 | 28 | 6 | 3 | N78 | 3 | 3 | [32 empty] | MW | 0 | 30 | #N/A | from data base
AAN2872 | Site 6129 | AAN |  | AAN2872 | AAN2872 | AANNR2872 |  | On Air | On Air | On Air | 2016-10-30 | Permanent | 24.1539 | 55.6624 | Ericsson | Outdoor | EITC Passive Infrastructure | Greenfield | Outdoor Green field-du Owned | Du Solo | Monopole | 3G+4G+5G | Enclosure6130 | 3CC | 4T4R | U2100 + U900 | L1800 (F1) + L800 + L2100 | 1CC | 8003100 | 30 | 6 | 3 | N41 | 3 | 3 | [32 empty] | IIB | AAN-2872-CSG-SAR-X-1 | 30 | #N/A | from data base
AAN2873 | Site 6130 | AAN |  | AAN2873 | AAN2873 | AANNR2873 |  | On Air | On Air | On Air | 2009 | Permanent | 24.6086 | 55.4612 | Ericsson | Outdoor | EITC Passive Infrastructure | Greenfield | Outdoor Green field-du Owned | Du Solo | Greenfield | 3G+4G+5G | Enclosure6130 | 4CC | 4T4R | U2100 + U900 | L1800 (F1+F2) + L800 + L2100 | 1CC | 8005200 | 60 | 6 | 3 | N41 | 3 | 3 | [32 empty] | MW | 0 | 60 | 60m-LT | confirmed
AAN2877 | Site 6131 | AAN |  | AAN2877 | AAN2877 | AANNR2877 |  | On Air | On Air | On Air | 2009 | Permanent | 24.1304 | 55.7232 | Ericsson | Outdoor | EITC Passive Infrastructure | Greenfield | Outdoor Taawn-du Lead | Du Capex | Capex - du | 3G+4G+5G | Enclosure6130 | 2CC | 4T4R | U2100 + U900 | L800 + L2100 | 2CC | 8002700 | 33 | 6 | 3 | N78 | 3 | 3 | [32 empty] | IIB | AAN-2877-CSG-N540-LD-1 | 35 | #N/A | from data base
AAN2878 | Site 6132 | AAN |  | AAN2878 | AAN2878 | AANNR2878 |  | On Air | On Air | On Air | 2009 | Permanent | 24.1241 | 55.723 | Ericsson | Outdoor | EITC Passive Infrastructure | Greenfield | Outdoor Taawn-du Lead | Du Capex | Greenfield | 3G+4G+5G | Enclosure6130 | 4CC | 4T4R | U2100 + U900 | L1800 (F1+F2) + L800 + L2100 | 2CC | 8002700 | 40 | 6 | 3 | N78 | 3 | 3 | [32 empty] | IIB | AAN-2878-CSG-N540-LD-1 | 40 | 40m-HD-MP | confirmed
AAN2880 | Site 6133 | AAN |  | AAN2880 | AAN2880 | AANNR2880 |  | On Air | On Air | On Air | 2009 | Permanent | 24.1167 | 55.7233 | Ericsson | Outdoor | EITC Passive Infrastructure | Greenfield | Outdoor Taawn-du Lead | Du Capex | Capex - du | 3G+4G+5G | Enclosure6130 | 4CC | 4T4R | U2100 + U900 | L1800 (F1+F2) + L800 + L2100 | 2CC | 8002700 | 33 | 6 | 3 | N78 | 3 | 3 | [32 empty] | IIB | AAN-2880-CSG-IXR-E-1 | 35 | #N/A | from data base
AAN2881 | Site 6134 | AAN |  | AAN2881 | AAN2881 | AANNR2881 |  | On Air | On Air | On Air | 2009 | Permanent | 24.1119 | 55.7257 | Ericsson | Outdoor | EITC Passive Infrastructure | Greenfield | Outdoor Taawn-du Lead | Du Capex | Capex - du | 3G+4G+5G | Enclosure6130 | 3CC | 4T4R | U2100 + U900 | L1800 (F1) + L800 + L2100 | 2CC | 8002700 | 39 | 6 | 3 | N78 | 3 | 3 | [32 empty] | IIB | AAN-2881-CSG-IXR-E-1 | 40 | #N/A | from data base
AAN2882 | Site 6135 | AAN |  | AAN2882 | AAN2882 |  |  | On Air | On Air |  | 2009 | Permanent | 24.1294 | 55.7336 | Ericsson | Outdoor | EITC Passive Infrastructure | Greenfield | Outdoor Taawn-du Lead | Du Capex | Greenfield | 3G+4G | Enclosure6130 | 4CC | 4T4R | U2100 + U900 | L1800 (F1+F2) + L800 + L2100 |  | 8002700 | 40 | 6 |  |  | 3 | [33 empty] | IIB | AAN-2882-CSG-N540-LD-1 | 40 | 40m-HD-MP | confirmed
AAN2884 | Site 6136 | AAN |  | AAN2884 | AAN2884 | AANNR2884 |  | On Air | On Air | On Air | 2009 | Permanent | 24.1175 | 55.7309 | Ericsson | Outdoor | EITC Passive Infrastructure | Greenfield | Outdoor Taawn-du Lead | Du Capex | Capex - du | 3G+4G+5G | Enclosure6130 | 2CC | 4T4R | U2100 + U900 | L800 + L2100 | 2CC | 8002700 | 33 | 6 | 3 | N78 | 3 | 3 | [32 empty] | IIB | AAN-2884-CSG-IXR-E-1 | 35 | #N/A | from data base
AAN2886 | Site 6137 | AAN |  | AAN2886 | AAN2886 | AANNR2886 |  | On Air | On Air | On Air | 2009 | Permanent | 24.1081 | 55.7271 | Ericsson | Outdoor | EITC Passive Infrastructure | Greenfield | Outdoor Green field-du Owned | Du Capex | Greenfield | 3G+4G+5G | Enclosure6130 | 4CC | 4T4R | U2100 + U900 | L1800 (F1+F2) + L800 + L2100 | 2CC | 8002700 | 35 | 6 | 3 | N78 | 3 | 3 | [32 empty] | IIB | AAN-2886-CSG-IXR-E-1 | 35 | 35m-MD-MP | confirmed
AAN2889 | Site 6138 | AAN |  | AAN2889 | AAN2889 | AANNR2889 |  | On Air | On Air | On Air | 2017-10-16 | Permanent | 24.255 | 55.7232 | Ericsson | Outdoor | Site Sharing | Site Sharing | Outdoor Site Sharing-Etisalat Owned | SS Opex | Monopole | 3G+4G+5G | BTS3910 | 4CC | 4T4R | U2100 + U900 | L1800 (F1+F2) + L800 + L2100 | 2CC | 8000500 | 31 | 6 | 3 | N78 | 3 | 3 | [32 empty] | IIB | AAN-2889-CSG-ASR920-LD-1 | 35 | Monopole | sharing site/ from data base
AAN2890 | Site 6139 | AAN |  | AAN2890 | AAN2890 | AANNR2890 |  | On Air | On Air | On Air | 2016-12-07 | Permanent | 24.169 | 55.1052 | Ericsson | Outdoor | EITC Passive Infrastructure | Greenfield | Outdoor Green field-du Owned | Du Solo | Greenfield | 3G+4G+5G | Enclosure6130 | 4CC | 4T4R | U2100 + U900 | L1800 (F1+F2) + L800 + L2100 | 1CC | 8007300 | 40 | 6 | 3 | N41 | 3 | 3 | [32 empty] | IIB | AAN-2890-CSG-IXR-E-1 | 40 | #N/A | from data base
AAN2891 | Site 6140 | AAN |  | AAN2891 | AAN2891 | AANNR2891 |  | On Air | On Air | On Air | 2017-07-09 | Permanent | 24.6231 | 55.6745 | Nokia/Ericsson | Outdoor | Site Sharing | Site Sharing | Outdoor Site Sharing-Etisalat Owned | SS Opex | Site Share - Lattice Tower | 3G+4G+5G | BTS3910 | 4CC | 4T4R | U2100 + U900 | L1800 (F1+F2) + L800 + L2100 | 1CC | 8005500 | 40 | 6 | 3 | N41 | 3 | 3 | [32 empty] | IIB | AAN-2891-CSG-IXR-E-1 | 45 | LatticeTower | sharing site/ from data base
AAN2892 | Site 6141 | AAN |  | AAN2892 | AAN2892 | AANNR2892 |  | On Air | On Air | On Air | 2017 | Permanent | 24.1002 | 55.8926 | Ericsson | Outdoor | EITC Passive Infrastructure | Greenfield | Outdoor Green field-du Owned | Du Solo | Monopole | 3G+4G+5G | Enclosure6130 | 3CC | 4T4R | U2100 + U900 | L1800 (F1) + L800 + L2100 | 1CC | 8007900 | 30 | 6 | 3 | N41 | 3 | 3 | [32 empty] | IIB | AAN-2892-CSG-ASR920-LD-1 | 30 | #N/A | from data base
AAN2896 | Site 6142 | AAN |  | AAN2896 | AAN2896 | AANNR2896 |  | On Air | On Air | On Air | 2017-07-23 | Permanent | 23.3976 | 55.412 | Ericsson | Outdoor | EITC Passive Infrastructure | Greenfield | Outdoor Green field-du Owned | Du Solo | Monopole | 3G+4G+5G | Enclosure6130 | 2CC | 4T4R | U2100 + U900 | L800 + L2100 | 1CC | 8009500 | 29 | 6 | 3 | N41 | 3 | 3 | [32 empty] | MW | 0 | 30 | #N/A | from data base
AAN2897 | Site 6143 | AAN |  | AAN2897 | AAN2897 |  |  | On Air | On Air |  | 2016-12-30 | Permanent | 24.4716 | 55.3555 | Ericsson | Outdoor | Site Sharing | Site Sharing | Outdoor Site Sharing-Etisalat Owned | SS Opex | Site Share - Monopole | 3G+4G | Enclosure6130 | 4CC | 4T4R | U2100 + U900 | L1800 (F1+F2) + L800 + L2100 |  | 8005700 | 25 | 6 |  |  | 3 | [33 empty] | IIB | AAN-2897-CSG-ASR920-LD-1 | 30 | Monopole | sharing site/ from data base
AAN2898 | Site 6144 | AAN |  | AAN2898 | AAN2898 | AANNR2898 |  | On Air | On Air | On Air | 2016-11-30 | Permanent | 24.158 | 55.6856 | Ericsson | Outdoor | EITC Passive Infrastructure | Greenfield | Outdoor Green field-du Owned | DU Solo | Monopole | 3G+4G+5G | Enclosure6130 | 4CC | 4T4R | U2100 + U900 | L1800 (F1+F2) + L800 + L2100 | 2CC | 8002900 | 39 | 6 | 3 | N78 | 3 | 3 | [32 empty] | IIB | AAN-2898-CSG-SAR-X-1 | 40 | #N/A | from data base
AAN2899 | Site 6145 | AAN |  | AAN2899 | AAN2899 | AANNR2899 |  | On Air | On Air | On Air | 2016-08-30 | Permanent | 24.1948 | 55.7607 | Ericsson | Outdoor | EITC Passive Infrastructure | Rooftop | RT-du Owned | Du Solo | 6m NPT - Rooftop | 3G+4G+5G | Enclosure6130 | 3CC | 4T4R | U2100 + U900 | L1800 (F1) + L800 + L2100 | 2CC | 8002400 | 16 | 6 | 3 | N78 | 3 | 3 | [32 empty] | IIB | AAN-2899-CSG-SAR-X-1 | 3 | #N/A | Rooftop
AAN2912 | Site 6146 | AAN |  | AAN2912 | AAN2912 | AANNR2912 |  | On Air | On Air | On Air | 2017 | Permanent | 23.6423 | 55.554 | Ericsson | Outdoor | EITC Passive Infrastructure | Greenfield | Outdoor Green field-du Owned | Du Solo | Monopole | 3G+4G+5G | Enclosure6130 | 2CC | 4T4R | U2100 + U900 | L800 + L2100 | 1CC | 8009300 | 38 | 6 | 3 | N41 | 3 | 3 | [32 empty] | MW | 0 | 40 | #N/A | from data base
AAN2914 | Site 6147 | AAN |  | AAN2914 | AAN2914 |  |  | On Air | On Air |  | 2015-06-23 | Permanent | 24.0819 | 56.0133 | Ericsson | Outdoor | Site Sharing | Site Sharing | Outdoor Site Sharing-Etisalat Owned | SS Opex | Site Share | 3G+4G | Enclosure6130 | 2CC | 4T4R | U2100 | L800 + L2100 |  | 8007700 | 19 | 4 |  |  | 2 | [33 empty] | MW | 0 | 20 | Monopole | sharing site/ from data base
AAN2916 | Site 6148 | AAN |  | AAN2916 | AAN2916 | AANNR2916 |  | On Air | On Air | On Air | 2009 | Permanent | 24.3144 | 55.8122 | Ericsson | Outdoor | EITC Passive Infrastructure | Greenfield | Outdoor Taawn-du Lead | Du Capex | Greenfield | 3G+4G+5G | Enclosure6130 | 4CC | 4T4R | U2100 + U900 | L1800 (F1+F2) + L800 + L2100 | 1CC | 8000200 | 25 | 6 | 3 | N41 | 3 | 3 | [32 empty] | IIB | Passive AAN-2056-CSG-SAR-8-1 | 25 | 25m-MD-MP | confirmed
AAN2918 | Site 6149 | AAN |  | AAN2918 | AAN2918 |  |  | On Air | On Air |  | 2009 | Permanent | 24.3967 | 55.4364 | Ericsson | Outdoor | Site Sharing | Site Sharing | Outdoor Site Sharing-Etisalat Owned | SS Opex | SS | 3G+4G | BTS3910 | 2CC | 4T4R | U2100 + U900 | L800 + L2100 |  | 8005700 | 33 | 6 |  |  | 3 | [33 empty] | IIB | AAN-2918-CSG-IXR-E-1 | 35 | Monopole | sharing site/ from data base
AAN2919 | Site 6150 | AAN |  | AAN2919 | AAN2919 | AANNR2919 |  | On Air | On Air | On Air | 2009 | Permanent | 24.2011 | 55.8259 | Ericsson | Outdoor | EITC Passive Infrastructure | Greenfield | Outdoor Green field-du Owned | Du Solo | Greenfield | 3G+4G+5G | Enclosure6130 | 4CC | 4T4R | U2100 + U900 | L1800 (F1+F2) + L800 + L2100 | 2CC | 8002000 | 30 | 6 | 3 | N78 | 3 | 3 | [32 empty] | IIB | AAN-2919-CSG-IXR-E-1 | 30 | 30m-MD-MP | confirmed
AAN2925 | Site 6151 | AAN |  | AAN2925 | AAN2925 | AANNR2925 |  | On Air | On Air | On Air | 2015-11-05 | Permanent | 24.1761 | 55.7452 | Ericsson | Outdoor | EITC Passive Infrastructure | Rooftop | RT-du Owned- Small Cells | Du Solo | Atom - 6m NPT | 3G+4G+5G | Enclosure6130 | 3CC | 4T4R | U2100 + U900 | L1800 (F1) + L800 + L2100 | 2CC | 8002600 | 14 | 4 | 2 | N78 | 2 | 2 | [32 empty] | MW | 0 | 3 | #N/A | Rooftop
AAN2927 | Site 6152 | AAN |  | AAN2927 | AAN2927 | AANNR2927 |  | On Air | On Air | On Air | 2017-09-28 | Permanent | 24.0855 | 55.6372 | Ericsson | Outdoor | EITC Passive Infrastructure | Greenfield | Outdoor Green field-du Owned | Du Solo | 20m Pole | 3G+4G+5G | Enclosure6130 | 2CC | 4T4R | U2100 + U900 | L800 + L2100 | 1CC | 8002900 | 18 | 6 | 3 | N41 | 3 | 3 | [32 empty] | IIB | AAN-2927-CSG-IXR-E-1 | 3 | #N/A | Rooftop
AAN2938 | Site 6153 | AAN |  | AAN2938 | AAN2938 | AANNR2938 |  | On Air | On Air | On Air | 2009 | Permanent | 24.2177 | 55.7536 | Ericsson | Outdoor | EITC Passive Infrastructure | Greenfield | Outdoor Green field-du Owned- Small Cells | Du Solo | Small Cell | 3G+4G+5G | Enclosure6130 | 1CC | 4T4R | U2100 | L1800 (F1) | 2CC | 8001600 | 14 | 2 | 3 | N78 | - | 3 | [32 empty] | IIB | AAN-2938-CSG-IXR-E-1 | 9 | #N/A | from data base
AAN2940 | Site 6154 | AAN |  | AAN2940 | AAN2940 |  |  | On Air | On Air |  | 2009 | Permanent | 24.2184 | 55.7559 | Ericsson | Outdoor | EITC Passive Infrastructure | Greenfield | Outdoor Green field-du Owned- Small Cells | Du Solo | Small Cell | 3G+4G | Enclosure6130 | 1CC | 4T4R | U2100 | L1800 (F1) |  | 8001600 | 14 | 2 |  |  | - | [33 empty] | IIB | Passive to AAN-2042-PREAGG-SR7-1 | 0 | #N/A | from data base
AAN2941 | Site 6155 | AAN |  | AAN2941 | AAN2941 | AANNR2941 |  | On Air | On Air | On Air | 2009 | Permanent | 24.1623 | 55.771 | Ericsson | Outdoor | EITC Passive Infrastructure | Greenfield | Outdoor Green field-du Owned | Du Solo | Greenfield | 3G+4G+5G | Enclosure6130 | 4CC | 4T4R | U2100 + U900 | L1800 (F1+F2) + L800 + L2100 | 2CC | 8002400 | 20 | 6 | 3 | N78 | 3 | 3 | [32 empty] | MW | 0 | 40 | 40m-MD-LP | confirmed
AAN2944 | Site 6156 | AAN |  | AAN2944 | AAN2944 |  |  | On Air | On Air |  | 2023 | Permanent | 24.5466 | 55.2078 | Ericsson | Outdoor | EITC Passive Infrastructure | Greenfield | Outdoor Taawn-du Lead |  | Greenfield | 3G+4G | Enclosure6130 | 4CC | 4T4R | U2100 + U900 | L1800 (F1+F2) + L800 + L2100 |  | 8005200 | 75 | 5 |  |  | 3 | [33 empty] | MW | 0
AAN2947 | Site 6157 | AAN |  | AAN2947 | AAN2947 |  |  | On Air | On Air |  | 2023 | Permanent | 24.135 | 55.6215 | Ericsson | Outdoor | EITC Passive Infrastructure | Greenfield | Outdoor Green field-du Owned | Du Solo | Greenfield | 3G+4G | Enclosure6130 | 4CC | 4T4R | U2100 + U900 | L1800 (F1+F2) + L800 + L2100 |  | 8003100 | 40 | 6 |  |  | 3 | [33 empty] | IIB | AAN-2947-CSG-IXR-E-1
AAN3100 | Site 6158 | AAN |  | AAN3100 | AAN3100 | AANNR3100 |  | On Air | On Air | On Air | 2017-05-22 | Permanent | 24.1404 | 55.6417 | Ericsson | Outdoor | Site Sharing | Site Sharing | Outdoor Site Sharing-Etisalat Owned | SS Opex | Site Share - Monopole | 3G+4G+5G | Enclosure6130 | 3CC | 4T4R | U2100 + U900 | L1800 (F1) + L800 + L2100 | 1CC | 8003100 | 32 | 8 | 3 | N41 | 4 | 3 | Y | [31 empty] | IIB | Passive AAN-2005-PREAGG-SR7-1 | 35 | Monopole | sharing site/ from data base
AAN3102 | Site 6159 | AAN |  | AAN3102 | AAN3102 |  |  | On Air | On Air |  | 2016-12-07 | Permanent | 24.4654 | 55.3409 | Ericsson | Outdoor | EITC Passive Infrastructure | Greenfield | Outdoor Green field-du Owned | Du Solo | Greenfield | 3G+4G | Enclosure6130 | 4CC | 4T4R | U2100 + U900 | L1800 (F1+F2) + L800 + L2100 |  | 8005700 | 34 | 6 |  |  | 3 |  | Y | [31 empty] | IIB | AAN-3102-CSG-ASR920-LD-1 | 35 | #N/A | from data base
AAN3103 | Site 6160 | AAN |  | AAN3103 | AAN3103 | AANNR3103 |  | On Air | On Air | On Air | 2016-12-30 | Permanent | 24.1927 | 55.7973 | Ericsson | Outdoor | EITC Passive Infrastructure | Greenfield | Outdoor Green field-du Owned | Du Solo | Monopole | 3G+4G+5G | Enclosure6130 | 4CC | 4T4R | U2100 + U900 | L1800 (F1+F2) + L800 + L2100 | 2CC | 8001900 | 33 | 6 | 3 | N78 | 3 | 3 | [32 empty] | IIB | AAN-3103-CSG-ASR920-LD-1 | 35 | #N/A | from data base
AAN3104 | Site 6161 | AAN |  | AAN3104 | AAN3104 |  |  | On Air | On Air |  | 2016-10-24 | Permanent | 24.1667 | 55.1329 | Ericsson | Outdoor | Site Sharing | Site Sharing | Outdoor Site Sharing-Etisalat Owned | SS Opex | Site Share - Monopole | 3G+4G | Enclosure6130 | 4CC | 4T4R | U2100 + U900 | L1800 (F1+F2) + L800 + L2100 |  | 8007300 | 30 | 6 |  |  | 3 | [33 empty] | IIB | AAN-3104-CSG-IXR-E-1 | 35 | Monopole | sharing site/ from data base
AAN3109 | Site 6162 | AAN |  | AAN3109 | AAN3109 | AANNR3109 |  | On Air | On Air | On Air | 2009 | Permanent | 24.1073 | 55.748 | Ericsson | Outdoor | EITC Passive Infrastructure | Greenfield | Outdoor Green field-du Owned | Du Solo | GF | 3G+4G+5G | Enclosure6130 | 3CC | 4T4R | U2100 + U900 | L1800 (F1) + L800 + L2100 | 2CC | 8002700 | 30 | 6 | 3 | N78 | 3 | 3 | [32 empty] | MW | 0 | 30 | #N/A | from data base
AAN3113 | Site 6163 | AAN |  | AAN3113 | AAN3113 | AANNR3113 |  | On Air | On Air | On Air | 2009 | Permanent | 24.0472 | 55.692 | Ericsson | Outdoor | EITC Passive Infrastructure | Greenfield | Outdoor Taawn-du Lead | Du Capex | Greenfield | 3G+4G+5G | Enclosure6130 | 4CC | 4T4R | U2100 + U900 | L1800 (F1+F2) + L800 + L2100 | 1CC | 8002800 | 40 | 6 | 3 | N41 | 3 | 3 | [32 empty] | MW | 0 | 40 | 40m-MD-MP | confirmed
AAN3115 | Site 6164 | AAN |  | AAN3115 | AAN3115 | AANNR3115 |  | On Air | On Air | On Air | 2017-08-09 | Permanent | 23.6492 | 55.4803 | Ericsson | Outdoor | EITC Passive Infrastructure | Greenfield | Outdoor Green field-du Owned | Du Solo | Monopole | 3G+4G+5G | Enclosure6130 | 2CC | 4T4R | U2100 + U900 | L800 + L2100 | 1CC | 8009300 | 38 | 6 | 3 | N41 | 3 | 3 | [32 empty] | MW | 0 | 40 | #N/A | from data base
AAN3116 | Site 6165 | AAN |  | AAN3116 | AAN3116 |  |  | On Air | On Air |  | 2017-06-01 | Permanent | 23.5031 | 55.4143 | Ericsson | Outdoor | Site Sharing | Site Sharing | Outdoor Site Sharing-Etisalat Owned | SS Opex | Site Share - Lattice Tower | 3G+4G | Enclosure6130 | 2CC | 4T4R | U2100 + U900 | L800 + L2100 |  | 8009500 | 80 | 6 |  |  | 3 | [33 empty] | MW | 0 | 90 | LatticeTower | sharing site/ from data base
AAN3117 | Site 6166 | AAN |  | AAN3117 | AAN3117 |  |  | On Air | On Air |  | 2017-05-21 | Permanent | 24.0659 | 55.9565 | Ericsson | Outdoor | Site Sharing | Site Sharing | Outdoor Site Sharing-Etisalat Owned | SS Opex | Site Share - HD Pole | 3G+4G | Enclosure6130 | 2CC | 4T4R | U2100 | L1800 (F1) + L2100 |  | 8007900 | 19 | 4 |  |  | 3 | [33 empty] | IIB | AAN-3117-CSG-IXR-E-1 | 20 | Monopole | sharing site/ from data base
AAN3118 | Site 6167 | AAN |  | AAN3118 | AAN3118 | AANNR3118 |  | On Air | On Air | On Air | 2017-02-08 | Permanent | 24.4875 | 55.2829 | Ericsson | Outdoor | EITC Passive Infrastructure | Greenfield | Outdoor Green field-du Owned | Du Solo | RDU | 3G+4G+5G | Enclosure6130 | 4CC | 4T4R | U2100 + U900 | L1800 (F1+F2) + L800 + L2100 | 1CC | 8005700 | 30 | 8 | 3 | N41 | 4 | 3 | [32 empty] | IIB | AAN-3118-CSG-IXR-E-1 | 30 | #N/A | from data base
AAN3122 | Site 6168 | AAN |  | AAN3122 | AAN3122 | AANNR3122 |  | On Air | On Air | On Air | 2017 | Permanent | 24.1414 | 55.682 | Ericsson | Outdoor | EITC Passive Infrastructure | Greenfield | Outdoor Green field-du Owned | Du Solo | Monopole | 3G+4G+5G | Enclosure6130 | 3CC | 4T4R | U2100 + U900 | L1800 (F1) + L800 + L2100 | 2CC | 8002900 | 38 | 6 | 3 | N78 | 3 | 3 | [32 empty] | IIB | AAN-3122-CSG-ASR920-LD-1 | 35 | #N/A | from data base
AAN3123 | Site 6169 | AAN |  | AAN3123 | AAN3123 | AANNR3123 |  | On Air | On Air | On Air | 2019-09-23 | Permanent | 24.1433 | 55.7067 | Ericsson | Outdoor | Site Sharing | Site Sharing | Outdoor Taawn-Etisalat Lead | SS Capex | Capex - ETC | 3G+4G+5G | Enclosure6130 | 4CC | 4T4R | U2100 + U900 | L1800 (F1+F2) + L800 + L2100 | 2CC | 8002900 | 33 | 6 | 3 | N78 | 3 | 3 | [32 empty] | IIB | AAN-3123-CSG-SAR-X-1 | 35 | Monopole | sharing site/ from data base
AAN3124 | Site 6170 | AAN |  | AAN3124 | AAN3124 | AANNR3124 |  | On Air | On Air | On Air | 2017-08-24 | Permanent | 24.1518 | 55.6949 | Ericsson | Outdoor | Site Sharing | Site Sharing | Outdoor Site Sharing-Etisalat Owned | SS Opex | Site Share - Palm Tree | 3G+4G+5G | Enclosure6130 | 3CC | 4T4R | U2100 + U900 | L1800 (F1) + L800 + L2100 | 2CC | 8002900 | 28 | 6 | 3 | N78 | 3 | 3 | [32 empty] | IIB | AAN-3124-CSG-SAR-X-1 | 35 | PalmTree | sharing site/ from data base
AAN3125 | Site 6171 | AAN |  | AAN3125 | AAN3125 | AANNR3125 |  | On Air | On Air | On Air | 2017 | Permanent | 24.1837 | 55.7264 | Ericsson | Outdoor | Site Sharing | Site Sharing | Outdoor Site Sharing-Etisalat Owned | SS Opex | Site Share - Monopole | 3G+4G+5G | Enclosure6130 | 3CC | 4T4R | U2100 + U900 | L1800 (F1) + L800 + L2100 | 2CC | 8002500 | 35 | 6 | 3 | N78 | 3 | 3 | [32 empty] | IIB | AAN-3125-CSG-SAR-X-1 | 35 | Monopole | sharing site/ from data base
AAN3129 | Site 6172 | AAN |  | AAN3129 | AAN3129 |  |  | On Air | On Air |  | 2017-05-08 | Permanent | 24.2427 | 55.333 | Ericsson | Outdoor | Site Sharing | Site Sharing | Outdoor Site Sharing-Etisalat Owned | SS Opex | Site Share - Monopole | 3G+4G | Enclosure6130 | 4CC | 4T4R | U2100 + U900 | L1800 (F1+F2) + L800 + L2100 |  | 8007100 | 36 | 5 |  |  | 3 | [33 empty] | IIB | AAN-3129-CSG-N540-LD-1 | 40 | Monopole | sharing site/ from data base
AAN3130 | Site 6173 | AAN |  | AAN3130 | AAN3130 | AANNR3130 |  | On Air | On Air | On Air | 2017-05-11 | Permanent | 24.1849 | 55.7922 | Ericsson | Outdoor | Site Sharing | Site Sharing | Outdoor Site Sharing-Etisalat Owned | SS Opex | Site Share - Monopole | 3G+4G+5G | Enclosure6130 | 3CC | 4T4R | U2100 + U900 | L1800 (F1) + L800 + L2100 | 2CC | 8002300 | 29 | 6 | 3 | N78 | 3 | 3 | [32 empty] | IIB | AAN-3130-CSG-SAR-X-1 | 30 | Monopole | sharing site/ from data base
AAN3134 | Site 6174 | AAN |  | AAN3134 | AAN3134 |  |  | On Air | On Air |  | 2017-08-16 | Permanent | 24.5946 | 55.4099 | Ericsson | Outdoor | EITC Passive Infrastructure | Rooftop | RT-du Owned | Du Solo | 9m NPT - Rooftop | 3G+4G | BTS3900 | 2CC | 4T4R | U2100 + U900 | L800 + L2100 |  | 8005200 | 19 | 6 |  |  | 3 | [33 empty] | MW | 0 | 3 | #N/A | Rooftop
AAN3135 | Site 6175 | AAN | AAN3135 | AAN3135 | AAN3135 | AANNR3135 | On Air | On Air | On Air | On Air | 2017-07-12 | Permanent | 24.2088 | 55.3892 | Nokia/Ericsson | Outdoor | Site Sharing | Site Sharing | Outdoor Site Sharing-Etisalat Owned | SS Opex | Site Share - Monopole | 2G+3G+4G+5G | Enclosure6130 | 4CC | 4T4R | U2100 + U900 | L1800 (F1+F2) + L800 + L2100 | 1CC | 8006900 | 32 | 6 | 3 | N41 | 3 | 3 | [32 empty] | IIB | AAN-3135-CSG-SAR-X-1 | 35 | Monopole | sharing site/ from data base
AAN3136 | Site 6176 | AAN |  | AAN3136 | AAN3136 | AANNR3136 |  | On Air | On Air | On Air | 2009 | Permanent | 24.4953 | 55.257 | Ericsson | Outdoor | EITC Passive Infrastructure | Greenfield | Outdoor Green field-du Owned | Du Solo | MonoPole | 3G+4G+5G | Enclosure6130 | 4CC | 4T4R | U2100 + U900 | L1800 (F1+F2) + L800 + L2100 | 1CC | 8005700 | 33 | 6 | 3 | N41 | 3 | 3 | [32 empty] | IIB | AAN-3136-CSG-IXR-E-1 | 35 | #N/A | from data base
AAN3138 | Site 6177 | AAN |  | AAN3138 | AAN3138 | AANNR3138 |  | On Air | On Air | On Air | 2009 | Permanent | 24.4618 | 55.3234 | Ericsson | Outdoor | EITC Passive Infrastructure | Greenfield | Outdoor Green field-du Owned | Du Capex | Greenfield | 3G+4G+5G | Enclosure6130 | 4CC | 4T4R | U2100 + U900 | L1800 (F1+F2) + L800 + L2100 | 1CC | 8005700 | 35 | 6 | 3 | N41 | 3 | 3 | [32 empty] | IIB | AAN-3138-CSG-IXR-E-1 | 35 | 35m-MD-MP | confirmed
AAN3139 | Site 6178 | AAN |  | AAN3139 | AAN3139 |  |  | On Air | On Air |  | 2020-10-24 | Permanent | 24.4581 | 55.3191 | Ericsson | Outdoor | EITC Passive Infrastructure | Greenfield | Outdoor Taawn-du Lead | Du Capex | Monopole | 3G+4G | Enclosure6130 | 4CC | 4T4R | U2100 + U900 | L1800 (F1+F2) + L800 + L2100 |  | 8005700 | 40 | 6 |  |  | 3 | [33 empty] | IIB | AAN-3139-CSG-N540-LD-1 | 40 | #N/A | from data base
AAN3141 | Site 6179 | AAN |  | AAN3141 | AAN3141 | AANNR3141 |  | On Air | On Air | On Air | 2009 | Permanent | 24.6106 | 55.7558 | Ericsson | Outdoor | EITC Passive Infrastructure | Greenfield | Outdoor Green field-du Owned | Du Solo | Greenfield | 3G+4G+5G | Enclosure6130 | 4CC | 4T4R | U2100 + U900 | L1800 (F1+F2) + L800 + L2100 | 1CC | 8005500 | 40 | 6 | 3 | N41 | 3 | 3 | [32 empty] | IIB | AAN-3141-CSG-IXR-E-1 | 40 | 40m-MD-MP | confirmed
AAN3142 | Site 6180 | AAN |  | AAN3142 | AAN3142 |  |  | On Air | On Air |  | 2009 | Permanent | 24.6156 | 55.7664 | Ericsson | Outdoor | Site Sharing | Site Sharing | Outdoor Taawn-Etisalat Lead | SS Capex | Site Share | 3G+4G | Enclosure6130 | 4CC | 4T4R | U2100 + U900 | L1800 (F1+F2) + L800 + L2100 |  | 8005500 | 35 | 6 |  |  | 3 | [33 empty] | IIB | AAN-2055-CSG-SAR-8-1 | 0 | ETC | sharing site/ from data base
AAN3143 | Site 6181 | AAN |  | AAN3143 | AAN3143 | AANNR3143 |  | On Air | On Air | On Air | 2009 | Permanent | 24.106 | 55.8496 | Ericsson | Outdoor | Site Sharing | Site Sharing | Outdoor Site Sharing-Etisalat Owned | SS Opex | Site Share - Monopole | 3G+4G+5G | Enclosure6130 | 3CC | 4T4R | U2100 + U900 | L1800 (F1) + L800 + L2100 | 1CC | 8008100 | 29 | 6 | 3 | N41 | 3 | 3 | [32 empty] | IIB | Passive AAN-2305-PREAGG-SR7-1 | 35 | Monopole | sharing site/ from data base
AAN3144 | Site 6182 | AAN |  | AAN3144 | AAN3144 |  |  | On Air | On Air |  | 2019-08-27 | Permanent | 24.0931 | 55.7015 | Ericsson | Outdoor | Site Sharing | Site Sharing | Outdoor Site Sharing-Etisalat Owned | SS Opex | SS | 3G+4G | Enclosure6130 | 2CC | 4T4R | U2100 + U900 | L800 + L2100 |  | 8002800 | 32 | 6 |  |  | 3 | [33 empty] | IIB | AAN-3144-CSG-N540-LD-1 | 35 | Monopole | sharing site/ from data base
AAN3145 | Site 6183 | AAN |  | AAN3145 | AAN3145 | AANNR3145 |  | On Air | On Air | On Air | 2009 | Permanent | 24.085 | 55.6985 | Ericsson | Outdoor | Site Sharing | Site Sharing | Outdoor Site Sharing-Etisalat Owned | SS Opex | Site share - Monopole | 3G+4G+5G | Enclosure6130 | 2CC | 4T4R | U2100 + U900 | L800 + L2100 | 1CC | 8002800 | 30 | 6 | 3 | N41 | 3 | 3 | [32 empty] | IIB | AAN-3145-CSG-SAR-X-1 | 35 | Monopole | sharing site/ from data base
AAN3146 | Site 6184 | AAN |  | AAN3146 | AAN3146 | AANNR3146 |  | On Air | On Air | On Air | 2009 | Permanent | 24.0938 | 55.6938 | Ericsson | Outdoor | Site Sharing | Site Sharing | Outdoor Site Sharing-Etisalat Owned | SS Opex | Site Share - Monopole | 3G+4G+5G | Enclosure6130 | 2CC | 4T4R | U2100 + U900 | L800 + L2100 | 1CC | 8002800 | 30 | 6 | 3 | N41 | 3 | 3 | [32 empty] | IIB | AAN-3146-CSG-IXR-E-1 | 35 | Monopole | sharing site/ from data base
AAN3147 | Site 6185 | AAN |  | AAN3147 | AAN3147 | AANNR3147 |  | On Air | On Air | On Air | 2009 | Permanent | 24.0977 | 55.7057 | Ericsson | Outdoor | Site Sharing | Site Sharing | Outdoor Site Sharing-Etisalat Owned | SS Opex | SS | 3G+4G+5G | Enclosure6130 | 2CC | 4T4R | U2100 + U900 | L800 + L2100 | 1CC | 8002800 | 38 | 6 | 3 | N41 | 3 | 3 | [32 empty] | IIB | AAN-3147-CSG-SAR-X-1 | 40 | Monopole | sharing site/ from data base
AAN3148 | Site 6186 | AAN |  | AAN3148 | AAN3148 | AANNR3148 |  | On Air | On Air | On Air | 2009 | Permanent | 24.1455 | 55.6311 | Ericsson | Outdoor | Site Sharing | Site Sharing | Outdoor Site Sharing-Etisalat Owned | SS Opex | Site Share - Monopole | 3G+4G+5G | Enclosure6130 | 3CC | 4T4R | U2100 + U900 | L1800 (F1) + L800 + L2100 | 1CC | 8001100 | 33 | 6 | 3 | N41 | 3 | 3 | [32 empty] | IIB | AAN-3148-CSG-IXR-E-1 | 35 | Monopole | sharing site/ from data base
AAN3149 | Site 6187 | AAN |  | AAN3149 | AAN3149 | AANNR3149 |  | On Air | On Air | On Air | 2009 | Permanent | 24.141 | 55.8336 | Ericsson | Outdoor | Site Sharing | Site Sharing | Outdoor Site Sharing-Etisalat Owned | SS Opex | Site Share - Monopole | 3G+4G+5G | Enclosure6130 | 4CC | 4T4R | U2100 + U900 | L1800 (F1+F2) + L800 + L2100 | 1CC | 8002200 | 34 | 8 | 3 | N41 | 4 | 3 | [32 empty] | IIB | AAN-3149-CSG-SAR-X-1 | 35 | Monopole | sharing site/ from data base
AAN3150 | Site 6188 | AAN |  | AAN3150 | AAN3150 | AANNR3150 |  | On Air | On Air | On Air | 2009 | Permanent | 24.1544 | 55.8381 | Ericsson | Outdoor | EITC Passive Infrastructure | Greenfield | Outdoor Taawn-du Lead | Du Capex | Capex - du | 3G+4G+5G | Enclosure6130 | 4CC | 4T4R | U2100 + U900 | L1800 (F1+F2) + L800 + L2100 | 1CC | 8002200 | 38 | 6 | 3 | N41 | 3 | 3 | [32 empty] | IIB | AAN-3150-CSG-SAR-X-1 | 40 | #N/A | from data base
AAN3154 | Site 6189 | AAN |  | AAN3154 | AAN3154 | AANNR3154 |  | On Air | On Air | On Air | 2009 | Permanent | 23.4124 | 55.4235 | Ericsson | Outdoor | EITC Passive Infrastructure | Greenfield | Outdoor Taawn-du Lead | Du Capex | Capex - du | 3G+4G+5G | Enclosure6130 | 2CC | 4T4R | U2100 + U900 | L800 + L2100 | 1CC | 8009500 | 32 | 6 | 3 | N41 | 3 | 3 | [32 empty] | MW | 0 | 35 | #N/A | from data base
AAN3157 | Site 6190 | AAN |  | AAN3157 | AAN3157 |  |  | On Air | On Air |  | 2009 | Permanent | 24.4762 | 55.2741 | Ericsson | Outdoor | Site Sharing | Site Sharing | Outdoor Site Sharing-Etisalat Owned | SS Opex | SS | 3G+4G | Enclosure6130 | 4CC | 4T4R | U2100 + U900 | L1800 (F1+F2) + L800 + L2100 |  | 8005700 | 35 | 6 |  |  | 3 | [33 empty] | IIB | AAN-3157-CSG-IXR-E-1 | 35 | Monopole | sharing site/ from data base
AAN3158 | Site 6191 | AAN |  | AAN3158 | AAN3158 | AANNR3158 |  | On Air | On Air | On Air | 2009 | Permanent | 24.0715 | 55.8657 | Ericsson | Outdoor | Site Sharing | Site Sharing | Outdoor Site Sharing-Etisalat Owned | SS Opex | Site Share - Monopole | 3G+4G+5G | Enclosure6130 | 3CC | 4T4R | U2100 + U900 | L1800 (F1) + L800 + L2100 | 1CC | 8008100 | 27 | 6 | 3 | N41 | 3 | 3 | [32 empty] | IIB | AAN-3158-CSG-SAR-X-1 | 35 | Monopole | sharing site/ from data base
AAN3160 | Site 6192 | AAN |  | AAN3160 | AAN3160 | AANNR3160 |  | On Air | On Air | On Air | 2009 | Permanent | 24.2267 | 55.7395 | Ericsson | Outdoor | EITC Passive Infrastructure | Greenfield | Outdoor Green field-du Owned | Du Solo | Greenfield | 3G+4G+5G | Enclosure6130 | 4CC | 4T4R | U2100 + U900 | L1800 (F1+F2) + L800 + L2100 | 2CC | 8001500 | 30 | 6 | 3 | N78 | 3 | 3 | [32 empty] | IIB | AAN-3160-CSG-IXR-E-1 | 30 | 30m-RDU | confirmed
AAN3164 | Site 6193 | AAN |  | AAN3164 | AAN3164 |  |  | On Air | On Air |  | 2009 | Permanent | 24.6863 | 55.6162 | Ericsson | Outdoor | Site Sharing | Site Sharing | Outdoor Site Sharing-Etisalat Owned | SS Opex | SS | 3G+4G | BTS3910 | 4CC | 4T4R | U2100 + U900 | L1800 (F1+F2) + L800 + L2100 |  | 8005300 | 38 | 6 |  |  | 3 | [33 empty] | IIB | AAN-3164-CSG-SAR-X-1 | 40 | Monopole | sharing site/ from data base
AAN3165 | Site 6194 | AAN |  | AAN3165 | AAN3165 | AANNR3165 |  | On Air | On Air | On Air | 2009 | Permanent | 24.5163 | 55.5063 | Ericsson | Outdoor | EITC Passive Infrastructure | Greenfield | Outdoor Green field-du Owned | Du Solo | Greenfield | 3G+4G+5G | Enclosure6130 | 4CC | 4T4R | U2100 + U900 | L1800 (F1+F2) + L800 + L2100 | 1CC | 8005600 | 40 | 6 | 3 | N41 | 3 | 3 | [32 empty] | IIB | AAN-3165-CSG-IXR-E-1 | 40 | 40m-MD-MP | confirmed
AAN3166 | Site 6195 | AAN |  | AAN3166 | AAN3166 | AANNR3166 |  | On Air | On Air | On Air | 2009 | Permanent | 24.1855 | 55.814 | Ericsson | Outdoor | EITC Passive Infrastructure | Greenfield | Outdoor Green field-du Owned | Du Solo | GF | 3G+4G+5G | Enclosure6130 | 3CC | 4T4R | U2100 + U900 | L1800 (F1) + L800 + L2100 | 2CC | 8001900 | 35 | 6 | 3 | N78 | 3 | 3 | [32 empty] | IIB | AAN-3166-CSG-ASR920-LD-1 | 35 | #N/A | from data base
AAN3167 | Site 6196 | AAN |  | AAN3167 | AAN3167 | AANNR3167 |  | On Air | On Air | On Air | 2009 | Permanent | 24.2163 | 55.4768 | Ericsson | Outdoor | EITC Passive Infrastructure | Greenfield | Outdoor Green field-du Owned | Du Solo | Greenfield | 3G+4G+5G | Enclosure6130 | 4CC | 4T4R | U2100 + U900 | L1800 (F1+F2) + L800 + L2100 | 1CC | 8006700 | 35 | 6 | 3 | N41 | 3 | 3 | [32 empty] | MW | 0 | 35 | 35m-MD-MP | confirmed
AAN3204 | Site 6197 | AAN |  | AAN3204 | AAN3204 | AANNR3204 |  | On Air | On Air | On Air | 2020-02-24 | Permanent | 24.2181 | 55.499 | Ericsson | Outdoor | EITC Passive Infrastructure | Greenfield | Outdoor Taawn-du Lead | Du Capex | Greenfield | 3G+4G+5G | Enclosure6130 | 2CC | 4T4R | U2100 + U900 | L800 + L2100 | 1CC | 8006700 | 38 | 8 | 3 | N41 | 4 | 3 | Y | [31 empty] | IIB | AAN-3204-CSG-ASR920-LD-1 | 40 | #N/A | from data base
AAN3206 | Site 6198 | AAN |  | AAN3206 | AAN3206 | AANNR3206 |  | On Air | On Air | On Air | 2009 | Permanent | 24.08 | 55.8433 | Ericsson | Outdoor | EITC Passive Infrastructure | Greenfield | Outdoor Taawn-du Lead | Du Capex | Greenfield | 3G+4G+5G | Enclosure6130 | 4CC | 4T4R | U2100 + U900 | L1800 (F1+F2) + L800 + L2100 | 1CC | 8008100 | 40 | 6 | 3 | N41 | 3 | 3 | [32 empty] | IIB | Passive AAN-2305-PREAGG-SR7-1 | 40 | 40m-HD-MP | confirmed
AAN3209 | Site 6199 | AAN |  | AAN3209 | AAN3209 | AANNR3209 |  | On Air | On Air | On Air | 2020-04-25 | Permanent | 24.0881 | 55.9024 | Ericsson | Outdoor | Site Sharing | Site Sharing | Outdoor Site Sharing-Etisalat Owned | SS Opex | Site Share | 3G+4G+5G | Enclosure6130 | 4CC | 4T4R | U900 | L1800 (F1+F2) + L800 + L2100 | 1CC | 8007900 | 36 | 6 | 3 | N41 | 3 | 3 | [32 empty] | IIB | AAN-3209-CSG-ASR920-LD-1 | 30 | SS ( 30m ETC MONOPOLE) | sharing site/ from data base
AAN3212 | Site 6200 | AAN |  | AAN3212 | AAN3212 |  |  | On Air | On Air |  | 2023 | Permanent | 24.1502 | 55.6406 | Ericsson | Outdoor | Site Sharing | Site Sharing | Outdoor Site Sharing-Etisalat Owned |  | Site Sharing | 3G+4G | Enclosure6130 | 4CC | 4T4R | U2100 + U900 | L1800 (F1+F2) + L800 + L2100 |  | 8001100 | 35 | 6 |  |  | 3 | [33 empty] | MW | 0
AAN3213 | Site 6201 | AAN |  | AAN3213 | AAN3213 |  |  | On Air | On Air |  | 2009 | Permanent | 24.1543 | 55.644 | Ericsson | Outdoor | Site Sharing | Site Sharing | Outdoor Site Sharing-Etisalat Owned |  | site share | 3G+4G | Enclosure6130 | 4CC | 4T4R | U2100 + U900 | L1800 (F1+F2) + L800 + L2100 |  | 8001100 | 35 | 5 |  |  | 3 | [33 empty] | MW | 0
AAN3214 | Site 6202 | AAN |  | AAN3214 | AAN3214 |  |  | On Air | On Air |  | 2023 | Permanent | 24.1571 | 55.6481 | Ericsson | Outdoor | Site Sharing | Site Sharing | Outdoor Site Sharing-Etisalat Owned |  | Site Sharing | 3G+4G | Enclosure6130 | 4CC | 4T4R | U2100 + U900 | L1800 (F1+F2) + L800 + L2100 |  | 8001100 | 35 | 6 |  |  | 3 | [33 empty] | MW | 0
AAN3216 | Site 6203 | AAN |  | AAN3216 | AAN3216 | AANNR3216 |  | On Air | On Air | On Air | 2009 | Permanent | 24.159 | 55.3341 | Ericsson | Outdoor | EITC Passive Infrastructure | Greenfield | Outdoor Taawn-du Lead | Du Capex | Greenfield | 3G+4G+5G | Enclosure6130 | 4CC | 4T4R | U2100 + U900 | L1800 (F1+F2) + L800 + L2100 | 1CC | 8007100 | 60 | 6 | 3 | N41 | 3 | 3 | [32 empty] | IIB | AAN-3216-CSG-IXR-E-1 | 60 | 60m-LT | sharing site/ from data base
AAN3217 | Site 6204 | AAN |  | AAN3217 | AAN3217 | AANNR3217 |  | On Air | On Air | On Air | 2019-10-28 | Permanent | 24.2008 | 55.5438 | Ericsson | Outdoor | Site Sharing | Site Sharing | Outdoor Taawn-Etisalat Lead | SS Capex | Capex - ETC | 3G+4G+5G | Enclosure6130 | 3CC | 4T4R | U2100 + U900 | L1800 (F1) + L800 + L2100 | 1CC | 8006500 | 32 | 6 | 3 | N41 | 3 | 3 | [32 empty] | IIB | AAN-3217-CSG-SAR-X-1 | 35 | Monopole | sharing site/ from data base
AAN3218 | Site 6205 | AAN |  | AAN3218 | AAN3218 | AANNR3218 |  | On Air | On Air | On Air | 2009 | Permanent | 24.2124 | 55.5457 | Ericsson | Outdoor | EITC Passive Infrastructure | Greenfield | Outdoor Green field-du Owned | Du Solo | Greenfield | 3G+4G+5G | Enclosure6130 | 4CC | 4T4R | U2100 + U900 | L1800 (F1+F2) + L800 + L2100 | 1CC | 8006500 | 40 | 6 | 3 | N41 | 3 | 3 | [32 empty] | IIB | AAN-5002-AGGR-SR12-1 | 40 | 40m-MD-MP | confirmed
AAN3221 | Site 6206 | AAN |  | AAN3221 | AAN3221 | AANNR3221 |  | On Air | On Air | On Air | 2009 | Permanent | 24.0901 | 55.6954 | Ericsson | Outdoor | Site Sharing | Site Sharing | Outdoor Site Sharing-Etisalat Owned | SS Opex | Site Share | 3G+4G+5G | Enclosure6130 | 4CC | 4T4R | U2100 + U900 | L1800 (F1+F2) + L800 + L2100 | 1CC | 8002800 | 30 | 6 | 3 | N41 | 3 | 3 | [32 empty] | IIB | AAN-3221-CSG-N540-LD-1 | 35 | 35m MP | sharing site/ from data base
AAN3222 | Site 6207 | AAN |  | AAN3222 | AAN3222 | AANNR3222 |  | On Air | On Air | On Air | 2019-10-19 | Permanent | 24.099 | 55.7157 | Ericsson | Outdoor | Site Sharing | Site Sharing | Outdoor Taawn-Etisalat Lead | SS Capex | Capex - ETC | 3G+4G+5G | Enclosure6130 | 2CC | 4T4R | U2100 + U900 | L800 + L2100 | 1CC | 8002800 | 30 | 8 | 3 | N41 | 4 | 3 | [32 empty] | IIB | AAN-3222-CSG-SAR-X-1 | 35 | Monopole | sharing site/ from data base
AAN3223 | Site 6208 | AAN |  | AAN3223 | AAN3223 | AANNR3223 |  | On Air | On Air | On Air | 2020-04-09 | Permanent | 24.1195 | 55.9681 | Ericsson | Outdoor | Site Sharing | Site Sharing | Outdoor Taawn-Etisalat Lead | SS Capex | Capex - ETC | 3G+4G+5G | Enclosure6130 | 4CC | 4T4R | U900 | L1800 (F1+F2) + L800 + L2100 | 1CC | 8007700 | 35 | 6 | 3 | N41 | 3 | 3 | [32 empty] | MW | 0 | 40 | Monopole | sharing site/ from data base
AAN3224 | Site 6209 | AAN |  | AAN3224 | AAN3224 | AANNR3224 |  | On Air | On Air | On Air | 2009 | Permanent | 24.3104 | 55.751 | Ericsson | Outdoor | Site Sharing | Site Sharing | Outdoor Taawn-Etisalat Lead | SS Capex | Site Share | 3G+4G+5G | Enclosure6130 | 4CC | 4T4R | U2100 + U900 | L1800 (F1+F2) + L800 + L2100 | 1CC | 8000200 | 35 | 6 | 3 | N41 | 3 | 3 | [32 empty] | IIB | Passive AAN-2033-PREAGG-SR7-1 | 40 | Monopole | sharing site/ from data base
AAN3226 | Site 6210 | AAN |  | AAN3226 | AAN3226 | AANNR3226 |  | On Air | On Air | On Air | 2009 | Permanent | 24.3342 | 55.8001 | Ericsson | Outdoor | Site Sharing | Site Sharing | Outdoor Taawn-Etisalat Lead | SS Capex | Site Share | 3G+4G+5G | Enclosure6130 | 4CC | 4T4R | U2100 + U900 | L1800 (F1+F2) + L800 + L2100 | 1CC | 8000100 | 35 | 6 | 3 | N41 | 3 | 3 | [32 empty] | IIB | AAN-3226-CSG-IXR-E-1 | 40 | Monopole | sharing site/ from data base
AAN3230 | Site 6211 | AAN |  | AAN3230 | AAN3230 | AANNR3230 |  | On Air | On Air | On Air | 2019-06-22 | Permanent | 23.6353 | 55.5489 | Ericsson | Outdoor | Site Sharing | Site Sharing | Outdoor Taawn-Etisalat Lead | SS Capex | Capex - ETC | 3G+4G+5G | Enclosure6130 | 4CC | 4T4R | U2100 + U900 | L1800 (F1+F2) + L800 + L2100 | 1CC | 8009300 | 31 | 6 | 3 | N41 | 3 | 3 | [32 empty] | MW | 0 | 35 | Monopole | sharing site/ from data base
AAN3231 | Site 6212 | AAN |  | AAN3231 | AAN3231 | AANNR3231 |  | On Air | On Air | On Air | 2009 | Permanent | 23.416 | 55.4151 | Ericsson | Outdoor | Site Sharing | Site Sharing | Outdoor Taawn-Etisalat Lead | SS Capex | Site Share | 3G+4G+5G | Enclosure6130 | 4CC | 4T4R | U2100 + U900 | L1800 (F1+F2) + L800 + L2100 | 1CC | 8009500 | 35 | 6 | 3 | N41 | 3 | 3 | [32 empty] | MW | 0 | 40 | Monopole
AAN3246 | Site 6213 | AAN |  | AAN3246 | AAN3246 | AANNR3246 |  | On Air | On Air | On Air | 2019-10-30 | Permanent | 24.1905 | 55.8195 | Ericsson | Outdoor | Site Sharing | Site Sharing | Outdoor Taawn-Etisalat Lead | SS Capex | Capex - ETC | 3G+4G+5G | Enclosure6130 | 4CC | 4T4R | U2100 + U900 | L1800 (F1+F2) + L800 + L2100 | 2CC | 8001900 | 30 | 6 | 3 | N78 | 3 | 3 | [32 empty] | IIB | AAN-3246-CSG-ASR920-LD-1 | 35 | Monopole | sharing site/ from data base
AAN3249 | Site 6214 | AAN |  | AAN3249 | AAN3249 | AANNR3249 |  | On Air | On Air | On Air | 2009 | Permanent | 24.1563 | 55.6746 | Ericsson | Outdoor | Site Sharing | Site Sharing | Outdoor Taawn-Etisalat Lead | SS Capex | Site Share | 3G+4G+5G | Enclosure6130 | 4CC | 4T4R | U2100 + U900 | L1800 (F1+F2) + L800 + L2100 | 2CC | 8003000 | 35 | 6 | 3 | N78 | 3 | 3 | [32 empty] | IIB | Passive AAN-2005-PREAGG-SR7-1 | 40 | Monopole | sharing site/ from data base
AAN3252 | Site 6215 | AAN |  | AAN3252 | AAN3252 | AANNR3252 |  | On Air | On Air | On Air | 2009 | Permanent | 24.3453 | 55.7939 | Ericsson | Outdoor | Site Sharing | Site Sharing | Outdoor Taawn-Etisalat Lead | SS Capex | Site Share | 3G+4G+5G | Enclosure6130 | 4CC | 4T4R | U2100 + U900 | L1800 (F1+F2) + L800 + L2100 | 1CC | 8000100 | 30 | 6 | 3 | N41 | 3 | 3 | [32 empty] | IIB | AAN-3252-CSG-IXR-E-1 | 35 | ETC | sharing site/ from data base
AAN3254 | Site 6216 | AAN |  | AAN3254 | AAN3254 | AANNR3254 |  | On Air | On Air | On Air | 2020-09-06 | Permanent | 24.1346 | 55.6971 | Ericsson | Outdoor | EITC Passive Infrastructure | Greenfield | Outdoor Taawn-du Lead | Du Capex | Capex -du | 3G+4G+5G | Enclosure6130 | 4CC | 4T4R | U900 | L1800 (F1+F2) + L800 + L2100 | 2CC | 8002900 | 37 | 6 | 3 | N78 | 3 | 3 | [32 empty] | IIB | Passive to AAN-2005-PREAGG-SR7-1 | 40 | 40m HD MP | sharing site/ from data base
AAN3255 | Site 6217 | AAN |  | AAN3255 | AAN3255 | AANNR3255 |  | On Air | On Air | On Air | 2009 | Permanent | 24.1203 | 55.6642 | Ericsson | Outdoor | Site Sharing | Site Sharing | Outdoor Site Sharing-Etisalat Owned | SS Opex | SS | 3G+4G+5G | Enclosure6130 | 3CC | 4T4R | U2100 + U900 | L1800 (F1) + L800 + L2100 | 1CC | 8002900 | 35 | 6 | 3 | N41 | 3 | 3 | [32 empty] | IIB | AAN-3255-CSG-SAR-X-1 | 35 | Monopole | sharing site/ from data base
AAN3256 | Site 6218 | AAN |  | AAN3256 | AAN3256 |  |  | On Air | On Air |  | 2009 | Permanent | 24.1271 | 55.7081 | Ericsson | Outdoor | Site Sharing | Site Sharing | Outdoor Site Sharing-Etisalat Owned | SS Opex | SS | 3G+4G | Enclosure6130 | 4CC | 4T4R | U2100 + U900 | L1800 (F1+F2) + L800 + L2100 |  | 8003300 | 33 | 6 |  |  | 3 | [33 empty] | IIB | AAN-3256-CSG-SAR-X-1 | 35 | Monopole | sharing site/ from data base
AAN3257 | Site 6219 | AAN |  | AAN3257 | AAN3257 |  |  | On Air | On Air |  | 2019-09-10 | Permanent | 24.4142 | 55.097 | Ericsson | Outdoor | EITC Passive Infrastructure | Greenfield | Outdoor Green field-du Owned | Du Solo | GF | 3G+4G | Enclosure6130 | 4CC | 4T4R | U2100 + U900 | L1800 (F1+F2) + L800 + L2100 |  | 8005700 | 60 | 6 |  |  | 3 | [33 empty] | MW | 0 | 60 | #N/A | from data base
AAN3258 | Site 6220 | AAN |  | AAN3258 | AAN3258 | AANNR3258 |  | On Air | On Air | On Air | 2020-05-04 | Permanent | 23.8173 | 55.5204 | Ericsson | Outdoor | EITC Passive Infrastructure | Greenfield | Outdoor Green field-du Owned | Du Solo | Lattice Tower | 3G+4G+5G | Enclosure6130 | 4CC | 4T4R | U900 | L1800 (F1+F2) + L800 + L2100 | 1CC | 8008900 | 59 | 6 | 3 | N41 | 3 | 3 | [32 empty] | MW | 0 | 60 | 60m-LT | confirmed
AAN3262 | Site 6221 | AAN |  | AAN3262 | AAN3262 | AANNR3262 |  | On Air | On Air | On Air | 2009 | Permanent | 24.2077 | 55.7129 | Ericsson | Outdoor | EITC Passive Infrastructure | Greenfield | Outdoor Green field-du Owned | Du Solo | Greenfield | 3G+4G+5G | Enclosure6130 | 4CC | 4T4R | U2100 + U900 | L1800 (F1+F2) + L800 + L2100 | 2CC | 8001400 | 40 | 6 | 3 | N78 | 3 | 3 | [32 empty] | IIB | AAN-3262-CSG-IXR-E-1 | 0 | 40m-MD-MP | sharing site/ from data base
AAN3263 | Site 6222 | AAN |  | AAN3263 | AAN3263 |  |  | On Air | On Air |  | 2019-10-24 | Permanent | 24.1426 | 55.7198 | Ericsson | Outdoor | Site Sharing | Site Sharing | Outdoor Site Sharing-Etisalat Owned | SS Opex | SS | 3G+4G | Enclosure6130 | 4CC | 4T4R | U2100 + U900 | L1800 (F1+F2) + L800 + L2100 |  | 8002600 | 35 | 6 |  |  | 3 | [33 empty] | IIB | AAN-3263-CSG-N540-LD-1 | 40 | Monopole | sharing site/ from data base
AAN3264 | Site 6223 | AAN |  | AAN3264 | AAN3264 | AANNR3264 |  | On Air | On Air | On Air | 2009 | Permanent | 24.1671 | 55.6942 | Ericsson | Outdoor | Site Sharing | Site Sharing | Outdoor Site Sharing-Etisalat Owned | SS Opex | SS | 3G+4G+5G | Enclosure6130 | 4CC | 4T4R | U2100 + U900 | L1800 (F1+F2) + L800 + L2100 | 2CC | 8002900 | 33 | 6 | 3 | N78 | 3 | 3 | [32 empty] | IIB | AAN-3264-CSG-SAR-X-1 | 35 | Monopole | sharing site/ from data base
AAN3265 | Site 6224 | AAN |  | AAN3265 | AAN3265 | AANNR3265 |  | On Air | On Air | On Air | 2019-06-24 | Permanent | 24.1842 | 55.7537 | Ericsson | Outdoor | EITC Passive Infrastructure | Greenfield | Outdoor Green field-du Owned- Small Cells | Du Solo | GF | 3G+4G+5G | Enclosure6130 | 2CC | 4T4R | U2100 + U900 | L800 + L2100 | 2CC | 8002400 | 12 | 6 | 3 | N78 | 3 | 3 | [32 empty] | IIB | AAN-3265-CSG-IXR-E-1 | 6 | #N/A | Rooftop
AAN3267 | Site 6225 | AAN |  | AAN3267 | AAN3267 | AANNR3267 |  | On Air | On Air | On Air | 2020-04-19 | Permanent | 24.1719 | 55.7582 | Ericsson | Outdoor | EITC Passive Infrastructure | Greenfield | Outdoor Taawn-du Lead | Du Capex | Monopole | 3G+4G+5G | Enclosure6130 | 4CC | 4T4R | U900 | L1800 (F1+F2) + L800 + L2100 | 2CC | 8002400 | 38 | 6 | 3 | N78 | 3 | 3 | [32 empty] | IIB | AAN-3267-CSG-IXR-E-1 | 40 | 40m-HD-LP | confirmed
AAN3268 | Site 6226 | AAN |  | AAN3268 | AAN3268 | AANNR3268 |  | On Air | On Air | On Air | 2009 | Permanent | 24.1796 | 55.6633 | Ericsson | Outdoor | EITC Passive Infrastructure | Greenfield | Outdoor Taawn-du Lead | Du Capex | Greenfield | 3G+4G+5G | Enclosure6130 | 4CC | 4T4R | U2100 + U900 | L1800 (F1+F2) + L800 + L2100 | 2CC | 8003000 | 40 | 6 | 3 | N78 | 3 | 3 | [32 empty] | IIB | AAN-3268-CSG-IXR-E-1 | 40 | 40m-MD-MP | confirmed
AAN3269 | Site 6227 | AAN |  | AAN3269 | AAN3269 | AANNR3269 |  | On Air | On Air | On Air | 2009 | Permanent | 24.3338 | 55.8103 | Ericsson | Outdoor | EITC Passive Infrastructure | Greenfield | Outdoor Taawn-du Lead | Du Capex | Greenfield | 3G+4G+5G | Enclosure6130 | 4CC | 4T4R | U2100 + U900 | L1800 (F1+F2) + L800 + L2100 | 1CC | 8000100 | 40 | 5 | 3 | N41 | 3 | 3 | [32 empty] | IIB | AAN-3269-CSG-IXR-E-1
AAN3271 | Site 6228 | AAN |  | AAN3271 | AAN3271 | AANNR3271 |  | On Air | On Air | On Air | 2009 | Permanent | 24.7476 | 55.8146 | Ericsson | Outdoor | EITC Passive Infrastructure | Greenfield | Outdoor Green field-du Owned | Du Solo | GF-du solo | 3G+4G+5G | Enclosure6130 | 4CC | 4T4R | U2100 + U900 | L1800 (F1+F2) + L800 + L2100 | 1CC | 8005100 | 25 | 6 | 3 | N41 | 3 | 3 | [32 empty] | IIB | AAN-3271-CSG-IXR-E-1 | 25 | 25m-MD-MP | confirmed
AAN3272 | Site 6229 | AAN |  | AAN3272 | AAN3272 | AANNR3272 |  | On Air | On Air | On Air | 2009 | Permanent | 24.5816 | 55.7673 | Ericsson | Outdoor | EITC Passive Infrastructure | Greenfield | Outdoor Taawn-du Lead | Du Capex | Greenfield | 3G+4G+5G | Enclosure6130 | 4CC | 4T4R | U2100 + U900 | L1800 (F1+F2) + L800 + L2100 | 1CC | 8005500 | 40 | 6 | 3 | N41 | 3 | 3 | [32 empty] | IIB | AAN-3272-CSG-IXR-E-1 | 40 | 40m-HD-MP | confirmed
AAN3273 | Site 6230 | AAN |  | AAN3273 | AAN3273 |  |  | On Air | On Air |  | 2009 | Permanent | 24.2562 | 55.7571 | Ericsson | Outdoor | EITC Passive Infrastructure | Greenfield | Outdoor Taawn-du Lead | Du Capex | Greenfield | 3G+4G | Enclosure6130 | 4CC | 4T4R | U2100 + U900 | L1800 (F1+F2) + L800 + L2100 |  | 8000400 | 25 | 6 |  |  | 3 | [33 empty] | IIB | AAN-3273-CSG-N540-LD-1 | 25 | 25m-MD-MP | confirmed
AAN3276 | Site 6231 | AAN |  | AAN3276 | AAN3276 |  |  | On Air | On Air |  | 2020-04-20 | Permanent | 24.1421 | 55.5427 | Ericsson | Outdoor | Site Sharing | Site Sharing | Outdoor Site Sharing-Etisalat Owned | SS Opex | SS-Lattice Tower | 3G+4G | Enclosure6130 | 1CC | 2T2R | U900 | L800 |  | 8006300 | 55 | 3 |  |  | 3 | [33 empty] | MW | 0 | 60 | 60m Sqr Tower | sharing site/ from data base
AAN3277 | Site 6232 | AAN |  | AAN3277 | AAN3277 |  |  | On Air | On Air |  | 2020-02-18 | Permanent | 24.5347 | 55.2575 | Ericsson | Outdoor | Site Sharing | Site Sharing | Outdoor Site Sharing-Etisalat Owned | SS Opex | Site Share | 3G+4G | Enclosure6130 | 4CC | 4T4R | U2100 + U900 | L1800 (F1+F2) + L800 + L2100 |  | 8005200 | 55 | 6 |  |  | 3 | [33 empty] | IIB | AAN-3277-CSG-IXR-E-1 | 60 | LatticeTower | sharing site/ from data base
AAN3278 | Site 6233 | AAN |  | AAN3278 | AAN3278 | AANNR3278 |  | On Air | On Air | On Air | 2009 | Permanent | 24.1042 | 55.2674 | Ericsson | Outdoor | Site Sharing | Site Sharing | Outdoor Taawn-Etisalat Lead | SS Capex | Site Share | 3G+4G+5G | Enclosure6130 | 4CC | 4T4R | U2100 + U900 | L1800 (F1+F2) + L800 + L2100 | 1CC | 8007100 | 60 | 6 | 3 | N41 | 3 | 3 | [32 empty] | IIB | AAN-3278-CSG-IXR-E-1 | 60 | LatticeTower | sharing site/ from data base
AAN3279 | Site 6234 | AAN |  | AAN3279 | AAN3279 |  |  | On Air | On Air |  | 2021-10-24 | Permanent | 24.0981 | 55.3651 | Ericsson | Outdoor | EITC Passive Infrastructure | Greenfield | Outdoor Taawn-du Lead | Du Capex | GF | 3G+4G | Enclosure6130 | 4CC | 4T4R | U2100 + U900 | L1800 (F1+F2) + L800 + L2100 |  | 8007100 | 60 | 6 |  |  | 3 | [33 empty] | MW | 0 | 60 | 60m-LT | confirmed
AAN3280 | Site 6235 | AAN |  | AAN3280 | AAN3280 | AANNR3280 |  | On Air | On Air | On Air | 2020-01-09 | Permanent | 24.1416 | 55.4198 | Ericsson | Outdoor | EITC Passive Infrastructure | Greenfield | Outdoor Green field-du Owned | Du Solo | Green field | 3G+4G+5G | Enclosure6130 | 4CC | 4T4R | U2100 + U900 | L1800 (F1+F2) + L800 + L2100 | 1CC | 8007100 | 60 | 6 | 3 | N41 | 3 | 3 | [32 empty] | MW | 0 | 60 | 60m-LT | confirmed
AAN3281 | Site 6236 | AAN |  | AAN3281 | AAN3281 | AANNR3281 |  | On Air | On Air | On Air | 2009 | Permanent | 24.5358 | 55.5836 | Ericsson | Outdoor | EITC Passive Infrastructure | Greenfield | Outdoor Green field-du Owned | Du Solo | Greenfield | 3G+4G+5G | Enclosure6130 | 4CC | 4T4R | U2100 + U900 | L1800 (F1+F2) + L800 + L2100 | 1CC | 8005600 | 60 | 6 | 3 | N41 | 3 | 3 | [32 empty] | IIB | AAN-3281-CSG-IXR-E-1 | 60 | 60m-LT | confirmed
AAN3283 | Site 6237 | AAN |  | AAN3283 | AAN3283 |  |  | On Air | On Air |  | 2009 | Permanent | 24.6272 | 55.402 | Ericsson | Outdoor | EITC Passive Infrastructure | Greenfield | Outdoor Taawn-du Lead | Du Capex | Greenfield | 3G+4G | Enclosure6130 | 4CC | 4T4R | U2100 + U900 | L1800 (F1+F2) + L800 + L2100 |  | 8005200 | 90 | 6 |  |  | 3 | [33 empty] | MW | 0 | 90 | 90m-LT | confirmed
AAN3284 | Site 6238 | AAN |  | AAN3284 | AAN3284 |  |  | On Air | On Air |  | 2020-02-17 | Permanent | 23.8182 | 55.4609 | Ericsson | Outdoor | Site Sharing | Site Sharing | Outdoor Site Sharing-Etisalat Owned | SS Opex | Site Share | 3G+4G | Enclosure6130 | 2CC | 4T4R | U2100 + U900 | L800 + L2100 |  | 8008900 | 55 | 6 |  |  | 3 | [33 empty] | MW | 0 | 60 | LatticeTower | sharing site/ from data base
AAN3286 | Site 6239 | AAN |  | AAN3286 | AAN3286 | AANNR3286 |  | On Air | On Air | On Air | 2009 | Permanent | 23.9699 | 55.5181 | Ericsson | Outdoor | EITC Passive Infrastructure | Greenfield | Outdoor Green field-du Owned | Du Solo | Greenfield | 3G+4G+5G | Enclosure6130 | 4CC | 4T4R | U2100 + U900 | L1800 (F1+F2) + L800 + L2100 | 1CC | 8008500 | 45 | 6 | 3 | N41 | 3 | 3 | [32 empty] | MW | 0 | 45 | 45m-LT | confirmed
AAN3287 | Site 6240 | AAN |  | AAN3287 | AAN3287 | AANNR3287 |  | On Air | On Air | On Air | 2009 | Permanent | 23.4576 | 55.4414 | Ericsson | Outdoor | EITC Passive Infrastructure | Greenfield | Outdoor Taawn-du Lead | Du Capex | Site Share | 3G+4G+5G | Enclosure6130 | 4CC | 4T4R | U2100 + U900 | L1800 (F1+F2) + L800 + L2100 | 1CC | 8009500 | 40 | 6 | 3 | N41 | 3 | 3 | [32 empty] | MW | 0
AAN3288 | Site 6241 | AAN |  | AAN3288 | AAN3288 | AANNR3288 |  | On Air | On Air | On Air | 2020-10-24 | Permanent | 24.4399 | 55.2644 | Ericsson | Outdoor | Site Sharing | Site Sharing | Outdoor Site Sharing-Etisalat Owned | SS Opex | Site Share | 3G+4G+5G | Enclosure6130 | 4CC | 4T4R | U2100 + U900 | L1800 (F1+F2) + L800 + L2100 | 1CC | 8005700 | 37 | 6 | 3 | N41 | 3 | 3 | [32 empty] | IIB | AAN-3288-CSG-IXR-E-1 | 40 | SS ( 40m ETC MONOPOLE) | sharing site/ from data base
AAN3289 | Site 6242 | AAN |  | AAN3289 | AAN3289 |  |  | On Air | On Air |  | 2009 | Permanent | 24.5254 | 55.1481 | Ericsson | Outdoor | EITC Passive Infrastructure | Greenfield | Outdoor Green field-du Owned | Du Solo | Greenfield | 3G+4G | Enclosure6130 | 4CC | 4T4R | U2100 + U900 | L1800 (F1+F2) + L800 + L2100 |  | 8005700 | 60 | 6 |  |  | 3 | [33 empty] | MW | 0 | 60 | 60m-LT | confirmed
AAN3291 | Site 6243 | AAN |  | AAN3291 | AAN3291 | AANNR3291 |  | On Air | On Air | On Air | 2009 | Permanent | 24.1275 | 55.6897 | Ericsson | Outdoor | EITC Passive Infrastructure | Greenfield | Outdoor Green field-du Owned | Du Solo | Greenfield | 3G+4G+5G | Enclosure6130 | 4CC | 4T4R | U2100 + U900 | L1800 (F1+F2) + L800 + L2100 | 2CC | 8002900 | 40 | 6 | 3 | N78 | 3 | 3 | [32 empty] | IIB | AAN-3291-CSG-N540-LD-1 | 40 | 40m-MD-MP | confirmed
AAN3292 | Site 6244 | AAN |  | AAN3292 | AAN3292 | AANNR3292 |  | On Air | On Air | On Air | 2023 | Permanent | 24.1665 | 55.666 | Ericsson | Outdoor | EITC Passive Infrastructure | Greenfield | Outdoor Green field-du Owned | Du Solo | Greenfield | 3G+4G+5G | Enclosure6130 | 4CC | 4T4R | U2100 + U900 | L1800 (F1+F2) + L800 + L2100 | 2CC | 8003100 | 40 | 6 | 3 | N78 | 3 | 3 | [32 empty] | IIB | AAN-3292-CSG-N540-LD-1
AAN3293 | Site 6245 | AAN |  | AAN3293 | AAN3293 | AANNR3293 |  | On Air | On Air | On Air | 2009 | Permanent | 24.2455 | 55.7302 | Ericsson | Outdoor | EITC Passive Infrastructure | Greenfield | Outdoor Taawn-du Lead | Du Capex | Greenfield | 3G+4G+5G | Enclosure6130 | 4CC | 4T4R | U2100 + U900 | L1800 (F1+F2) + L800 + L2100 | 2CC | 8000500 | 35 | 6 | 3 | N78 | 3 | 3 | [32 empty] | IIB | AAN-3293-CSG-IXR-E-1 | 35 | 35m-MD-MP | confirmed
AAN3294 | Site 6246 | AAN |  | AAN3294 | AAN3294 | AANNR3294 |  | On Air | On Air | On Air | 2009 | Permanent | 24.2502 | 55.735 | Ericsson | Outdoor | EITC Passive Infrastructure | Greenfield | Outdoor Green field-du Owned | Du Solo | Greenfield | 3G+4G+5G | Enclosure6130 | 4CC | 4T4R | U2100 + U900 | L1800 (F1+F2) + L800 + L2100 | 2CC | 8000500 | 35 | 6 | 3 | N78 | 3 | 3 | [32 empty] | IIB | AAN-3294-CSG-IXR-E-1 | 35 | 35m-MD-MP | confirmed
AAN3295 | Site 6247 | AAN |  | AAN3295 | AAN3295 | AANNR3295 |  | On Air | On Air | On Air | 2009 | Permanent | 24.1848 | 55.6931 | Ericsson | Outdoor | EITC Passive Infrastructure | Greenfield | Outdoor Green field-du Owned | Du Capex | Greenfield | 3G+4G+5G | Enclosure6130 | 4CC | 4T4R | U2100 + U900 | L1800 (F1+F2) + L800 + L2100 | 2CC | 8003000 | 30 | 6 | 3 | N78 | 3 | 3 | [32 empty] | IIB | AAN-3295-CSG-IXR-E-1 | 40 | 40m-MD-MP | confirmed
AAN3296 | Site 6248 | AAN |  | AAN3296 | AAN3296 | AANNR3296 |  | On Air | On Air | On Air | 2009 | Permanent | 24.2362 | 55.716 | Ericsson | Outdoor | EITC Passive Infrastructure | Greenfield | Outdoor Taawn-du Lead | Du Capex | Greenfield | 3G+4G+5G | Enclosure6130 | 4CC | 4T4R | U2100 + U900 | L1800 (F1+F2) + L800 + L2100 | 2CC | 8000700 | 35 | 6 | 3 | N78 | 3 | 3 | [32 empty] | IIB | Passive to AAN-2046-CSG-SAR-8-1 | 35 | 35m-MD-MP | confirmed
AAN3297 | Site 6249 | AAN |  | AAN3297 | AAN3297 |  |  | On Air | On Air |  | 2019-11-06 | Temporary | 24.4059 | 55.1992 | Ericsson | Outdoor | EITC Passive Infrastructure | Greenfield | Outdoor Green field-du Owned | Du Solo | RDU | 3G+4G | Enclosure6130 | 2CC | 4T4R | U2100 + U900 | L800 + L2100 |  | 8005700 | 33 | 6 |  |  | 3 | [33 empty] | MW | 0 | 35 | #N/A | from data base
AAN3298 | Site 6250 | AAN |  | AAN3298 | AAN3298 |  |  | On Air | On Air |  | 2019-11-01 | Permanent | 24.4019 | 55.1852 | Ericsson | Outdoor | EITC Passive Infrastructure | Greenfield | Outdoor Green field-du Owned | Du Solo | Greenfield | 3G+4G | Enclosure6130 | 2CC | 4T4R | U2100 + U900 | L800 + L2100 |  | 8005700 | 30 | 6 |  |  | 3 | [33 empty] | MW | 0 | 35 | #N/A | from data base
AAN3300 | Site 6251 | AAN |  | AAN3300 | AAN3300 | AANNR3300 |  | On Air | On Air | On Air | 2009 | Permanent | 24.2706 | 55.7472 | Ericsson | Outdoor | EITC Passive Infrastructure |  | RT-du Owned |  | Greenfield | 3G+4G+5G | Enclosure6130 | 4CC | 4T4R | U2100 + U900 | L1800 (F1+F2) + L800 + L2100 | 2CC | 8000300 | 13 | 6 | 3 | N78 | 3 | 3 | [32 empty] | MW | 0
AAN3301 | Site 6252 | AAN |  | AAN3301 | AAN3301 | AANNR3301 |  | On Air | On Air | On Air | 2009 | Permanent | 24.0732 | 55.8453 | Ericsson | Outdoor | EITC Passive Infrastructure | Greenfield | Outdoor Green field-du Owned | Du Solo | Greenfield | 3G+4G+5G | Enclosure6130 | 4CC | 4T4R | U2100 + U900 | L1800 (F1+F2) + L800 + L2100 | 1CC | 8008100 | 40 | 6 | 3 | N41 | 3 | 3 | [32 empty] | IIB | AAN-2305-PREAGG-SR7-1 | 40 | 40m-MD-MP | confirmed
AAN3303 | Site 6253 | AAN |  | AAN3303 | AAN3303 | AANNR3303 |  | On Air | On Air | On Air | 2020-04-19 | Permanent | 24.1464 | 55.6494 | Ericsson | Outdoor | Site Sharing | Site Sharing | Outdoor Site Sharing-Etisalat Owned | SS Opex | Lattice Tower | 3G+4G+5G | Enclosure6130 | 4CC | 4T4R | U900 | L1800 (F1+F2) + L800 + L2100 | 1CC | 8003100 | 40 | 6 | 3 | N41 | 3 | 3 | [32 empty] | IIB | AAN-3303-CSG-IXR-E-1 | 45 | Site Share | sharing site/ from data base
AAN3307 | Site 6254 | AAN |  | AAN3307 | AAN3307 | AANNR3307 |  | On Air | On Air | On Air | 2009 | Permanent | 24.2032 | 55.8694 | Ericsson | Outdoor | EITC Passive Infrastructure | Greenfield | Outdoor Green field-du Owned | Du Solo | Greenfield | 3G+4G+5G | Enclosure6130 | 4CC | 4T4R | U2100 + U900 | L1800 (F1+F2) + L800 + L2100 | 1CC | 8007500 | 20 | 6 | 3 | N41 | 3 | 3 | [32 empty] | IIB | AAN-3307-CSG-N540-LD-1 | 20 | 20m-MD-MP | confirmed
AAN3308 | Site 6255 | AAN |  | AAN3308 | AAN3308 | AANNR3308 |  | On Air | On Air | On Air | 2009 | Permanent | 24.2288 | 55.7499 | Ericsson | Outdoor | EITC Passive Infrastructure | Rooftop | RT-du Owned | Du Solo | Rooftop | 3G+4G+5G | Enclosure6130 | 4CC | 4T4R | U2100 + U900 | L1800 (F1+F2) + L800 + L2100 | 2CC | 8001500 | 23 | 6 | 3 | N78 | 3 | 3 | [32 empty] | MW | 0 | 4 | Rooftop | Rooftop
AAN3311 | Site 6256 | AAN |  | AAN3311 | AAN3311 | AANNR3311 |  | On Air | On Air | On Air | 2009 | Permanent | 24.0353 | 55.8484 | Ericsson | Outdoor | Site Sharing | Site Sharing | Outdoor Site Sharing-Etisalat Owned | SS Opex | Site Share | 3G+4G+5G | Enclosure6130 | 4CC | 4T4R | U2100 + U900 | L1800 (F1+F2) + L800 + L2100 | 1CC | 8008300 | 25 | 6 | 3 | N41 | 3 | 3 | [32 empty] | IIB | AAN-3311-CSG-IXR-E-1 | 30 | Site Share | sharing site/ from data base
AAN3312 | Site 6257 | AAN |  | AAN3312 | AAN3312 | AANNR3312 |  | On Air | On Air | On Air | 2009 | Permanent | 24.1711 | 55.6583 | Ericsson | Outdoor | Site Sharing | SS OPEX | Outdoor Site Sharing-Etisalat Owned |  | SS OPEX | 3G+4G+5G | Enclosure6130 | 4CC | 4T4R | U2100 + U900 | L1800 (F1+F2) + L800 + L2100 | 1CC | 8001100 | 35 | 5 | 3 | N41 | 3 | 3 | [32 empty] | MW | 0
AAN3313 | Site 6258 | AAN |  | AAN3313 | AAN3313 |  |  | On Air | On Air |  | 2020-04-09 | Permanent | 24.1746 | 55.2824 | Ericsson | Outdoor | Site Sharing | Site Sharing | Outdoor Site Sharing-Etisalat Owned | SS Opex | SS-Lattice Tower | 3G+4G | Enclosure6130 | 4CC | 4T4R | U900 | L1800 (F1+F2) + L800 + L2100 |  | 8007100 | 55 | 6 |  |  | 3 | [33 empty] | IIB | AAN-3313-CSG-IXR-E-1 | 60 | Site Share | sharing site/ from data base
AAN3314 | Site 6259 | AAN |  | AAN3314 | AAN3314 | AANNR3314 |  | On Air | On Air | On Air | 2023 | Permanent | 24.2298 | 55.5321 | Ericsson | Outdoor | EITC Passive Infrastructure | Greenfield | Outdoor Green field-du Owned |  | Greenfield | 3G+4G+5G | Enclosure6130 | 4CC | 4T4R | U2100 + U900 | L1800 (F1+F2) + L800 + L2100 | 1CC | 8006500 | 40 | 3 | 2 | N41 | 3 | 3 | [32 empty] | IIB | AAN-3314-CSG-N540-LD-1
AAN3315 | Site 6260 | AAN |  | AAN3315 | AAN3315 | AANNR3315 |  | On Air | On Air | On Air | 2009 | Permanent | 24.252 | 55.7004 | Ericsson | Outdoor | Site Sharing | Site Sharing | Outdoor Taawn-Etisalat Lead | SS Capex | Site Share | 3G+4G+5G | Enclosure6130 | 4CC | 4T4R | U2100 + U900 | L1800 (F1+F2) + L800 + L2100 | 2CC | 8000600 | 35 | 6 | 3 | N78 | 3 | 3 | [32 empty] | IIB | AAN-3315-CSG-IXR-E-1 | 40 | 40m Monopole | sharing site/ from data base
AAN3316 | Site 6261 | AAN |  | AAN3316 | AAN3316 | AANNR3316 |  | On Air | On Air | On Air | 2009 | Permanent | 24.2117 | 55.7854 | Ericsson | Outdoor | Site Sharing | Site Sharing | Outdoor Site Sharing-Etisalat Owned | SS Opex | Site Share | 3G+4G+5G | Enclosure6130 | 4CC | 4T4R | U2100 + U900 | L1800 (F1+F2) + L800 + L2100 | 2CC | 8001800 | 25 | 6 | 3 | N78 | 3 | 3 | [32 empty] | IIB | AAN-3316-CSG-IXR-E-1 | 30 | Site Share | sharing site/ from data base
AAN3318 | Site 6262 | AAN |  | AAN3318 | AAN3318 |  |  | On Air | On Air |  | 2020-04-20 | Permanent | 23.997 | 55.3738 | Ericsson | Outdoor | Site Sharing | Site Sharing | Outdoor Site Sharing-Etisalat Owned | SS Opex | SS-Lattice Tower | 3G+4G | Enclosure6130 | 1CC | 2T2R | U900 | L800 |  | 8007100 | 55 | 3 |  |  | 3 | [33 empty] | MW | 0 | 60 | Site Share | sharing site/ from data base
AAN3320 | Site 6263 | AAN |  | AAN3320 | AAN3320 | AANNR3320 |  | On Air | On Air | On Air | 2009 | Permanent | 24.2127 | 55.7541 | Ericsson | Outdoor | Site Sharing | Site Sharing | Outdoor Site Sharing-Etisalat Owned | SS Opex | Site Share | 3G+4G+5G | Enclosure6130 | 4CC | 4T4R | U2100 + U900 | L1800 (F1+F2) + L800 + L2100 | 2CC | 8001600 | 20 | 6 | 3 | N78 | 3 | 3 | [32 empty] | IIB | AAN-3320-CSG-IXR-E-1 | 35 | Site Share | sharing site/ from data base
AAN3322 | Site 6264 | AAN |  | AAN3322 | AAN3322 | AANNR3322 |  | On Air | On Air | On Air | 2009 | Permanent | 24.2037 | 55.7646 | Ericsson | Outdoor | Site Sharing | Site Sharing | Outdoor Site Sharing-Etisalat Owned | SS Opex | Site Share | 3G+4G+5G | Enclosure6130 | 4CC | 4T4R | U2100 + U900 | L1800 (F1+F2) + L800 + L2100 | 2CC | 8002400 | 25 | 6 | 3 | N78 | 3 | 3 | [32 empty] | IIB | AAN-3322-CSG-IXR-E-1 | 30 | Site Share | sharing site/ from data base
AAN3323 | Site 6265 | AAN |  | AAN3323 | AAN3323 |  |  | On Air | On Air |  | 2009 | Permanent | 23.9908 | 55.2132 | Ericsson | Outdoor | Site Sharing | Site Sharing | Outdoor Site Sharing-Etisalat Owned | SS Opex | Site Share | 3G+4G | Enclosure6130 | 4CC | 4T4R | U2100 + U900 | L1800 (F1+F2) + L800 + L2100 |  | 8007300 | 55 | 6 |  |  | 3 | [33 empty] | MW | 0 | 60 | Site Share | sharing site/ from data base
AAN3324 | Site 6266 | AAN |  | AAN3324 | AAN3324 |  |  | On Air | On Air |  | 2009 | Permanent | 24.4908 | 55.3954 | Ericsson | Outdoor | Site Sharing | Site Sharing | Outdoor Site Sharing-Etisalat Owned | SS Opex | Site Share | 3G+4G | Enclosure6130 | 4CC | 4T4R | U2100 + U900 | L1800 (F1+F2) + L800 + L2100 |  | 8005700 | 55 | 6 |  |  | 3 | [33 empty] | IIB | AAN-3324-CSG-N540-LD-1 | 60 | LatticeTower
AAN3326 | Site 6267 | AAN |  | AAN3326 | AAN3326 | AANNR3326 |  | On Air | On Air | On Air | 2009 | Permanent | 24.4101 | 55.7332 | Ericsson | Outdoor | Site Sharing | Site Sharing | Outdoor Site Sharing-Etisalat Owned | SS Opex | Site Share | 3G+4G+5G | Enclosure6130 | 4CC | 4T4R | U2100 + U900 | L1800 (F1+F2) + L800 + L2100 | 1CC | 8005900 | 55 | 6 | 3 | N41 | 3 | 3 | [32 empty] | MW | 0 | 60 | Site Share | sharing site/ from data base
AAN3330 | Site 6268 | AAN |  | AAN3330 | AAN3330 |  |  | On Air | On Air |  | 2009 | Permanent | 24.0928 | 55.5482 | Ericsson | Outdoor | Site Sharing | Site Sharing | Outdoor Taawn-Etisalat Lead | SS Capex | Site Share | 3G+4G | Enclosure6130 | 4CC | 4T4R | U2100 + U900 | L1800 (F1+F2) + L800 + L2100 |  | 8006400 | 35 | 6 |  |  | 3 | [33 empty] | MW | 0 | 40 | ETC | sharing site/ from data base
AAN3331 | Site 6269 | AAN |  | AAN3331 | AAN3331 |  |  | On Air | On Air |  | 2009 | Permanent | 24.4444 | 55.6277 | Ericsson | Outdoor | Site Sharing | Site Sharing | Outdoor Site Sharing-Etisalat Owned | SS Opex | Site Share | 3G+4G | Enclosure6130 | 4CC | 4T4R | U2100 + U900 | L1800 (F1+F2) + L800 + L2100 |  | 8005600 | 85 | 6 |  |  | 3 | [33 empty] | IIB | AAN-3331-CSG-IXR-E-1 | 90 | LatticeTower
AAN3332 | Site 6270 | AAN |  | AAN3332 | AAN3332 | AANNR3332 |  | On Air | On Air | On Air | 2020-04-08 | Permanent | 24.0816 | 55.8753 | Ericsson | Outdoor | Site Sharing | Site Sharing | Outdoor Site Sharing-Etisalat Owned | SS Opex | SS-Lattice Tower | 3G+4G+5G | Enclosure6130 | 4CC | 4T4R | U900 | L1800 (F1+F2) + L800 + L2100 | 1CC | 8008100 | 55 | 6 | 3 | N41 | 3 | 3 | [32 empty] | IIB | Passive AAN-2305-PREAGG-SR7-1 | 60 | Site Share | sharing site/ from data base
AAN3333 | Site 6271 | AAN |  | AAN3333 | AAN3333 |  |  | On Air | On Air |  | 2009 | Permanent | 24.5663 | 55.4718 | Ericsson | Outdoor | Site Sharing | Site Sharing | Outdoor Site Sharing-Etisalat Owned | SS Opex | Site Share | 3G+4G | Enclosure6130 | 4CC | 4T4R | U2100 + U900 | L1800 (F1+F2) + L800 + L2100 |  | 8005200 | 85 | 6 |  |  | 3 | [33 empty] | IIB | AAN-3333-CSG-N540-LD-1 | 90 | LatticeTower
AAN3339 | Site 6272 | AAN |  | AAN3339 | AAN3339 |  |  | On Air | On Air |  | 2020-04-07 | Permanent | 23.9051 | 55.411 | Ericsson | Outdoor | Site Sharing | Site Sharing | Outdoor Site Sharing-Etisalat Owned | SS Opex | Site Share | 3G+4G | Enclosure6130 | 4CC | 4T4R | U900 | L1800 (F1+F2) + L800 + L2100 |  | 8008600 | 73 | 6 |  |  | 3 | [33 empty] | MW | 0 | 80 | Site Share | sharing site/ from data base
AAN3340 | Site 6273 | AAN |  | AAN3340 | AAN3340 |  |  | On Air | On Air |  | 2020-04-20 | Permanent | 24.5608 | 55.3452 | Ericsson | Outdoor | Site Sharing | Site Sharing | Outdoor Site Sharing-Etisalat Owned | SS Opex | SS-Lattice Tower | 3G+4G | Enclosure6130 | 4CC | 4T4R | U900 | L1800 (F1+F2) + L800 + L2100 |  | 8005200 | 85 | 6 |  |  | 3 | [33 empty] | MW | 0 | 90 | Site Share | sharing site/ from data base
AAN3341 | Site 6274 | AAN |  | AAN3341 | AAN3341 |  |  | On Air | On Air |  | 2009 | Permanent | 24.332 | 55.727 | Ericsson | Outdoor | Site Sharing | Site Sharing | Outdoor Site Sharing-Etisalat Owned | SS Opex | Site Share | 3G+4G | Enclosure6130 | 4CC | 4T4R | U2100 + U900 | L1800 (F1+F2) + L800 + L2100 |  | 8004100 | 35 | 6 |  |  | 3 | [33 empty] | IIB | AAN-3341-CSG-N540-LD-1 | 40 | Site Share | sharing site/ from data base
AAN3344 | Site 6275 | AAN |  | AAN3344 | AAN3344 | AANNR3344 |  | On Air | On Air | On Air | 2009 | Permanent | 24.1512 | 55.7206 | Ericsson | Outdoor | EITC Passive Infrastructure | Greenfield | Outdoor Green field-du Owned | Du Solo | Greenfield | 3G+4G+5G | Enclosure6130 | 4CC | 4T4R | U2100 + U900 | L1800 (F1+F2) + L800 + L2100 | 2CC | 8002600 | 40 | 5 | 3 | N78 | 3 | 3 | [32 empty] | IIB | AAN-3344-CSG-IXR-E-1
AAN3346 | Site 6276 | AAN |  | AAN3346 | AAN3346 |  |  | On Air | On Air |  | 2009 | Permanent | 24.2121 | 55.7633 | Ericsson | Outdoor | Site Sharing | Site Sharing | Outdoor Site Sharing-Etisalat Owned | SS Opex | Site Share | 3G+4G | Enclosure6130 | 4CC | 4T4R | U2100 + U900 | L1800 (F1+F2) + L800 + L2100 |  | 8001700 | 25 | 6 |  |  | 3 | [33 empty] | MW | 0 | 0 | ETC | sharing site/ from data base
AAN3348 | Site 6277 | AAN |  | AAN3348 | AAN3348 | AANNR3348 |  | On Air | On Air | On Air | 2009 | Permanent | 24.2192 | 55.6988 | Ericsson | Outdoor | Site Sharing | Site Sharing | Outdoor Site Sharing-Etisalat Owned | SS Opex | Site Share | 3G+4G+5G | Enclosure6130 | 4CC | 4T4R | U2100 + U900 | L1800 (F1+F2) + L800 + L2100 | 2CC | 8001400 | 30 | 6 | 3 | N78 | 3 | 3 | [32 empty] | IIB | AAN-3348-CSG-N540-LD-1 | 35 | Site Share | sharing site/ from data base
AAN3349 | Site 6278 | AAN |  | AAN3349 | AAN3349 | AANNR3349 |  | On Air | On Air | On Air | 2009 | Permanent | 24.2053 | 55.7086 | Ericsson | Outdoor | Site Sharing | Site Sharing | Outdoor Taawn-Etisalat Lead | SS Capex | Site Share | 3G+4G+5G | Enclosure6130 | 4CC | 4T4R | U2100 + U900 | L1800 (F1+F2) + L800 + L2100 | 2CC | 8001400 | 20 | 6 | 3 | N78 | 3 | 3 | [32 empty] | MW | 0 | 40 | Monopole | sharing site/ from data base
AAN3350 | Site 6279 | AAN |  | AAN3350 | AAN3350 | AANNR3350 |  | On Air | On Air | On Air | 2009 | Permanent | 24.0904 | 55.9338 | Ericsson | Outdoor | Site Sharing | Site Sharing | Outdoor Site Sharing-Etisalat Owned | SS Opex | Site Share | 3G+4G+5G | Enclosure6130 | 4CC | 4T4R | U2100 + U900 | L1800 (F1+F2) + L800 + L2100 | 1CC | 8007900 | 25 | 6 | 3 | N41 | 3 | 3 | [32 empty] | IIB | AAN-3350-CSG-IXR-E-1 | 30 | Site Share | sharing site/ from data base
AAN3351 | Site 6280 | AAN |  | AAN3351 | AAN3351 |  |  | On Air | On Air |  | 2009 | Permanent | 24.3615 | 55.6997 | Ericsson | Outdoor | Site Sharing | Site Sharing | Outdoor Site Sharing-Etisalat Owned | SS Opex | Site Share | 3G+4G | Enclosure6130 | 4CC | 4T4R | U2100 + U900 | L1800 (F1+F2) + L800 + L2100 |  | 8006100 | 35 | 6 |  |  | 3 | [33 empty] | MW | 0 | 40 | Site Share | sharing site/ from data base
AAN3353 | Site 6281 | AAN |  | AAN3353 | AAN3353 | AANNR3353 |  | On Air | On Air | On Air | 2009 | Permanent | 24.2298 | 55.5509 | Ericsson | Outdoor | Site Sharing | Site Sharing | Outdoor Site Sharing-Etisalat Owned | SS Opex | Site Share | 3G+4G+5G | Enclosure6130 | 4CC | 4T4R | U2100 + U900 | L1800 (F1+F2) + L800 + L2100 | 1CC | 8006500 | 25 | 6 | 3 | N41 | 3 | 3 | [32 empty] | IIB | AAN-3353-CSG-IXR-E-1 | 30 | Monopole | sharing site/ from data base
AAN3354 | Site 6282 | AAN |  | AAN3354 | AAN3354 | AANNR3354 |  | On Air | On Air | On Air | 2009 | Permanent | 24.1952 | 55.6659 | Ericsson | Outdoor | Site Sharing | Site Sharing | Outdoor Site Sharing-Etisalat Owned | SS Opex | Site Share | 3G+4G+5G | Enclosure6130 | 4CC | 4T4R | U2100 + U900 | L1800 (F1+F2) + L800 + L2100 | 2CC | 8001300 | 30 | 6 | 3 | N78 | 3 | 3 | [32 empty] | IIB | 0 | 35 | Site Share | sharing site/ from data base
AAN3355 | Site 6283 | AAN |  | AAN3355 | AAN3355 | AANNR3355 |  | On Air | On Air | On Air | 2023 | Permanent | 24.2456 | 55.6843 | Ericsson | Outdoor | Site Sharing | Site Sharing | Outdoor Site Sharing-Etisalat Owned |  | Site Share | 3G+4G+5G | Enclosure6130 | 4CC | 4T4R | U2100 + U900 | L1800 (F1+F2) + L800 + L2100 | 2CC | 8000600 | 25 | 6 | 3 | N78 | 3 | 3 | [32 empty] | IIB | AAN-3355-CSG-N540-LD-1
AAN3356 | Site 6284 | AAN |  | AAN3356 | AAN3356 | AANNR3356 |  | On Air | On Air | On Air | 2009 | Permanent | 24.2199 | 55.5887 | Ericsson | Outdoor | Site Sharing | Site Sharing | Outdoor Site Sharing-Etisalat Owned | SS Opex | Site Share | 3G+4G+5G | Enclosure6130 | 4CC | 4T4R | U2100 + U900 | L1800 (F1+F2) + L800 + L2100 | 1CC | 8006300 | 30 | 6 | 3 | N41 | 3 | 3 | [32 empty] | IIB | AAN-3356-CSG-IXR-E-1 | 35 | Monopole | sharing site/ from data base
AAN3357 | Site 6285 | AAN |  | AAN3357 | AAN3357 |  |  | On Air | On Air |  | 2009 | Permanent | 24.446 | 55.4571 | Ericsson | Outdoor | Site Sharing | Site Sharing | Outdoor Site Sharing-Etisalat Owned | SS Opex | Site Share | 3G+4G | Enclosure6130 | 4CC | 4T4R | U2100 + U900 | L1800 (F1+F2) + L800 + L2100 |  | 8005700 | 35 | 6 |  |  | 3 | [33 empty] | MW | 0 | 40 | 40m MP | sharing site/ from data base
AAN3358 | Site 6286 | AAN |  | AAN3358 | AAN3358 |  |  | On Air | On Air |  | 2009 | Permanent | 24.1246 | 55.7518 | Ericsson | Outdoor | Site Sharing | Site Sharing | Outdoor Site Sharing-Etisalat Owned | SS Opex | SS Opex | 3G+4G | Enclosure6130 | 4CC | 4T4R | U2100 + U900 | L1800 (F1+F2) + L800 + L2100 |  | 8002700 | 20 | 6 |  |  | 3 | [33 empty] | IIB | AAN-3358-CSG-IXR-E-1 | 35 | Monopole | sharing site/ from data base
AAN3359 | Site 6287 | AAN |  | AAN3359 | AAN3359 | AANNR3359 |  | On Air | On Air | On Air | 2009 | Permanent | 24.3468 | 55.8059 | Ericsson | Outdoor | EITC Passive Infrastructure | Greenfield | Outdoor Green field-du Owned | Du Solo | Greenfield | 3G+4G+5G | Enclosure6130 | 4CC | 4T4R | U2100 + U900 | L1800 (F1+F2) + L800 + L2100 | 1CC | 8000100 | 35 | 5 | 3 | N41 | 3 | 3 | [32 empty] | IIB | AAN-3359-CSG-IXR-E-1
AAN3360 | Site 6288 | AAN |  | AAN3360 | AAN3360 | AANNR3360 |  | On Air | On Air | On Air | 2009 | Permanent | 24.2019 | 55.5655 | Ericsson | Outdoor | Site Sharing | Site Sharing | Outdoor Site Sharing-Etisalat Owned | SS Opex | Site Share | 3G+4G+5G | Enclosure6130 | 4CC | 4T4R | U2100 + U900 | L1800 (F1+F2) + L800 + L2100 | 1CC | 8006300 | 35 | 6 | 3 | N41 | 3 | 3 | [32 empty] | IIB | Passive to AAN-2049-SCSG-SR7B-1 | 40 | 40m MP | sharing site/ from data base
AAN3361 | Site 6289 | AAN |  | AAN3361 | AAN3361 |  |  | On Air | On Air |  | 2009 | Permanent | 24.0975 | 55.711 | Ericsson | Outdoor | Site Sharing | Site Sharing | Outdoor Site Sharing-Etisalat Owned | SS Opex | Site Share | 3G+4G | Enclosure6130 | 4CC | 4T4R | U2100 + U900 | L1800 (F1+F2) + L800 + L2100 |  | 8002800 | 30 | 6 |  |  | 3 | [33 empty] | IIB | AAN-3361-CSG-N540-LD-1 | 35 | 35m MP | sharing site/ from data base
AAN3362 | Site 6290 | AAN |  | AAN3362 | AAN3362 |  |  | On Air | On Air |  | 2009 | Permanent | 24.0914 | 55.7069 | Ericsson | Outdoor | Site Sharing | Site Sharing | Outdoor Site Sharing-Etisalat Owned | SS Opex | Site Share | 3G+4G | Enclosure6130 | 4CC | 4T4R | U2100 + U900 | L1800 (F1+F2) + L800 + L2100 |  | 8002800 | 30 | 6 |  |  | 3 | [33 empty] | IIB | AAN-3362-CSG-N540-LD-1 | 35 | 35m MP | sharing site/ from data base
AAN3363 | Site 6291 | AAN |  | AAN3363 | AAN3363 |  |  | On Air | On Air |  | 2009 | Permanent | 24.0987 | 55.6977 | Ericsson | Outdoor | Site Sharing | Site Sharing | Outdoor Site Sharing-Etisalat Owned | SS Opex | Site Share | 3G+4G | Enclosure6130 | 4CC | 4T4R | U2100 + U900 | L1800 (F1+F2) + L800 + L2100 |  | 8002800 | 30 | 6 |  |  | 3 | [33 empty] | IIB | AAN-3363-CSG-IXR-E-1 | 35 | 35m MP | sharing site/ from data base
AAN3364 | Site 6292 | AAN |  | AAN3364 | AAN3364 |  |  | On Air | On Air |  | 2009 | Permanent | 24.0869 | 55.6905 | Ericsson | Outdoor | Site Sharing | Site Sharing | Outdoor Site Sharing-Etisalat Owned | SS Opex | Site Share | 3G+4G | Enclosure6130 | 4CC | 4T4R | U2100 + U900 | L1800 (F1+F2) + L800 + L2100 |  | 8002800 | 30 | 6 |  |  | 3 | [33 empty] | IIB | AAN-3364-CSG-IXR-E-1 | 35 | 35m MP | sharing site/ from data base
AAN3366 | Site 6293 | AAN |  | AAN3366 | AAN3366 |  |  | On Air | On Air |  | 2009 | Permanent | 24.3378 | 55.6578 | Ericsson | Outdoor | Site Sharing | Site Sharing | Outdoor Site Sharing-Etisalat Owned | SS Opex | Site Share | 3G+4G | Enclosure6130 | 4CC | 4T4R | U2100 + U900 | L1800 (F1+F2) + L800 + L2100 |  | 8006100 | 35 | 6 |  |  | 3 | [33 empty] | MW | 0 | 40 | Monopole | sharing site/ from data base
AAN3367 | Site 6294 | AAN |  | AAN3367 | AAN3367 | AANNR3367 |  | On Air | On Air | On Air | 2009 | Permanent | 24.2728 | 55.729 | Ericsson | Outdoor | Site Sharing | Site Sharing | Outdoor Site Sharing-Etisalat Owned | SS Opex | Site Share | 3G+4G+5G | Enclosure6130 | 4CC | 4T4R | U2100 + U900 | L1800 (F1+F2) + L800 + L2100 | 2CC | 8000300 | 30 | 6 | 3 | N78 | 3 | 3 | [32 empty] | IIB | AAN-3367-CSG-IXR-E-1 | 35 | 35m MP | sharing site/ from data base
AAN3372 | Site 6295 | AAN |  | AAN3372 | AAN3372 |  |  | On Air | On Air |  | 2009 | Permanent | 24.3346 | 55.3227 | Ericsson | Outdoor | Site Sharing | Site Sharing | Outdoor Site Sharing-Etisalat Owned | SS Opex | Site Share | 3G+4G | Enclosure6130 | 4CC | 4T4R | U2100 + U900 | L1800 (F1+F2) + L800 + L2100 |  | 8005700 | 35 | 6 |  |  | 3 | [33 empty] | MW | 0 | 40 | Monopole | sharing site/ from data base
AAN3373 | Site 6296 | AAN |  | AAN3373 | AAN3373 |  |  | On Air | On Air |  | 2009 | Permanent | 24.4041 | 55.6796 | Ericsson | Outdoor | EITC Passive Infrastructure | Greenfield | Outdoor Taawn-du Lead | Du Capex | Greenfield | 3G+4G | Enclosure6130 | 4CC | 4T4R | U2100 + U900 | L1800 (F1+F2) + L800 + L2100 |  | 8006100 | 60 | 6 |  |  | 4 | [33 empty] | IIB | AAN-3373-CSG-IXR-E-1
AAN3374 | Site 6297 | AAN |  | AAN3374 | AAN3374 | AANNR3374 |  | On Air | On Air | On Air | 2009 | Permanent | 24.0655 | 55.8432 | Ericsson | Outdoor | Site Sharing | Site Sharing | Outdoor Site Sharing-Etisalat Owned | SS Opex | Site Share | 3G+4G+5G | Enclosure6130 | 4CC | 4T4R | U2100 + U900 | L1800 (F1+F2) + L800 + L2100 | 1CC | 8008100 | 30 | 6 | 3 | N41 | 3 | 3 | [32 empty] | IIB | Passive AAN-2305-PREAGG-SR7-1 | 35 | 35m MP | sharing site/ from data base
AAN3376 | Site 6298 | AAN |  | AAN3376 | AAN3376 |  |  | On Air | On Air |  | 2023 | Permanent | 24.4828 | 55.3124 | Ericsson | Outdoor | Site Sharing | Site Sharing | Outdoor Site Sharing-Etisalat Owned |  | Monopole | 3G+4G | Enclosure6130 | 4CC | 4T4R | U2100 + U900 | L1800 (F1+F2) + L800 + L2100 |  | 8005700 | 40 | 5 |  |  | 3 | [33 empty] | IIB | AAN-3376-CSG-IXR-E-1
AAN3377 | Site 6299 | AAN |  | AAN3377 | AAN3377 | AANNR3377 |  | On Air | On Air | On Air | 2009 | Permanent | 24.1103 | 55.8553 | Ericsson | Outdoor | Site Sharing | Site Sharing | Outdoor Site Sharing-Etisalat Owned | SS Opex | Site Share | 3G+4G+5G | Enclosure6130 | 4CC | 4T4R | U2100 + U900 | L1800 (F1+F2) + L800 + L2100 | 1CC | 8008100 | 30 | 6 | 3 | N41 | 3 | 3 | [32 empty] | IIB | AAN-2305-PREAGG-SR7-1 | 35 | 35m MP | sharing site/ from data base
AAN3378 | Site 6300 | AAN |  | AAN3378 | AAN3378 | AANNR3378 |  | On Air | On Air | On Air | 2009 | Permanent | 24.0952 | 55.858 | Ericsson | Outdoor | Site Sharing | Site Sharing | Outdoor Site Sharing-Etisalat Owned | SS Opex | Site Share | 3G+4G+5G | Enclosure6130 | 4CC | 4T4R | U2100 + U900 | L1800 (F1+F2) + L800 + L2100 | 1CC | 8008100 | 30 | 6 | 3 | N41 | 3 | 3 | [32 empty] | IIB | AAN-2305-PREAGG-SR7-1 | 35 | 35m MP | sharing site/ from data base
AAN3379 | Site 6301 | AAN |  | AAN3379 | AAN3379 | AANNR3379 |  | On Air | On Air | On Air | 2009 | Permanent | 24.0701 | 55.7349 | Ericsson | Outdoor | Site Sharing | Site Sharing | Outdoor Site Sharing-Etisalat Owned | SS Opex | Site Share | 3G+4G+5G | Enclosure6130 | 4CC | 4T4R | U2100 + U900 | L1800 (F1+F2) + L800 + L2100 | 2CC | 8002700 | 30 | 6 | 3 | N78 | 3 | 3 | [32 empty] | IIB | AAN-3379-CSG-IXR-E-1 | 35 | 35m MP | sharing site/ from data base
AAN3380 | Site 6302 | AAN |  | AAN3380 | AAN3380 | AANNR3380 |  | On Air | On Air | On Air | 2009 | Permanent | 24.0716 | 55.7416 | Ericsson | Outdoor | Site Sharing | Site Sharing | Outdoor Site Sharing-Etisalat Owned | SS Opex | Site Share | 3G+4G+5G | Enclosure6130 | 4CC | 4T4R | U2100 + U900 | L1800 (F1+F2) + L800 + L2100 | 2CC | 8002700 | 30 | 6 | 3 | N78 | 3 | 3 | [32 empty] | IIB | AAN-3380-CSG-IXR-E-1 | 35 | 35m MP | sharing site/ from data base
AAN3381 | Site 6303 | AAN |  | AAN3381 | AAN3381 | AANNR3381 |  | On Air | On Air | On Air | 2009 | Permanent | 24.0771 | 55.7402 | Ericsson | Outdoor | Site Sharing | Site Sharing | Outdoor Site Sharing-Etisalat Owned | SS Opex | Site Share | 3G+4G+5G | Enclosure6130 | 4CC | 4T4R | U2100 + U900 | L1800 (F1+F2) + L800 + L2100 | 2CC | 8002700 | 30 | 6 | 3 | N78 | 3 | 3 | [32 empty] | IIB | AAN-3381-CSG-N540-LD-1 | 35 | 35m MP | sharing site/ from data base
AAN3382 | Site 6304 | AAN |  | AAN3382 | AAN3382 | AANNR3382 |  | On Air | On Air | On Air | 2009 | Permanent | 24.082 | 55.7326 | Ericsson | Outdoor | Site Sharing | Site Sharing | Outdoor Site Sharing-Etisalat Owned | SS Opex | Site Share | 3G+4G+5G | Enclosure6130 | 4CC | 4T4R | U2100 + U900 | L1800 (F1+F2) + L800 + L2100 | 2CC | 8002700 | 30 | 6 | 3 | N78 | 3 | 3 | [32 empty] | IIB | AAN-3382-CSG-IXR-E-1 | 35 | 35m MP | sharing site/ from data base
AAN3383 | Site 6305 | AAN |  | AAN3383 | AAN3383 | AANNR3383 |  | On Air | On Air | On Air | 2009 | Permanent | 24.087 | 55.7313 | Ericsson | Outdoor | Site Sharing | Site Sharing | Outdoor Site Sharing-Etisalat Owned | SS Opex | Site Share | 3G+4G+5G | Enclosure6130 | 4CC | 4T4R | U2100 + U900 | L1800 (F1+F2) + L800 + L2100 | 2CC | 8002700 | 35 | 6 | 3 | N78 | 3 | 3 | [32 empty] | IIB | AAN-3383-CSG-N540-LD-1 | 40 | 40m MP | sharing site/ from data base
AAN3386 | Site 6306 | AAN |  | AAN3386 | AAN3386 |  |  | On Air | On Air |  | 2009 | Permanent | 24.5028 | 55.7478 | Ericsson | Outdoor | Site Sharing | Site Sharing | Outdoor Site Sharing-Etisalat Owned | SS Opex | Site Share | 3G+4G | Enclosure6130 | 4CC | 4T4R | U2100 + U900 | L1800 (F1+F2) + L800 + L2100 |  | 8005900 | 35 | 6 |  |  | 3 | [33 empty] | IIB | AAN-3386-CSG-IXR-E-1 | 40 | 40m MP | sharing site/ from data base
AAN3387 | Site 6307 | AAN |  | AAN3387 | AAN3387 | AANNR3387 |  | On Air | On Air | On Air | 2009 | Permanent | 24.5607 | 55.6984 | Ericsson | Outdoor | Site Sharing | Site Sharing | Outdoor Site Sharing-Etisalat Owned | SS Opex | Site Share | 3G+4G+5G | Enclosure6130 | 4CC | 4T4R | U2100 + U900 | L1800 (F1+F2) + L800 + L2100 | 1CC | 8005500 | 30 | 6 | 3 | N41 | 3 | 3 | [32 empty] | IIB | AAN-3387-CSG-IXR-E-1 | 35 | 35 MP | sharing site/ from data base
AAN3389 | Site 6308 | AAN |  | AAN3389 | AAN3389 | AANNR3389 |  | On Air | On Air | On Air | 2009 | Permanent | 24.1858 | 55.5148 | Ericsson | Outdoor | Site Sharing | SS OPEX | Outdoor Site Sharing-Etisalat Owned |  | SS OPEX | 3G+4G+5G | Enclosure6130 | 4CC | 4T4R | U2100 + U900 | L1800 (F1+F2) + L800 + L2100 | 1CC | 8006500 | 32 | 5 | 3 | N41 | 3 | 3 | [32 empty] | IIB | AAN-3389-CSG-IXR-E-1
AAN3392 | Site 6309 | AAN |  | AAN3392 | AAN3392 |  |  | On Air | On Air |  | 2009 | Permanent | 24.2062 | 55.4661 | Ericsson | Outdoor | EITC Passive Infrastructure | Greenfield | Outdoor Taawn-du Lead |  | Greenfield | 3G+4G | Enclosure6130 | 4CC | 4T4R | U2100 + U900 | L1800 (F1+F2) + L800 + L2100 |  | 8006700 | 60 | 5 |  |  | 3 | [33 empty] | MW | 0
AAN3394 | Site 6310 | AAN |  | AAN3394 | AAN3394 | AANNR3394 |  | On Air | On Air | On Air | 2009 | Permanent | 24.4494 | 55.7857 | Ericsson | Outdoor | EITC Passive Infrastructure | Greenfield | Outdoor Taawn-du Lead | Du Capex | Greenfield | 3G+4G+5G | Enclosure6130 | 4CC | 4T4R | U2100 + U900 | L1800 (F1+F2) + L800 + L2100 | 1CC | 8005900 | 60 | 6 | 3 | N41 | 3 | 3 | [32 empty] | IIB | Passive AAN-5001-CSG-SAR-8-1 | 60 | 60m-LT | confirmed
AAN3396 | Site 6311 | AAN |  | AAN3396 | AAN3396 | AANNR3396 |  | On Air | On Air | On Air | 2009 | Permanent | 23.6299 | 55.5378 | Ericsson | Outdoor | EITC Passive Infrastructure | Greenfield | Outdoor Green field-du Owned | Du Solo | Greenfield | 3G+4G+5G | Enclosure6130 | 4CC | 4T4R | U2100 + U900 | L1800 (F1+F2) + L800 + L2100 | 1CC | 8009300 | 40 | 6 | 3 | N41 | 4 | 3 | [32 empty] | MW | 0
AAN3397 | Site 6312 | AAN |  | AAN3397 | AAN3397 | AANNR3397 |  | On Air | On Air | On Air | 2009 | Permanent | 24.1568 | 55.9465 | Ericsson | Outdoor | EITC Passive Infrastructure | Greenfield | Outdoor Green field-du Owned | Du Solo | Greenfield | 3G+4G+5G | Enclosure6130 | 4CC | 4T4R | U2100 + U900 | L1800 (F1+F2) + L800 + L2100 | 1CC | 8007700 | 35 | 6 | 3 | N41 | 3 | 3 | [32 empty] | IIB | AAN-3397-CSG-IXR-E-1 | 35 | 35m-MD-MP | confirmed
AAN3398 | Site 6313 | AAN |  | AAN3398 | AAN3398 | AANNR3398 |  | On Air | On Air | On Air | 2009 | Permanent | 24.4838 | 55.7616 | Ericsson | Outdoor | EITC Passive Infrastructure | Greenfield | Outdoor Green field-du Owned | Du Solo | Greenfield | 3G+4G+5G | Enclosure6130 | 4CC | 4T4R | U2100 + U900 | L1800 (F1+F2) + L800 + L2100 | 1CC | 8005900 | 40 | 6 | 3 | N41 | 3 | 3 | [32 empty] | IIB | Passive to AAN-5001-CSG-SAR-8-1 | 40 | 40m-MD-MP | confirmed
AAN3399 | Site 6314 | AAN |  | AAN3399 | AAN3399 | AANNR3399 |  | On Air | On Air | On Air | 2009 | Permanent | 24.2259 | 55.7556 | Ericsson | Outdoor | EITC Passive Infrastructure | Capex - du | Outdoor Taawn-du Lead |  | Capex - du | 3G+4G+5G | Enclosure6130 | 4CC | 4T4R | U2100 + U900 | L1800 (F1+F2) + L800 + L2100 | 2CC | 8001800 | 35 | 5 | 3 | N78 | 3 | 3 | [32 empty] | IIB | AAN-3399-CSG-N540-LD-1
AAN3402 | Site 6315 | AAN |  | AAN3402 | AAN3402 |  |  | On Air | On Air |  | 2009 | Permanent | 24.263 | 55.4225 | Ericsson | Outdoor | EITC Passive Infrastructure | Greenfield | Outdoor Taawn-du Lead | Du Capex | Greenfield | 3G+4G | Enclosure6130 | 4CC | 4T4R | U2100 + U900 | L1800 (F1+F2) + L800 + L2100 |  | 8006700 | 40 | 6 |  |  | 3 | [33 empty] | IIB | AAN-3402-CSG-N540-LD-1 | 40 | 40m-MD-MP | confirmed
AAN3403 | Site 6316 | AAN |  | AAN3403 | AAN3403 | AANNR3403 |  | On Air | On Air | On Air | 2009 | Permanent | 24.205 | 55.2809 | Ericsson | Outdoor | EITC Passive Infrastructure | Greenfield | Outdoor Green field-du Owned | Du Solo | Greenfield | 3G+4G+5G | Enclosure6130 | 4CC | 4T4R | U2100 + U900 | L1800 (F1+F2) + L800 + L2100 | 1CC | 8007100 | 20 | 6 | 3 | N41 | 3 | 3 | [32 empty] | IIB | AAN-3403-CSG-IXR-E-1 | 40 | 40m-MD-MP | confirmed
AAN3405 | Site 6317 | AAN |  | AAN3405 | AAN3405 | AANNR3405 |  | On Air | On Air | On Air | 2009 | Permanent | 24.1982 | 55.5985 | Ericsson | Outdoor | EITC Passive Infrastructure | Greenfield | Outdoor Taawn-du Lead | Du Capex | Greenfield | 3G+4G+5G | Enclosure6130 | 4CC | 4T4R | U2100 + U900 | L1800 (F1+F2) + L800 + L2100 | 1CC | 8001000 | 40 | 6 | 3 | N41 | 3 | 3 | [32 empty] | IIB | Passive to AAN-2049-SCSG-SR7B-1 | 40 | 40m-HD-MP | confirmed
AAN3415 | Site 6318 | AAN |  | AAN3415 | AAN3415 |  |  | On Air | On Air |  | 2009 | Permanent | 24.5639 | 55.629 | Ericsson | Outdoor | Site Sharing | Site Sharing | Outdoor Site Sharing-Etisalat Owned | SS Opex | Site Share | 3G+4G | Enclosure6130 | 4CC | 4T4R | U2100 + U900 | L1800 (F1+F2) + L800 + L2100 |  | 8005500 | 35 | 6 |  |  | 3 | [33 empty] | IIB | AAN-3415-CSG-IXR-E-1 | 40 | 40m MP | sharing site/ from data base
AAN3417 | Site 6319 | AAN |  | AAN3417 | AAN3417 |  |  | On Air | On Air |  | 2009 | Permanent | 24.0922 | 55.7133 | Ericsson | Outdoor | Site Sharing | Site Sharing | Outdoor Site Sharing-Etisalat Owned | SS Opex | Site Share | 3G+4G | Enclosure6130 | 4CC | 4T4R | U2100 + U900 | L1800 (F1+F2) + L800 + L2100 |  | 8002800 | 30 | 6 |  |  | 3 | [33 empty] | IIB | AAN-3417-CSG-IXR-E-1 | 35 | 35m MP | sharing site/ from data base
AAN3418 | Site 6320 | AAN |  | AAN3418 | AAN3418 |  |  | On Air | On Air |  | 2009 | Permanent | 24.0872 | 55.7047 | Ericsson | Outdoor | Site Sharing | Site Sharing | Outdoor Site Sharing-Etisalat Owned | SS Opex | Site Share | 3G+4G | Enclosure6130 | 4CC | 4T4R | U2100 + U900 | L1800 (F1+F2) + L800 + L2100 |  | 8002800 | 30 | 6 |  |  | 3 | [33 empty] | IIB | AAN-3418-CSG-N540-LD-1 | 35 | 35m MP | sharing site/ from data base
AAN3419 | Site 6321 | AAN |  | AAN3419 | AAN3419 | AANNR3419 |  | On Air | On Air | On Air | 2009 | Permanent | 24.1062 | 55.984 | Ericsson | Outdoor | EITC Passive Infrastructure | Greenfield | Outdoor Green field-du Owned | Du Solo | Greenfield | 3G+4G+5G | Enclosure6130 | 4CC | 4T4R | U2100 + U900 | L1800 (F1+F2) + L800 + L2100 | 1CC | 8007700 | 40 | 5 | 3 | N41 | 3 | 3 | [32 empty] | MW | 0
AAN3420 | Site 6322 | AAN |  | AAN3420 | AAN3420 |  |  | On Air | On Air |  | 2009 | Permanent | 24.1217 | 55.6032 | Ericsson | Outdoor | Site Sharing | Site Sharing | Outdoor Taawn-Etisalat Lead | SS Capex | Site Share-RDM | 3G+4G | Enclosure6130 | 4CC | 4T4R | U2100 + U900 | L1800 (F1+F2) + L800 + L2100 |  | 8003200 | 35 | 6 |  |  | 3 | [33 empty] | MW | 0 | 40 | ETC | sharing site/ from data base
AAN3421 | Site 6323 | AAN |  | AAN3421 | AAN3421 |  |  | On Air | On Air |  | 2009 | Permanent | 24.1076 | 55.125 | Ericsson | Outdoor | Site Sharing | Site Sharing | Outdoor Site Sharing-Etisalat Owned | SS Opex | Site Share | 3G+4G | Enclosure6130 | 4CC | 4T4R | U2100 + U900 | L1800 (F1+F2) + L800 + L2100 |  | 8007300 | 35 | 6 |  |  | 3 | [33 empty] | IIB | AAN-3421-CSG-IXR-E-1 | 40 | 50m Sqr Twr | sharing site/ from data base
AAN3422 | Site 6324 | AAN |  | AAN3422 | AAN3422 |  |  | On Air | On Air |  | 2009 | Permanent | 24.1365 | 55.1617 | Ericsson | Outdoor | EITC Passive Infrastructure | Greenfield | Outdoor Taawn-du Lead | Du Capex | Greenfield | 3G+4G | Enclosure6130 | 4CC | 4T4R | U2100 + U900 | L1800 (F1+F2) + L800 + L2100 |  | 8007300 | 20 | 6 |  |  | 3 | [33 empty] | MW | 0 | 60 | 60m-LT | confirmed
AAN3424 | Site 6325 | AAN |  | AAN3424 | AAN3424 | AANNR3424 |  | On Air | On Air | On Air | 2009 | Permanent | 24.0389 | 55.8427 | Ericsson | Outdoor | EITC Passive Infrastructure | Greenfield | Outdoor Taawn-du Lead | Du Capex | Greenfield | 3G+4G+5G | Enclosure6130 | 4CC | 4T4R | U2100 + U900 | L1800 (F1+F2) + L800 + L2100 | 1CC | 8008300 | 35 | 6 | 3 | N41 | 3 | 3 | [32 empty] | IIB | Passive AAN-2305-PREAGG-SR7-1 | 35 | 35m-MD-MP | confirmed
AAN3425 | Site 6326 | AAN |  | AAN3425 | AAN3425 | AANNR3425 |  | On Air | On Air | On Air | 2009 | Permanent | 24.518 | 55.5353 | Ericsson | Outdoor | EITC Passive Infrastructure | Greenfield | Outdoor Green field-du Owned | Du Solo | Greenfield | 3G+4G+5G | Enclosure6130 | 4CC | 4T4R | U2100 + U900 | L1800 (F1+F2) + L800 + L2100 | 1CC | 8005600 | 40 | 6 | 3 | N41 | 3 | 3 | [32 empty] | IIB | AAN-3425-CSG-IXR-E-1 | 40 | 40m-MD-MP | confirmed
AAN3427 | Site 6327 | AAN |  | AAN3427 | AAN3427 | AANNR3427 |  | On Air | On Air | On Air | 2009 | Permanent | 24.2445 | 55.559 | Ericsson | Outdoor | EITC Passive Infrastructure | Greenfield | Outdoor Green field-du Owned | Du Solo | Greenfield | 3G+4G+5G | Enclosure6130 | 4CC | 4T4R | U2100 + U900 | L1800 (F1+F2) + L800 + L2100 | 1CC | 8006500 | 40 | 6 | 3 | N41 | 3 | 3 | [32 empty] | IIB | AAN-3427-CSG-IXR-E-1 | 40 | 40m-MD-MP | confirmed
AAN3428 | Site 6328 | AAN |  | AAN3428 | AAN3428 | AANNR3428 |  | On Air | On Air | On Air | 2009 | Permanent | 24.2527 | 55.5718 | Ericsson | Outdoor | EITC Passive Infrastructure | Greenfield | Outdoor Green field-du Owned | Du Solo | Greenfield | 3G+4G+5G | Enclosure6130 | 4CC | 4T4R | U2100 + U900 | L1800 (F1+F2) + L800 + L2100 | 1CC | 8006500 | 35 | 6 | 3 | N41 | 3 | 3 | [32 empty] | IIB | AAN-3428-CSG-IXR-E-1 | 35 | 35m-MD-MP | confirmed
AAN3429 | Site 6329 | AAN |  | AAN3429 | AAN3429 | AANNR3429 |  | On Air | On Air | On Air | 2009 | Permanent | 24.2592 | 55.577 | Ericsson | Outdoor | EITC Passive Infrastructure | Greenfield | Outdoor Taawn-du Lead | Du Capex | Greenfield | 3G+4G+5G | Enclosure6130 | 4CC | 4T4R | U2100 + U900 | L1800 (F1+F2) + L800 + L2100 | 1CC | 8006500 | 35 | 6 | 3 | N41 | 3 | 3 | [32 empty] | IIB | AAN-3429-CSG-IXR-E-1 | 35 | 35m-MD-MP | confirmed
AAN3430 | Site 6330 | AAN |  | AAN3430 | AAN3430 | AANNR3430 |  | On Air | On Air | On Air | 2009 | Permanent | 24.2432 | 55.576 | Ericsson | Outdoor | EITC Passive Infrastructure | Greenfield | Outdoor Green field-du Owned | Du Solo | Greenfield | 3G+4G+5G | Enclosure6130 | 4CC | 4T4R | U2100 + U900 | L1800 (F1+F2) + L800 + L2100 | 1CC | 8006500 | 35 | 6 | 3 | N41 | 3 | 3 | [32 empty] | IIB | AAN-3430-CSG-IXR-E-1 | 35 | 35m-MD-MP | confirmed
AAN3431 | Site 6331 | AAN |  | AAN3431 | AAN3431 | AANNR3431 |  | On Air | On Air | On Air | 2009 | Permanent | 24.1886 | 55.7002 | Ericsson | Outdoor | EITC Passive Infrastructure | Greenfield | Outdoor Taawn-du Lead | Du Capex | Greenfield | 3G+4G+5G | Enclosure6130 | 4CC | 4T4R | U2100 + U900 | L1800 (F1+F2) + L800 + L2100 | 2CC | 8002500 | 40 | 6 | 3 | N78 | 3 | 3 | [32 empty] | IIB | Passive to AAN-2006-PREAGG-SR7-1 | 40 | 40m-HD-MP | confirmed
AAN3433 | Site 6332 | AAN |  | AAN3433 | AAN3433 | AANNR3433 |  | On Air | On Air | On Air | 2009 | Permanent | 24.2819 | 55.7386 | Ericsson | Outdoor | EITC Passive Infrastructure | Greenfield | Outdoor Taawn-du Lead | Du Capex | Greenfield | 3G+4G+5G | Enclosure6130 | 4CC | 4T4R | U2100 + U900 | L1800 (F1+F2) + L800 + L2100 | 2CC | 8000300 | 40 | 5 | 3 | N78 | 3 | 3 | [32 empty] | IIB | AAN-3433-CSG-IXR-E-1
AAN3434 | Site 6333 | AAN |  | AAN3434 | AAN3434 | AANNR3434 |  | On Air | On Air | On Air | 2009 | Permanent | 24.2913 | 55.7374 | Ericsson | Outdoor | EITC Passive Infrastructure | Greenfield | Outdoor Taawn-du Lead | Du Capex | Greenfield | 3G+4G+5G | Enclosure6130 | 4CC | 4T4R | U2100 + U900 | L1800 (F1+F2) + L800 + L2100 | 1CC | 8000300 | 35 | 5 | 3 | N41 | 3 | 3 | [32 empty] | IIB | AAN-3434-CSG-IXR-E-1
AAN3435 | Site 6334 | AAN |  | AAN3435 | AAN3435 | AANNR3435 |  | On Air | On Air | On Air | 2009 | Permanent | 24.1519 | 55.7335 | Ericsson | Outdoor | EITC Passive Infrastructure | Greenfield | Outdoor Green field-du Owned | Du Solo | Greenfield | 3G+4G+5G | Enclosure6130 | 4CC | 4T4R | U2100 + U900 | L1800 (F1+F2) + L800 + L2100 | 2CC | 8002600 | 30 | 6 | 3 | N78 | 3 | 3 | [32 empty] | IIB | Passive to AAN-2006-PREAGG-SR7-1 | 30 | 30m-MD-MP | confirmed
AAN3437 | Site 6335 | AAN |  | AAN3437 | AAN3437 |  |  | On Air | On Air |  | 2009 | Permanent | 24.1806 | 55.0837 | Ericsson | Outdoor | Site Sharing | Site Sharing | Outdoor Site Sharing-Etisalat Owned | SS Opex | Site Share | 3G+4G | Enclosure6130 | 4CC | 4T4R | U2100 + U900 | L1800 (F1+F2) + L800 + L2100 |  | 8007300 | 50 | 6 |  |  | 3 | [33 empty] | IIB | AAN-3437-CSG-IXR-E-1 | 60 | LatticeTower
AAN3438 | Site 6336 | AAN |  | AAN3438 | AAN3438 |  |  | On Air | On Air |  | 2009 | Permanent | 24.1027 | 55.0523 | Ericsson | Outdoor | Site Sharing | Site Sharing | Outdoor Site Sharing-Etisalat Owned | SS Opex | Site Share | 3G+4G | Enclosure6130 | 4CC | 4T4R | U2100 + U900 | L1800 (F1+F2) + L800 + L2100 |  | 2430100 | 30 | 6 |  |  | 3 | [33 empty] | MW | 0 | 35 | Monopole
AAN3440 | Site 6337 | AAN |  | AAN3440 | AAN3440 | AANNR3440 |  | On Air | On Air | On Air | 2009 | Permanent | 24.1916 | 55.7297 | Ericsson | Outdoor | Site Sharing | Site Sharing | Outdoor Site Sharing-Etisalat Owned | SS Opex | Site Share | 3G+4G+5G | Enclosure6130 | 4CC | 4T4R | U2100 + U900 | L1800 (F1+F2) + L800 + L2100 | 2CC | 8002500 | 30 | 6 | 3 | N78 | 3 | 3 | [32 empty] | IIB | AAN-3440-CSG-IXR-E-1 | 35 | 35m MP | sharing site/ from data base
AAN3442 | Site 6338 | AAN |  | AAN3442 | AAN3442 | AANNR3442 |  | On Air | On Air | On Air | 2009 | Permanent | 24.2656 | 55.6982 | Ericsson | Outdoor | EITC Passive Infrastructure | Greenfield | Outdoor Green field-du Owned | Du Solo | Greenfield | 3G+4G+5G | Enclosure6130 | 4CC | 4T4R | U2100 + U900 | L1800 (F1+F2) + L800 + L2100 | 1CC | 8000600 | 40 | 6 | 3 | N41 | 3 | 3 | [32 empty] | IIB | Passive AAN-1295-PREAGG-SR7-1 | 40 | 40m-MD-MP | confirmed
AAN3444 | Site 6339 | AAN |  | AAN3444 | AAN3444 |  |  | On Air | On Air |  | 2009 | Permanent | 24.2893 | 55.7027 | Ericsson | Outdoor | Site Sharing | Site Sharing | Outdoor Site Sharing-Etisalat Owned | SS Opex | Site Share | 3G+4G | Enclosure6130 | 4CC | 4T4R | U2100 + U900 | L1800 (F1+F2) + L800 + L2100 |  | 8004100 | 30 | 6 |  |  | 3 | [33 empty] | IIB | AAN-3444-CSG-IXR-E-1 | 35 | 35m MP | sharing site/ from data base
AAN3446 | Site 6340 | AAN |  | AAN3446 | AAN3446 |  |  | On Air | On Air |  | 2023 | Permanent | 24.1671 | 55.6466 | Ericsson | Outdoor | EITC Passive Infrastructure | Greenfield | Outdoor Green field-du Owned | Du Solo | Greenfield | 3G+4G | Enclosure6130 | 4CC | 4T4R | U2100 + U900 | L1800 (F1+F2) + L800 + L2100 |  | 8001200 | 40 | 6 |  |  | 3 | [33 empty] | IIB | AAN-3446-CSG-N540-LD-1
AAN3447 | Site 6341 | AAN |  | AAN3447 | AAN3447 | AANNR3447 |  | On Air | On Air | On Air | 2009 | Permanent | 24.1013 | 55.844 | Ericsson | Outdoor | Site Sharing | Site Sharing | Outdoor Site Sharing-Etisalat Owned | SS Opex | Site Share | 3G+4G+5G | Enclosure6130 | 4CC | 4T4R | U2100 + U900 | L1800 (F1+F2) + L800 + L2100 | 1CC | 8008100 | 30 | 6 | 3 | N41 | 3 | 3 | [32 empty] | IIB | Passive AAN-2305-PREAGG-SR7-1 | 35 | 35m MP | sharing site/ from data base
AAN3448 | Site 6342 | AAN |  | AAN3448 | AAN3448 |  |  | On Air | On Air |  | 2020-08-10 | Permanent | 24.4177 | 55.3919 | Ericsson | Outdoor | Site Sharing | Site Sharing | Outdoor Site Sharing-Etisalat Owned | SS Opex | Opex | 3G+4G | Enclosure6130 | 1CC | 2T2R | U900 | L800 |  | 8005700 | 32 | 3 |  |  | 3 | [33 empty] | IIB | AAN-3448-CSG-IXR-E-1 | 35 | 35m MP | sharing site/ from data base
AAN3449 | Site 6343 | AAN |  | AAN3449 | AAN3449 |  |  | On Air | On Air |  | 2009 | Permanent | 24.4397 | 55.3562 | Ericsson | Outdoor | Site Sharing | Site Sharing | Outdoor Site Sharing-Etisalat Owned | SS Opex | Site Share | 3G+4G | Enclosure6130 | 4CC | 4T4R | U2100 + U900 | L1800 (F1+F2) + L800 + L2100 |  | 8005700 | 35 | 6 |  |  | 3 | [33 empty] | IIB | AAN-3449-CSG-IXR-E-1 | 40 | Monopole | sharing site/ from data base
AAN3497 | Site 6344 | AAN |  | AAN3497 | AAN3497 | AANNR3497 |  | On Air | On Air | On Air | 2009 | Permanent | 24.2797 | 55.7905 | Ericsson | Outdoor | EITC Passive Infrastructure | Greenfield | Outdoor Green field-du Owned | Du Solo | Greenfield | 3G+4G+5G | Enclosure6130 | 4CC | 4T4R | U2100 + U900 | L1800 (F1+F2) + L800 + L2100 | 1CC | 8000200 | 25 | 6 | 3 | N41 | 3 | 3 | [32 empty] | IIB | AAN-3497-CSG-IXR-E-1 | 25 | 25m-MD-LP | confirmed
AAN3498 | Site 6345 | AAN |  | AAN3498 | AAN3498 |  |  | On Air | On Air |  | 2023 | Permanent | 24.3917 | 55.5146 | Ericsson | Outdoor | EITC Passive Infrastructure | Greenfield | Outdoor Green field-du Owned |  | Lattice Tower | 3G+4G | Enclosure6130 | 4CC | 4T4R | U2100 + U900 | L1800 (F1+F2) + L800 + L2100 |  | 8005700 | 90 | 6 |  |  | 3 | [33 empty] | MW | 0
AAN3503 | Site 6346 | AAN |  | AAN3503 | AAN3503 | AANNR3503 |  | On Air | On Air | On Air | 2009 | Permanent | 24.2092 | 55.6438 | Ericsson | Outdoor | EITC Passive Infrastructure | Greenfield | Outdoor Green field-du Owned | Du Solo | du Solo | 3G+4G+5G | Enclosure6130 | 4CC | 4T4R | U2100 + U900 | L1800 (F1+F2) + L800 + L2100 | 2CC | 8000800 | 40 | 6 | 3 | N78 | 3 | 3 | [32 empty] | IIB | AAN-3503-CSG-IXR-E-1 | 40 | 40m-MD-MP | confirmed
AAN3504 | Site 6347 | AAN |  | AAN3504 | AAN3504 | AANNR3504 |  | On Air | On Air | On Air | 2009 | Permanent | 24.1462 | 55.8126 | Ericsson | Outdoor | EITC Passive Infrastructure | Greenfield | Outdoor Green field-du Owned | Du Solo | Greenfield | 3G+4G+5G | Enclosure6130 | 4CC | 4T4R | U2100 + U900 | L1800 (F1+F2) + L800 + L2100 | 1CC | 8002200 | 35 | 6 | 3 | N41 | 3 | 3 | [32 empty] | IIB | AAN-3504-CSG-IXR-E-1 | 35 | 35m-MD-MP | confirmed
AAN3510 | Site 6348 | AAN |  | AAN3510 | AAN3510 | AANNR3510 |  | On Air | On Air | On Air | 2009 | Permanent | 24.1984 | 55.617 | Ericsson | Outdoor | EITC Passive Infrastructure | Greenfield | Outdoor Taawn-du Lead | Du Capex | Greenfield | 3G+4G+5G | Enclosure6130 | 4CC | 4T4R | U2100 + U900 | L1800 (F1+F2) + L800 + L2100 | 1CC | 8001000 | 40 | 6 | 3 | N41 | 3 | 3 | [32 empty] | IIB | Passive AAN-2049-PREAGG-SR7-1 | 40 | 40m-HD-MP | confirmed
AAN3513 | Site 6349 | AAN |  | AAN3513 | AAN3513 | AANNR3513 |  | On Air | On Air | On Air | 2009 | Permanent | 24.2156 | 55.6394 | Ericsson | Outdoor | EITC Passive Infrastructure | Greenfield | Outdoor Taawn-du Lead | Du Capex | Greenfield | 3G+4G+5G | Enclosure6130 | 4CC | 4T4R | U2100 + U900 | L1800 (F1+F2) + L800 + L2100 | 2CC | 8001000 | 20 | 6 | 3 | N78 | 3 | 3 | [32 empty] | IIB | AAN-3513-CSG-IXR-E-1 | 40 | 40m-HD-MP | confirmed
AAN3514 | Site 6350 | AAN |  | AAN3514 | AAN3514 | AANNR3514 |  | On Air | On Air | On Air | 2023 | Permanent | 24.201 | 55.7976 | Ericsson | Outdoor | EITC Passive Infrastructure | Capex - du | Outdoor Green field-du Owned |  | Monopole | 3G+4G+5G | Enclosure6130 | 4CC | 4T4R | U2100 + U900 | L1800 (F1+F2) + L800 + L2100 | 2CC | 8001900 | 35 | 5 | 3 | N78 | 3 | 3 | [32 empty] | IIB | AAN-3514-CSG-IXR-E-1
AAN3516 | Site 6351 | AAN |  | AAN3516 | AAN3516 | AANNR3516 |  | On Air | On Air | On Air | 2009 | Permanent | 24.2259 | 55.7769 | Ericsson | Outdoor | EITC Passive Infrastructure | Greenfield | Outdoor Green field-du Owned | Du Solo | Greenfield | 3G+4G+5G | Enclosure6130 | 4CC | 4T4R | U2100 + U900 | L1800 (F1+F2) + L800 + L2100 | 2CC | 8001800 | 25 | 6 | 3 | N78 | 3 | 3 | [32 empty] | IIB | AAN-3516-CSG-IXR-E-1 | 30 | 30m-MD-MP | confirmed
AAN3517 | Site 6352 | AAN |  | AAN3517 | AAN3517 | AANNR3517 |  | On Air | On Air | On Air | 2009 | Permanent | 24.2216 | 55.7647 | Ericsson | Outdoor | EITC Passive Infrastructure | Rooftop | RT-du Owned | Du Solo | Rooftop | 3G+4G+5G | Enclosure6130 | 4CC | 4T4R | U2100 + U900 | L1800 (F1+F2) + L800 + L2100 | 2CC | 8001800 | 23 | 6 | 3 | N78 | 3 | 3 | [32 empty] | IIB | AAN-3517-CSG-IXR-E-1 | 3 | Rooftop | Rooftop
AAN3518 | Site 6353 | AAN |  | AAN3518 | AAN3518 | AANNR3518 |  | On Air | On Air | On Air | 2009 | Permanent | 24.606 | 55.7675 | Ericsson | Outdoor | EITC Passive Infrastructure | Greenfield | Outdoor Taawn-du Lead | Du Capex | Greenfield | 3G+4G+5G | Enclosure6130 | 4CC | 4T4R | U2100 + U900 | L1800 (F1+F2) + L800 + L2100 | 1CC | 8005500 | 40 | 6 | 3 | N41 | 3 | 3 | [32 empty] | IIB | AAN-3518-CSG-IXR-E-1 | 40 | 40m-HD-MP | confirmed
AAN3520 | Site 6354 | AAN |  | AAN3520 | AAN3520 |  |  | On Air | On Air |  | 2009 | Permanent | 24.0662 | 55.5048 | Ericsson | Outdoor | EITC Passive Infrastructure | Greenfield | Outdoor Green field-du Owned | Du Solo | GreenField | 3G+4G | Enclosure6130 | 4CC | 4T4R | U2100 + U900 | L1800 (F1+F2) + L800 + L2100 |  | 8006400 | 20 | 6 |  |  | 3 | [33 empty] | MW | 0 | 60 | 60m-LT | confirmed
AAN3525 | Site 6355 | AAN |  | AAN3525 | AAN3525 | AANNR3525 |  | On Air | On Air | On Air | 2009 | Permanent | 24.1885 | 55.8057 | Ericsson | Outdoor | Site Sharing | Site Sharing | Outdoor Taawn-Etisalat Lead | SS Capex | site share | 3G+4G+5G | Enclosure6130 | 4CC | 4T4R | U2100 + U900 | L1800 (F1+F2) + L800 + L2100 | 2CC | 8001900 | 30 | 6 | 3 | N78 | 3 | 3 | [32 empty] | IIB | AAN-3525-CSG-IXR-E-1 | 35 | Monopole | sharing site/ from data base
AAN3527 | Site 6356 | AAN |  | AAN3527 | AAN3527 | AANNR3527 |  | On Air | On Air | On Air | 2009 | Permanent | 24.2152 | 55.6482 | Ericsson | Outdoor | EITC Passive Infrastructure | Greenfield | Outdoor Taawn-du Lead | Du Capex | Greenfield | 3G+4G+5G | Enclosure6130 | 4CC | 4T4R | U2100 + U900 | L1800 (F1+F2) + L800 + L2100 | 2CC | 8000800 | 20 | 6 | 3 | N78 | 3 | 3 | [32 empty] | IIB | AAN-3527-CSG-IXR-E-1 | 40 | 40m-HD-MP | confirmed
AAN3529 | Site 6357 | AAN |  | AAN3529 | AAN3529 |  |  | On Air | On Air |  | 2009 | Permanent | 24.198 | 55.7271 | Ericsson | Outdoor | EITC Passive Infrastructure | Greenfield | Outdoor Green field-du Owned | Du Solo | Green Field | 3G+4G | Enclosure6130 | 4CC | 4T4R | U2100 + U900 | L1800 (F1+F2) + L800 + L2100 |  | 8002500 | 25 | 8 |  |  | 4 | [33 empty] | MW | 0 | 25 | 25m-MD-MP | confirmed
AAN3530 | Site 6358 | AAN |  | AAN3530 | AAN3530 |  |  | On Air | On Air |  | 2009 | Permanent | 24.1962 | 55.7258 | Ericsson | Outdoor | EITC Passive Infrastructure | Rooftop | RT-du Owned | Du Solo | Rooftop | 3G+4G | Enclosure6130 | 4CC | 4T4R | U2100 + U900 | L1800 (F1+F2) + L800 + L2100 |  | 8002500 | 18 | 8 |  |  | 4 | [33 empty] | MW | 0 | 6 | Rooftop | Rooftop
AAN3531 | Site 6359 | AAN |  | AAN3531 | AAN3531 |  |  | On Air | On Air |  | 2023 | Permanent | 23.9614 | 55.0329 | Ericsson | Outdoor | Site Sharing | Site Sharing | Outdoor Site Sharing-Etisalat Owned | Du Solo | SS CAPEX | 3G+4G | Enclosure6130 | 4CC | 4T4R | U2100 + U900 | L1800 (F1+F2) + L800 + L2100 |  | 2430100 | 55 | 6 |  |  | 3 | [33 empty] | MW | 0
AAN3532 | Site 6360 | AAN |  | AAN3532 | AAN3532 | AANNR3532 |  | On Air | On Air | On Air | 2009 | Permanent | 24.1705 | 55.5085 | Ericsson | Outdoor | EITC Passive Infrastructure | Greenfield | Outdoor Taawn-du Lead | Du Capex | Greenfield | 3G+4G+5G | Enclosure6130 | 4CC | 4T4R | U2100 + U900 | L1800 (F1+F2) + L800 + L2100 | 1CC | 8006300 | 20 | 6 | 3 | N41 | 3 | 3 | [32 empty] | IIB | AAN-3532-CSG-IXR-E-1 | 60 | 60m-LT | confirmed
AAN3534 | Site 6361 | AAN |  | AAN3534 | AAN3534 |  |  | On Air | On Air |  | 2009 | Permanent | 24.6708 | 55.8315 | Ericsson | Outdoor | EITC Passive Infrastructure | Capex - du | Outdoor Taawn-du Lead |  | Capex - du | 3G+4G | Enclosure6130 | 4CC | 4T4R | U2100 + U900 | L1800 (F1+F2) + L800 + L2100 |  | 8005500 | 60 | 5 |  |  | 3 | [33 empty] | MW | 0
AAN3535 | Site 6362 | AAN |  | AAN3535 | AAN3535 |  |  | On Air | On Air |  | 2009 | Permanent | 24.0644 | 55.1755 | Ericsson | Outdoor | EITC Passive Infrastructure | Greenfield | Outdoor Taawn-du Lead | Du Capex | Capex - du | 3G+4G | Enclosure6130 | 4CC | 4T4R | U2100 + U900 | L1800 (F1+F2) + L800 + L2100 |  | 8007300 | 20 | 6 |  |  | 3 | [33 empty] | MW | 0 | 90 | 90m-LT | confirmed
AAN3536 | Site 6363 | AAN |  | AAN3536 | AAN3536 |  |  | On Air | On Air |  | 2023 | Permanent | 24.5061 | 55.6322 | Ericsson | Outdoor | EITC Passive Infrastructure | Greenfield | Outdoor Green field-du Owned |  | Greenfield | 3G+4G | Enclosure6130 | 4CC | 4T4R | U2100 + U900 | L1800 (F1+F2) + L800 + L2100 |  | 8005500 | 90 | 5 |  |  | 3 | [33 empty] | IIB | AAN-3536-CSG-N540-LD-1
AAN3537 | Site 6364 | AAN |  | AAN3537 | AAN3537 |  |  | On Air | On Air |  | 2009 | Permanent | 24.4801 | 55.2305 | Ericsson | Outdoor | EITC Passive Infrastructure | Greenfield | Outdoor Taawn-du Lead | Du Capex | Greenfield | 3G+4G | Enclosure6130 | 4CC | 4T4R | U2100 + U900 | L1800 (F1+F2) + L800 + L2100 |  | 8005700 | 40 | 7 |  |  | 4 | [33 empty] | MW | 0 | 40 | 40m-MD-MP | confirmed
AAN3539 | Site 6365 | AAN |  | AAN3539 | AAN3539 | AANNR3539 |  | On Air | On Air | On Air | 2009 | Permanent | 24.0591 | 55.639 | Ericsson | Outdoor | EITC Passive Infrastructure | Greenfield | Outdoor Taawn-du Lead | Du Capex | Capex - du | 3G+4G+5G | Enclosure6130 | 4CC | 4T4R | U2100 + U900 | L1800 (F1+F2) + L800 + L2100 | 1CC | 8006600 | 40 | 5 | 3 | N41 | 3 | 3 | [32 empty] | IIB | AAN-3539-CSG-IXR-E-1 | 40 | 40m-HD-MP | confirmed
AAN3540 | Site 6366 | AAN |  | AAN3540 | AAN3540 | AANNR3540 |  | On Air | On Air | On Air | 2009 | Permanent | 24.0331 | 55.5778 | Ericsson | Outdoor | EITC Passive Infrastructure | Greenfield | Outdoor Taawn-du Lead | Du Capex | Greenfield | 3G+4G+5G | Enclosure6130 | 4CC | 4T4R | U2100 + U900 | L1800 (F1+F2) + L800 + L2100 | 1CC | 8006600 | 60 | 5 | 3 | N41 | 3 | 3 | [32 empty] | IIB | AAN-3540-CSG-IXR-E-1
AAN3542 | Site 6367 | AAN |  | AAN3542 | AAN3542 |  |  | On Air | On Air |  | 2023 | Permanent | 24.2277 | 55.2998 | Ericsson | Outdoor | EITC Passive Infrastructure | Greenfield | Outdoor Green field-du Owned |  | Lattice Tower | 3G+4G | Enclosure6130 | 4CC | 4T4R | U2100 + U900 | L1800 (F1+F2) + L800 + L2100 |  | 8007100 | 60 | 6 |  |  | 3 | [33 empty] | MW | 0
AAN3545 | Site 6368 | AAN |  | AAN3545 | AAN3545 | AANNR3545 |  | On Air | On Air | On Air | 2023 | Permanent | 24.2281 | 55.7589 | Ericsson | Outdoor | EITC Passive Infrastructure | Rooftop | RT-du Owned | Du Solo | Rooftop | 3G+4G+5G | Enclosure6130 | 4CC | 4T4R | U2100 + U900 | L1800 (F1+F2) + L800 + L2100 | 2CC | 8001800 | 25 | 8 | 3 | N78 | 4 | 3 | [32 empty] | IIB | AAN-3545-CSG-IXR-E-1 |  | Rooftop | Rooftop
AAN3546 | Site 6369 | AAN |  | AAN3546 | AAN3546 | AANNR3546 |  | On Air | On Air | On Air | 2009 | Permanent | 24.157 | 55.0864 | Ericsson | Outdoor | Site Sharing | Site Sharing | Outdoor Taawn-Etisalat Lead |  | site share | 3G+4G+5G | Enclosure6130 | 4CC | 4T4R | U2100 + U900 | L1800 (F1+F2) + L800 + L2100 | 1CC | 8007300 | 35 | 5 | 3 | N41 | 3 | 3 | [32 empty] | IIB | AAN-3546-CSG-IXR-E-1
AAN3548 | Site 6370 | AAN |  | AAN3548 | AAN3548 | AANNR3548 |  | On Air | On Air | On Air | 2009 | Permanent | 24.1046 | 55.7993 | Ericsson | Outdoor | Site Sharing | Site Sharing | Outdoor Taawn-Etisalat Lead | SS Capex | site share | 3G+4G+5G | Enclosure6130 | 4CC | 4T4R | U2100 + U900 | L1800 (F1+F2) + L800 + L2100 | 1CC | 8002300 | 30 | 6 | 3 | N41 | 3 | 3 | [32 empty] | IIB | AAN-3548-CSG-IXR-E-1 | 35 | 35M Monopole | sharing site/ from data base
AAN3549 | Site 6371 | AAN |  | AAN3549 | AAN3549 | AANNR3549 |  | On Air | On Air | On Air | 2023 | Permanent | 24.081 | 55.6007 | Ericsson | Outdoor | EITC Passive Infrastructure | Capex - du | Outdoor Taawn-du Lead |  | Capex - du | 3G+4G+5G | Enclosure6130 | 4CC | 4T4R | U2100 + U900 | L1800 (F1+F2) + L800 + L2100 | 1CC | 8006600 | 60 | 6 | 3 | N41 | 4 | 3 | [32 empty] | IIB | AAN-3549-CSG-IXR-E-1
AAN3551 | Site 6372 | AAN |  | AAN3551 | AAN3551 | AANNR3551 |  | On Air | On Air | On Air | 2023 | Permanent | 24.3138 | 55.8038 | Ericsson | Outdoor | Site Sharing | SS CAPEX | Outdoor Taawn-Etisalat Lead |  | SS CAPEX | 3G+4G+5G | Enclosure6130 | 4CC | 4T4R | U2100 + U900 | L1800 (F1+F2) + L800 + L2100 | 1CC | 8000200 | 25 | 5 | 3 | N41 | 3 | 3 | [32 empty] | MW | 0
AAN3552 | Site 6373 | AAN |  | AAN3552 | AAN3552 |  |  | On Air | On Air |  | 2009 | Permanent | 24.7168 | 55.6544 | Ericsson | Outdoor | EITC Passive Infrastructure | Greenfield | Outdoor Green field-du Owned | Du Solo | du Solo | 3G+4G | Enclosure6130 | 4CC | 4T4R | U2100 + U900 | L1800 (F1+F2) + L800 + L2100 |  | 8005300 | 60 | 6 |  |  | 3 | [33 empty] | MW | 0 | 60 | 60m-LT | confirmed
AAN3554 | Site 6374 | AAN |  | AAN3554 | AAN3554 |  |  | On Air | On Air |  | 2009 | Permanent | 24.3377 | 55.714 | Ericsson | Outdoor | Site Sharing | Site Sharing | Outdoor Taawn-Etisalat Lead | SS Capex | site share | 3G+4G | Enclosure6130 | 4CC | 4T4R | U2100 + U900 | L1800 (F1+F2) + L800 + L2100 |  | 8006100 | 35 | 5 |  |  | 3 | [33 empty] | MW | 0 | 40 | Monopole
AAN3555 | Site 6375 | AAN |  | AAN3555 | AAN3555 | AANNR3555 |  | On Air | On Air | On Air | 2009 | Permanent | 24.7457 | 55.7613 | Ericsson | Outdoor | EITC Passive Infrastructure | du CAPEX | Outdoor Taawn-du Lead | SS Capex | du CAPEX | 3G+4G+5G | Enclosure6130 | 4CC | 4T4R | U2100 + U900 | L1800 (F1+F2) + L800 + L2100 | 1CC | 8005100 | 40 | 5 | 3 | N41 | 3 | 3 | [32 empty] | MW | 0
AAN3556 | Site 6376 | AAN |  | AAN3556 | AAN3556 |  |  | On Air | On Air |  | 2009 | Permanent | 24.6336 | 55.7863 | Ericsson | Outdoor | EITC Passive Infrastructure |  | Outdoor Green field-du Owned |  | Greenfield | 3G+4G | Enclosure6130 | 4CC | 4T4R | U2100 + U900 | L1800 (F1+F2) + L800 + L2100 |  | 8005500 | 40 | 5 |  |  | 3 | [33 empty] | IIB | AAN-3556-CSG-N540-LD-1
AAN3557 | Site 6377 | AAN |  | AAN3557 | AAN3557 | AANNR3557 |  | On Air | On Air | On Air | 2009 | Permanent | 24.2155 | 55.7593 | Ericsson | Outdoor | EITC Passive Infrastructure | Rooftop | RT-du Owned | Du Solo | Rooftop | 3G+4G+5G | Enclosure6130 | 4CC | 4T4R | U2100 + U900 | L1800 (F1+F2) + L800 + L2100 | 2CC | 8001600 | 24 | 6 | 3 | N78 | 3 | 3 | [32 empty] | IIB | AAN-3557-CSG-N540-LD-1 | 3 | Rooftop | Rooftop
AAN3559 | Site 6378 | AAN |  | AAN3559 | AAN3559 |  |  | On Air | On Air |  | 2022 | Permanent | 24.5241 | 55.327 | Ericsson | Outdoor | EITC Passive Infrastructure | Greenfield | Outdoor Green field-du Owned |  | Greenfield | 3G+4G | Enclosure6130 | 4CC | 4T4R | U2100 + U900 | L1800 (F1+F2) + L800 + L2100 |  | 8005700 | 90 | 5 |  |  | 3 | [33 empty] | MW | 0
AAN3562 | Site 6379 | AAN |  | AAN3562 | AAN3562 |  |  | On Air | On Air |  | 2023 | Permanent | 24.3851 | 55.0809 | Ericsson | Outdoor | EITC Passive Infrastructure | Greenfield | Outdoor Green field-du Owned |  | Monopole | 3G+4G | Enclosure6130 | 4CC | 4T4R | U2100 + U900 | L1800 (F1+F2) + L800 + L2100 |  | 8005700 | 90 | 6 |  |  | 3 | [33 empty] | MW | 0
AAN3566 | Site 6380 | AAN |  | AAN3566 | AAN3566 |  |  | On Air | On Air |  | 2009 | Permanent | 24.6346 | 55.6148 | Ericsson | Outdoor | Site Sharing | Site Sharing | Outdoor Taawn-Etisalat Lead | SS Capex | Site Share | 3G+4G | Enclosure6130 | 4CC | 4T4R | U2100 + U900 | L1800 (F1+F2) + L800 + L2100 |  | 8005300 | 20 | 6 |  |  | 3 | [33 empty] | MW | 0 | 40 | Monopole | sharing site/ from data base
AAN3567 | Site 6381 | AAN |  | AAN3567 | AAN3567 | AANNR3567 |  | On Air | On Air | On Air | 2009 | Permanent | 24.6413 | 55.6643 | Ericsson | Outdoor | EITC Passive Infrastructure | Greenfield | Outdoor Taawn-du Lead | Du Capex | Greenfield | 3G+4G+5G | Enclosure6130 | 4CC | 4T4R | U2100 + U900 | L1800 (F1+F2) + L800 + L2100 | 1CC | 8005500 | 40 | 5 | 3 | N41 | 3 | 3 | [32 empty] | MW | 0
AAN3568 | Site 6382 | AAN |  | AAN3568 | AAN3568 |  |  | On Air | On Air |  | 2023 | Permanent | 24.2853 | 55.4098 | Ericsson | Outdoor | EITC Passive Infrastructure | Greenfield | Outdoor Green field-du Owned | Du Solo | Greenfield | 3G+4G | Enclosure6130 | 4CC | 4T4R | U2100 + U900 | L1800 (F1+F2) + L800 + L2100 |  | 8006700 | 75 | 6 |  |  | 3 | [33 empty] | MW | 0
AAN3570 | Site 6383 | AAN |  | AAN3570 | AAN3570 |  |  | On Air | On Air |  | 2009 | Permanent | 24.4108 | 55.1278 | Ericsson | Outdoor | Site Sharing | Site Sharing | Outdoor Taawn-Etisalat Lead | SS Capex | site share | 3G+4G | Enclosure6130 | 4CC | 4T4R | U2100 + U900 | L1800 (F1+F2) + L800 + L2100 |  | 8005700 | 60 | 5 |  |  | 3 | [33 empty] | MW | 0 | 60 | LatticeTower
AAN3573 | Site 6384 | AAN |  | AAN3573 | AAN3573 | AANNR3573 |  | On Air | On Air | On Air | 2023 | Permanent | 24.6228 | 55.7378 | Ericsson | Outdoor | EITC Passive Infrastructure | Capex - du | Outdoor Taawn-du Lead |  | Monopole | 3G+4G+5G | Enclosure6130 | 4CC | 4T4R | U2100 + U900 | L1800 (F1+F2) + L800 + L2100 | 1CC | 8005500 | 60 | 5 | 3 | N41 | 3 | 3 | [32 empty] | MW | 0
AAN3578 | Site 6385 | AAN |  | AAN3578 | AAN3578 | AANNR3578 |  | On Air | On Air | On Air | 2023 | Permanent | 24.1554 | 55.7112 | Ericsson | Outdoor | Site Sharing | Site Sharing | Outdoor Site Sharing-Etisalat Owned |  | Monopole | 3G+4G+5G | Enclosure6130 | 4CC | 4T4R | U2100 + U900 | L1800 (F1+F2) + L800 + L2100 | 2CC | 8002900 | 37 | 5 | 3 | N78 | 3 | 3 | [32 empty] | IIB | AAN-3578-CSG-IXR-E-1
AAN3579 | Site 6386 | AAN |  | AAN3579 | AAN3579 | AANNR3579 |  | On Air | On Air | On Air | 2023 | Permanent | 24.155 | 55.7002 | Ericsson | Outdoor | Site Sharing | SS OPEX | Outdoor Site Sharing-Etisalat Owned |  | SS OPEX | 3G+4G+5G | Enclosure6130 | 4CC | 4T4R | U2100 + U900 | L1800 (F1+F2) + L800 + L2100 | 2CC | 8002900 | 32 | 5 | 3 | N78 | 3 | 3 | [32 empty] | IIB | AAN-3579-CSG-N540-LD-1
AAN3582 | Site 6387 | AAN |  | AAN3582 | AAN3582 | AANNR3582 |  | On Air | On Air | On Air | 2022 | Permanent | 24.2251 | 55.7293 | Ericsson | Outdoor | Site Sharing | SS OPEX | Outdoor Site Sharing-Etisalat Owned |  | SS OPEX | 3G+4G+5G | Enclosure6130 | 4CC | 4T4R | U2100 + U900 | L1800 (F1+F2) + L800 + L2100 | 2CC | 8001400 | 32 | 5 | 3 | N78 | 3 | 3 | [32 empty] | MW | 0
AAN3585 | Site 6388 | AAN |  | AAN3585 | AAN3585 | AANNR3585 |  | On Air | On Air | On Air | 2023 | Permanent | 24.2088 | 55.3331 | Ericsson | Outdoor | Site Sharing | Site Sharing | Outdoor Site Sharing-Etisalat Owned | SS Capex | Site Sharing | 3G+4G+5G | Enclosure6130 | 4CC | 4T4R | U2100 + U900 | L1800 (F1+F2) + L800 + L2100 | 1CC | 8007100 | 32 | 6 | 3 | N41 | 3 | 3 | [32 empty] | IIB | AAN-3585-CSG-N540-LD-1
AAN3586 | Site 6389 | AAN |  | AAN3586 | AAN3586 |  |  | On Air | On Air |  | 2023 | Permanent | 24.7727 | 55.7802 | Ericsson | Outdoor | Site Sharing | Site Sharing | Outdoor Site Sharing-Etisalat Owned |  | Monopole | 3G+4G | Enclosure6130 | 4CC | 4T4R | U2100 + U900 | L1800 (F1+F2) + L800 + L2100 |  | 8005100 | 32 | 5 |  |  | 3 | [33 empty] | MW | 0
AAN3588 | Site 6390 | AAN |  | AAN3588 | AAN3588 |  |  | On Air | On Air |  | 2023 | Permanent | 24.7114 | 55.7762 | Ericsson | Outdoor | EITC Passive Infrastructure | SS CAPEX | Outdoor Green field-du Owned |  | SS CAPEX | 3G+4G | Enclosure6130 | 4CC | 4T4R | U2100 + U900 | L1800 (F1+F2) + L800 + L2100 |  | 8005100 | 40 | 6 |  |  | 3 | [33 empty] | IIB | AAN-3588-CSG-N540-LD-1
AAN3589 | Site 6391 | AAN |  | AAN3589 | AAN3589 |  |  | On Air | On Air |  | 2009 | Permanent | 24.1906 | 55.8397 | Ericsson | Outdoor | EITC Passive Infrastructure | Greenfield | Outdoor Taawn-du Lead | Du Capex | Capex - du | 3G+4G | Enclosure6130 | 4CC | 4T4R | U2100 + U900 | L1800 (F1+F2) + L800 + L2100 |  | 8002000 | 35 | 6 |  |  | 3 | [33 empty] | IIB | AAN-3589-CSG-N540-LD-1 | 35 | 35m-HD-MP | confirmed
AAN3593 | Site 6392 | AAN |  | AAN3593 | AAN3593 | AANNR3593 |  | On Air | On Air | On Air | 2023 | Permanent | 24.2179 | 55.7957 | Ericsson | Outdoor | Site Sharing | SS OPEX | Outdoor Site Sharing-Etisalat Owned |  | SS OPEX | 3G+4G+5G | Enclosure6130 | 4CC | 4T4R | U2100 + U900 | L1800 (F1+F2) + L800 + L2100 | 2CC | 8001800 | 27 | 5 | 3 | N78 | 3 | 3 | [32 empty] | IIB | AAN-3593-CSG-N540-LD-1
AAN3597 | Site 6393 | AAN |  | AAN3597 | AAN3597 | AANNR3597 |  | On Air | On Air | On Air | 2009 | Permanent | 24.0533 | 55.8458 | Ericsson | Outdoor | EITC Passive Infrastructure | Greenfield | Outdoor Green field-du Owned | Du Solo | du Solo | 3G+4G+5G | Enclosure6130 | 4CC | 4T4R | U2100 + U900 | L1800 (F1+F2) + L800 + L2100 | 1CC | 8008300 | 40 | 6 | 3 | N41 | 3 | 3 | [32 empty] | IIB | AAN-3597-CSG-IXR-E-1 | 40 | 40m-MD-MP | confirmed
AAN3605 | Site 6394 | AAN |  | AAN3605 | AAN3605 | AANNR3605 |  | On Air | On Air | On Air | 2009 | Permanent | 24.2219 | 55.7578 | Ericsson | Outdoor | EITC Passive Infrastructure | Rooftop | RT-du Owned | Du Solo | Rooftop | 3G+4G+5G | Enclosure6130 | 4CC | 4T4R | U2100 + U900 | L1800 (F1+F2) + L800 + L2100 | 2CC | 8001800 | 26 | 6 | 3 | N78 | 3 | 3 | [32 empty] | MW | 0
AAN3607 | Site 6395 | AAN |  | AAN3607 | AAN3607 |  |  | On Air | On Air |  | 2023 | Permanent | 24.0662 | 55.8929 | Ericsson | Outdoor | Site Sharing | SS CAPEX | Outdoor Taawn-Etisalat Lead |  | SS CAPEX | 3G+4G | Enclosure6130 | 4CC | 4T4R | U2100 + U900 | L1800 (F1+F2) + L800 + L2100 |  | 8008300 | 35 | 5 |  |  | 3 | [33 empty] | IIB | AAN-3607-CSG-N540-LD-1
AAN3608 | Site 6396 | AAN |  | AAN3608 | AAN3608 |  |  | On Air | On Air |  | 2009 | Permanent | 24.0342 | 55.8694 | Ericsson | Outdoor | Site Sharing | Site Sharing | Outdoor Taawn-Etisalat Lead | SS Capex | Site Share | 3G+4G | Enclosure6130 | 4CC | 4T4R | U2100 + U900 | L1800 (F1+F2) + L800 + L2100 |  | 8008300 | 35 | 5 |  |  | 3 | [33 empty] | MW | 0 | 40 | Monopole
AAN3609 | Site 6397 | AAN |  | AAN3609 | AAN3609 |  |  | On Air | On Air |  | 2009 | Permanent | 24.0458 | 55.8918 | Ericsson | Outdoor | Site Sharing | Site Sharing | Outdoor Taawn-Etisalat Lead | SS Capex | Site Share | 3G+4G | Enclosure6130 | 4CC | 4T4R | U2100 + U900 | L1800 (F1+F2) + L800 + L2100 |  | 8008300 | 35 | 5 |  |  | 3 | [33 empty] | MW | 0 | 40 | Monopole
AAN3612 | Site 6398 | AAN |  | AAN3612 | AAN3612 |  |  | On Air | On Air |  | 2023 | Permanent | 24.3883 | 55.7604 | Ericsson | Outdoor | EITC Passive Infrastructure | Greenfield | Outdoor Green field-du Owned | Du Solo | Greenfield | 3G+4G | Enclosure6130 | 4CC | 4T4R | U2100 + U900 | L1800 (F1+F2) + L800 + L2100 |  | 8005900 | 75 | 6 |  |  | 3 | [33 empty] | MW | 0
AAN3613 | Site 6399 | AAN |  | AAN3613 | AAN3613 | AANNR3613 |  | On Air | On Air | On Air | 2023 | Permanent | 24.3658 | 55.7933 | Ericsson | Outdoor | EITC Passive Infrastructure | SS CAPEX | Outdoor Green field-du Owned | SS Capex | SS CAPEX | 3G+4G+5G | Enclosure6130 | 4CC | 4T4R | U2100 + U900 | L1800 (F1+F2) + L800 + L2100 | 1CC | 8000100 | 35 | 3 | 2 | N41 | 3 | 3 | [32 empty] | IIB | AAN-3613-CSG-N540-LD-1
AAN3615 | Site 6400 | AAN |  | AAN3615 | AAN3615 |  |  | On Air | On Air |  | 2009 | Permanent | 24.0822 | 55.9179 | Ericsson | Outdoor | EITC Passive Infrastructure | Greenfield | Outdoor Taawn-du Lead | Du Capex | Greenfield | 3G+4G | Enclosure6130 | 4CC | 4T4R | U2100 + U900 | L1800 (F1+F2) + L800 + L2100 |  | 8007900 | 40 | 5 |  |  | 3 | [33 empty] | IIB | AAN-3615-CSG-N540-LD-1
AAN3617 | Site 6401 | AAN |  | AAN3617 | AAN3617 |  |  | On Air | On Air |  | 2009 | Permanent | 24.0589 | 55.8523 | Ericsson | Outdoor | EITC Passive Infrastructure |  | Outdoor Taawn-du Lead |  | Greenfield | 3G+4G | Enclosure6130 | 4CC | 4T4R | U2100 + U900 | L1800 (F1+F2) + L800 + L2100 |  | 8008300 | 40 | 5 |  |  | 3 | [33 empty] | MW | 0
AAN3621 | Site 6402 | AAN |  | AAN3621 | AAN3621 | AANNR3621 |  | On Air | On Air | On Air | 2023 | Permanent | 24.1652 | 55.6741 | Ericsson | Outdoor | EITC Passive Infrastructure | Greenfield | Outdoor Taawn-du Lead |  | Greenfield | 3G+4G+5G | Enclosure6130 | 4CC | 4T4R | U2100 + U900 | L1800 (F1+F2) + L800 + L2100 | 2CC | 8003000 | 40 | 5 | 3 | N78 | 3 | 3 | [32 empty] | IIB | AAN-3621-CSG-IXR-E-1
AAN3635 | Site 6403 | AAN |  | AAN3635 | AAN3635 |  |  | On Air | On Air |  | 2023 | Permanent | 24.5655 | 55.7614 | Ericsson | Outdoor | EITC Passive Infrastructure | Greenfield | Outdoor Green field-du Owned | Du Solo | Greenfield | 3G+4G | Enclosure6130 | 4CC | 4T4R | U2100 + U900 | L1800 (F1+F2) + L800 + L2100 |  | 8005500 | 40 | 6 |  |  | 3 | [33 empty] | IIB | Passive to AAN-2055-CSG-SAR-8-1
AAN3636 | Site 6404 | AAN |  | AAN3636 | AAN3636 |  |  | On Air | On Air |  | 2023 | Permanent | 24.4368 | 55.8025 | Ericsson | Outdoor | EITC Passive Infrastructure | Greenfield | Outdoor Green field-du Owned | Du Solo | Greenfield | 3G+4G | Enclosure6130 | 4CC | 4T4R | U2100 + U900 | L1800 (F1+F2) + L800 + L2100 |  | 8005900 | 40 | 6 |  |  | 3 | [33 empty] | MW | 0
AAN3642 | Site 6405 | AAN |  | AAN3642 | AAN3642 |  |  | On Air | On Air |  | 2023 | Permanent | 24.1239 | 55.9381 | Ericsson | Outdoor | EITC Passive Infrastructure | Greenfield | Outdoor Green field-du Owned | Du Solo | Greenfield | 3G+4G | Enclosure6130 | 4CC | 4T4R | U2100 + U900 | L1800 (F1+F2) + L800 + L2100 |  | 8007700 | 40 | 6 |  |  | 3 | [33 empty] | MW | 0
AAN3643 | Site 6406 | AAN |  | AAN3643 | AAN3643 | AANNR3643 |  | On Air | On Air | On Air | 2023 | Permanent | 24.1695 | 55.5401 | Ericsson | Outdoor | EITC Passive Infrastructure | Greenfield | Outdoor Green field-du Owned | Du Solo | Greenfield | 3G+4G+5G | Enclosure6130 | 4CC | 4T4R | U2100 + U900 | L1800 (F1+F2) + L800 + L2100 | 1CC | 8006300 | 60 | 6 | 3 | N41 | 3 | 3 | [32 empty] | IIB | AAN-3643-CSG-N540-LD-1
AAN3646 | Site 6407 | AAN |  | AAN3646 | AAN3646 | AANNR3646 |  | On Air | On Air | On Air | 2023 | Permanent | 24.3065 | 55.7704 | Ericsson | Outdoor | EITC Passive Infrastructure | Greenfield | Outdoor Green field-du Owned | Du Solo | Greenfield | 3G+4G+5G | Enclosure6130 | 4CC | 4T4R | U2100 + U900 | L1800 (F1+F2) + L800 + L2100 | 1CC | 8000200 | 35 | 6 | 3 | N41 | 3 | 3 | [32 empty] | IIB | AAN-3646-CSG-IXR-E-1
AAN3650 | Site 6408 | AAN |  | AAN3650 | AAN3650 | AANNR3650 |  | On Air | On Air | On Air | 2023 | Permanent | 24.196181 | 55.6426 | Ericsson | Outdoor | Site Sharing | Site Sharing | Outdoor Site Sharing-Etisalat Owned | SS Opex | Site Sharing | 3G+4G+5G | Enclosure6130 | 4CC | 4T4R | U2100 + U900 | L1800 (F1+F2) + L800 + L2100 | 2CC | 8001200 | 36 | 6 | 3 | N78 | 3 | 3 | [32 empty] | MW | 0
AAN3654 | Site 6409 | AAN |  | AAN3654 | AAN3654 | AANNR3654 |  | On Air | On Air | On Air | 2009 | Permanent | 24.7794 | 55.7911 | Ericsson | Outdoor | EITC Passive Infrastructure | Capex - du | Outdoor Taawn-du Lead | SS Capex | Capex - du | 3G+4G+5G | Enclosure6130 | 4CC | 4T4R | U2100 + U900 | L1800 (F1+F2) + L800 + L2100 | 1CC | 8005100 | 30 | 5 | 3 | N41 | 3 | 3 | [32 empty] | MW | 0
AAN3939 | Site 6410 | AAN |  | AAN3939 | AAN3939 | AANNR3939 |  | On Air | On Air | On Air | 2015-01-18 | Permanent | 24.3047 | 55.7832 | Nokia/Ericsson | Outdoor | EITC Passive Infrastructure | Greenfield | Outdoor Green field-du Owned- Small Cells | Du Solo | Atom | 3G+4G+5G | Atom cell | 1CC |  | U2100 + U900 | L1800 (F1) | 1CC | 8000200 | 9 | 2 | 2 | N41 | - | 2 | [32 empty] | MW | 0 | 3 | #N/A | Rooftop
AAN3942 | Site 6411 | AAN |  | AAN3942 | AAN3942 | AANNR3942 |  | On Air | On Air | On Air | 2015-02-05 | Permanent | 24.303 | 55.782 | Nokia/Ericsson | Outdoor | EITC Passive Infrastructure | Greenfield | Outdoor Green field-du Owned- Small Cells | Du Solo | Atom | 3G+4G+5G | Atom cell | 1CC | 2T2R | U2100 + U900 | L1800 (F1) | 1CC | 8000200 | 10 | 2 | 2 | N41 | - | 2 | [32 empty] | MW | 0 | 3 | #N/A | Rooftop
AAN2016 | Site 6412 | AAN | AAN2016 | AAN2016 | AAN2016 | AANNR2016 | On Air | On Air | On Air | On Air | 2009 | Permanent | 24.2199 | 55.7799 | Nokia/Ericsson | Outdoor | EITC Passive Infrastructure | Greenfield | Outdoor Green field-du Owned | Du Solo | Monopole | 2G+3G+4G+5G | BTS3900/MultiRadio 2G | 4CC | 2T2R | U2100 + U900 | L1800 (F1+F2) + L800 + L2100 | 2CC | 8001800 | 29 | 6 | 3 | N78 | 3 | 3 | [32 empty] | IIB | AAN-2016-CSG-SAR-X-1 | 30 | #N/A | from data base
AAN2023 | Site 6413 | AAN | AAN2023 | AAN2023 | AAN2023 | AANNR2023 | On Air | On Air | On Air | On Air | 2009 | Permanent | 24.2182 | 55.7596 | Nokia/Ericsson | Outdoor | EITC Passive Infrastructure | Rooftop | RT-du Owned | Du Solo | Rooftop | 2G+3G+4G+5G | BTS3900/Ultra 2G | 3CC | 2T2R | U2100 + U900 | L1800 (F1) + L800 + L2100 | 2CC | 8001800 | 25 | 6 | 3 | N78 | 3 | 3 | [32 empty] | IIB | AAN-2023-CSG-IXR-E-1 | 3 | #N/A | Rooftop
AAN2026 | Site 6414 | AAN | AAN2026 | AAN2026 | AAN2026 | AANNR2026 | On Air | On Air | On Air | On Air | 2009 | Permanent | 24.2326 | 55.7682 | Nokia/Ericsson | Outdoor | EITC Passive Infrastructure | Greenfield | Outdoor Green field-du Owned | Du Solo | Monopole | 2G+3G+4G+5G | BTS3900/Ultra 2G | 3CC | 2T2R | U2100 + U900 | L1800 (F1) + L800 + L2100 | 2CC | 8001800 | 26 | 6 | 3 | N78 | 3 | 3 | [32 empty] | IIB | AAN-2026-CSG-IXR-E-1 | 25 | #N/A | from data base
AAN2027 | Site 6415 | AAN | AAN2027 | AAN2027 | AAN2027 | AANNR2027 | On Air | On Air | On Air | On Air | 2009 | Permanent | 24.2238 | 55.5361 | Nokia/Ericsson | Outdoor | EITC Passive Infrastructure | Greenfield | Outdoor Green field-du Owned | Du Solo | Monopole | 2G+3G+4G+5G | BTS3900/Ultra 2G | 4CC | 2T2R | U2100 + U900 | L1800 (F1+F2) + L800 + L2100 | 1CC | 8006500 | 27 | 6 | 3 | N41 | 3 | 3 | [32 empty] | IIB | AAN-2027-CSG-SAR-X-1 | 30 | #N/A | from data base
AAN2032 | Site 6416 | AAN | AAN2032 | AAN2032 | AAN2032 | AANNR2032 | On Air | On Air | On Air | On Air | 2009 | Permanent | 24.342 | 55.8015 | Nokia/Ericsson | Outdoor | EITC Passive Infrastructure | Greenfield | Outdoor Green field-du Owned | Du Solo | Monopole | 2G+3G+4G+5G | BTS3900/Ultra 2G | 3CC | 2T2R | U2100 + U900 | L1800 (F1) + L800 + L2100 | 1CC | 8000100 | 26 | 6 | 3 | N41 | 3 | 3 | [32 empty] | IIB | AAN-2032-CSG-SAR-X-1 | 30 | #N/A | from data base
AAN2035 | Site 6417 | AAN | AAN2035 | AAN2035 | AAN2035 | AANNR2035 | On Air | On Air | On Air | On Air | 2009 | Permanent | 24.2768 | 55.7672 | Nokia/Ericsson | Outdoor | EITC Passive Infrastructure | Greenfield | Outdoor Green field-du Owned | Du Solo | Monopole | 2G+3G+4G+5G | BTS3900/Ultra 2G | 4CC | 2T2R | U2100 + U900 | L1800 (F1+F2) + L800 + L2100 | 1CC | 8000200 | 28 | 6 | 3 | N41 | 3 | 3 | [32 empty] | IIB | AAN-2035-CSG-SAR-X-1 | 30 | #N/A | from data base
AAN2038 | Site 6418 | AAN | AAN2038 | AAN2038 | AAN2038 | AANNR2038 | On Air | On Air | On Air | On Air | 2009 | Permanent | 24.1905 | 55.6581 | Nokia/Ericsson | Outdoor | EITC Passive Infrastructure | Greenfield | Outdoor Green field-du Owned | Du Solo | Monopole | 2G+3G+4G+5G | BTS3900/Ultra 2G | 4CC | 2T2R | U2100 + U900 | L1800 (F1+F2) + L800 + L2100 | 2CC | 8001300 | 28 | 6 | 3 | N78 | 3 | 3 | [32 empty] | IIB | AAN-2038-CSG-SAR-X-1 | 30 | #N/A | from data base
AAN2040 | Site 6419 | AAN | AAN2040 | AAN2040 | AAN2040 | AANNR2040 | On Air | On Air | On Air | On Air | 2009 | Permanent | 24.2753 | 55.746 | Nokia/Ericsson | Outdoor | EITC Passive Infrastructure | Greenfield | Outdoor Green field-du Owned | Du Solo | Monopole | 2G+3G+4G+5G | BTS3900/Ultra 2G | 3CC | 2T2R | U2100 + U900 | L1800 (F1) + L800 + L2100 | 2CC | 8000300 | 29 | 6 | 3 | N78 | 3 | 3 | [32 empty] | IIB | AAN-2040-CSG-ASR920-LD-1 | 30 | #N/A | from data base
AAN2041 | Site 6420 | AAN | AAN2041 | AAN2041 | AAN2041 | AANNR2041 | On Air | On Air | On Air | On Air | 2009 | Permanent | 24.2739 | 55.7225 | Nokia/Ericsson | Outdoor | EITC Passive Infrastructure | Greenfield | Outdoor Green field-du Owned | Du Solo | Monopole | 2G+3G+4G+5G | BTS3900/Ultra 2G | 3CC | 2T2R | U2100 + U900 | L1800 (F1) + L800 + L2100 | 1CC | 8000300 | 29 | 6 | 3 | N41 | 3 | 3 | [32 empty] | IIB | AAN-2041-CSG-ASR920-LD-1 | 30 | #N/A | from data base
AAN2043 | Site 6421 | AAN | AAN2043 | AAN2043 | AAN2043 | AANNR2043 | On Air | On Air | On Air | On Air | 2009 | Permanent | 24.2275 | 55.7183 | Nokia/Ericsson | Outdoor | EITC Passive Infrastructure | Greenfield | Outdoor Green field-du Owned | Du Solo | Monopole | 2G+3G+4G+5G | BTS3900/Ultra 2G | 4CC | 2T2R | U2100 + U900 | L1800 (F1+F2) + L800 + L2100 | 2CC | 8001400 | 29 | 6 | 3 | N78 | 3 | 3 | [32 empty] | IIB | AAN-2043-PREAGG-SR7-1 | 30 | #N/A | from data base
AAN2046 | Site 6422 | AAN | AAN2046 | AAN2046 | AAN2046 | AANNR2046 | On Air | On Air | On Air | On Air | 2009 | Permanent | 24.2311 | 55.7039 | Nokia/Ericsson | Outdoor | EITC Passive Infrastructure | Greenfield | Outdoor Green field-du Owned | Du Solo | Monopole | 2G+3G+4G+5G | BTS3900/Ultra 2G | 3CC | 2T2R | U2100 + U900 | L1800 (F1) + L800 + L2100 | 2CC | 8000700 | 27 | 6 | 3 | N78 | 3 | 3 | [32 empty] | OSN/IIB | AAN-2046-CSG-SAR-8-1 | 30 | #N/A | from data base
AAN2049 | Site 6423 | AAN | AAN2049 | AAN2049 | AAN2049 | AANNR2049 | On Air | On Air | On Air | On Air | 2009 | Permanent | 24.2205 | 55.6472 | Nokia/Ericsson | Outdoor | EITC Passive Infrastructure | Greenfield | Outdoor Green field-du Owned | Du Solo | Monopole | 2G+3G+4G+5G | BTS3900/Ultra 2G | 3CC | 2T2R | U2100 + U900 | L1800 (F1) + L800 + L2100 | 2CC | 8000800 | 29 | 6 | 3 | N78 | 3 | 3 | [32 empty] | IIB | AAN-2049-SCSG-SR7B-1 | 30 | #N/A | from data base
AAN2050 | Site 6424 | AAN | AAN2050 | AAN2050 | AAN2050 | AANNR2050 | On Air | On Air | On Air | On Air | 2009 | Permanent | 24.2674 | 55.6203 | Nokia/Ericsson | Outdoor | EITC Passive Infrastructure | Greenfield | Outdoor Green field-du Owned | Du Solo | Monopole | 2G+3G+4G+5G | BTS3900/Ultra 2G | 4CC | 2T2R | U2100 + U900 | L1800 (F1+F2) + L800 + L2100 | 2CC | 8004000 | 28 | 6 | 3 | N78 | 3 | 3 | [32 empty] | IIB | AAN-2050-CSG-IXR-E-1 | 30 | #N/A | from data base
AAN2051 | Site 6425 | AAN | AAN2051 | AAN2051 | AAN2051 | AANNR2051 | On Air | On Air | On Air | On Air | 2009 | Permanent | 24.1923 | 55.6363 | Nokia/Ericsson | Outdoor | EITC Passive Infrastructure | Greenfield | Outdoor Green field-du Owned | Du Solo | Monopole | 2G+3G+4G+5G | BTS3900/Ultra 2G | 4CC | 2T2R | U2100 + U900 | L1800 (F1+F2) + L800 + L2100 | 2CC | 8001200 | 28 | 6 | 3 | N78 | 3 | 3 | [32 empty] | IIB | AAN-2051-CSG-SAR-8-1 | 30 | #N/A | from data base
AAN2055 | Site 6426 | AAN | AAN2055 | AAN2055 | AAN2055 | AANNR2055 | On Air | On Air | On Air | On Air | 2009 | Permanent | 24.579 | 55.7466 | Nokia/Ericsson | Outdoor | EITC Passive Infrastructure | Greenfield | Outdoor Green field-du Owned | Du Solo | Lattice Tower | 2G+3G+4G+5G | BTS3900/Ultra 2G | 4CC | 2T2R | U2100 + U900 | L1800 (F1+F2) + L800 + L2100 | 1CC | 8005500 | 48 | 6 | 3 | N41 | 3 | 3 | [32 empty] | IIB | AAN-2055-CSG-SAR-8-1 | 35 | #N/A | from data base
AAN2059 | Site 6427 | AAN | AAN2059 | AAN2059 | AAN2059 | AANNR2059 | On Air | On Air | On Air | On Air | 2009 | Permanent | 24.2101 | 55.7775 | Nokia/Ericsson | Outdoor | EITC Passive Infrastructure | Greenfield | Outdoor Green field-du Owned | Du Solo | Monopole | 2G+3G+4G+5G | BTS3900/Ultra 2G | 4CC | 2T2R | U2100 + U900 | L1800 (F1+F2) + L800 + L2100 | 2CC | 8001800 | 28 | 6 | 3 | N78 | 3 | 3 | [32 empty] | IIB | AAN-2059-PREAGG-SR7-1 | 30 | #N/A | from data base
AAN2060 | Site 6428 | AAN | AAN2060 | AAN2060 | AAN2060 | AANNR2060 | On Air | On Air | On Air | On Air | 2009 | Permanent | 24.2274 | 55.7854 | Nokia/Ericsson | Outdoor | EITC Passive Infrastructure | Greenfield | Outdoor Green field-du Owned | Du Solo | Monopole | 2G+3G+4G+5G | BTS3900/Ultra 2G | 3CC | 2T2R | U2100 + U900 | L1800 (F1) + L800 + L2100 | 2CC | 8001800 | 21 | 6 | 3 | N78 | 3 | 3 | [32 empty] | IIB | AAN-2060-CSG-ASR920-LD-1 | 30 | #N/A | from data base
AAN2061 | Site 6429 | AAN | AAN2061 | AAN2061 | AAN2061 | AANNR2061 | On Air | On Air | On Air | On Air | 2009 | Permanent | 24.2096 | 55.7901 | Nokia/Ericsson | Outdoor | EITC Passive Infrastructure | Greenfield | Outdoor Green field-du Owned | Du Solo | Monopole | 2G+3G+4G+5G | BTS3900/Ultra 2G | 3CC | 2T2R | U2100 + U900 | L1800 (F1) + L800 + L2100 | 2CC | 8001900 | 29 | 6 | 3 | N78 | 3 | 3 | [32 empty] | IIB | AAN-2061-CSG-SAR-X-1 | 30 | #N/A | from data base
AAN2063 | Site 6430 | AAN | AAN2063 | AAN2063 | AAN2063 | AANNR2063 | On Air | On Air | On Air | On Air | 2009 | Permanent | 24.2605 | 55.7391 | Nokia/Ericsson | Outdoor | EITC Passive Infrastructure | Greenfield | Outdoor Green field-du Owned | Du Solo | Monopole | 2G+3G+4G+5G | BTS3900/Ultra 2G | 4CC | 2T2R | U2100 + U900 | L1800 (F1+F2) + L800 + L2100 | 2CC | 8000500 | 29 | 6 | 3 | N78 | 3 | 3 | [32 empty] | IIB | AAN-2063-CSG-ASR920-LD-1 | 30 | #N/A | from data base
AAN2067 | Site 6431 | AAN | AAN2067 | AAN2067 | AAN2067 | AANNR2067 | On Air | On Air | On Air | On Air | 2009 | Permanent | 24.2338 | 55.7319 | Nokia/Ericsson | Outdoor | EITC Passive Infrastructure | Greenfield | Outdoor Green field-du Owned | Du Solo | Lattice Tower | 2G+3G+4G+5G | BTS3900/Ultra 2G | 3CC | 2T2R | U2100 + U900 | L1800 (F1) + L800 + L2100 | 2CC | 8001500 | 32 | 6 | 3 | N78 | 3 | 3 | [32 empty] | IIB | AAN-6001-AGGR-SR12-1 + AAN-6001-AGGR-SR12-2 + AAN-6001-AGGR-SR7-1 + AAN-6001-AGGR-SR7-2 + AAN6001-CPAA-7701-1 + | 30 | #N/A | from data base
AAN2074 | Site 6432 | AAN | AAN2074 | AAN2074 | AAN2074 | AANNR2074 | On Air | On Air | On Air | On Air | 2009 | Permanent | 24.2074 | 55.5785 | Nokia/Ericsson | Outdoor | EITC Passive Infrastructure | Greenfield | Outdoor Green field-du Owned | Du Solo | Monopole | 2G+3G+4G+5G | BTS3900/Ultra 2G | 3CC | 2T2R | U2100 + U900 | L1800 (F1) + L800 + L2100 | 1CC | 8006300 | 29 | 8 | 3 | N41 | 4 | 3 | [32 empty] | IIB | AAN-2074-CSG-SAR-X-1 | 30 | #N/A | from data base
AAN2081 | Site 6433 | AAN | AAN2081 | AAN2081 | AAN2081 | AANNR2081 | On Air | On Air | On Air | On Air | 2009 | Permanent | 24.2133 | 55.7073 | Nokia/Ericsson | Outdoor | EITC Passive Infrastructure | Greenfield | Outdoor Green field-du Owned | Du Solo | Monopole | 2G+3G+4G+5G | BTS3900/Ultra 2G | 3CC | 2T2R | U2100 + U900 | L1800 (F1) + L800 + L2100 | 2CC | 8001400 | 27 | 6 | 3 | N78 | 3 | 3 | [32 empty] | IIB | AAN-2081-CSG-SAR-X-1 | 30 | #N/A | from data base
AAN2251 | Site 6434 | AAN | AAN2251 | AAN2251 | AAN2251 | AANNR2251 | On Air | On Air | On Air | On Air | 2009 | Permanent | 24.2445 | 55.7004 | Nokia/Ericsson | Outdoor | EITC Passive Infrastructure | Greenfield | Outdoor Green field-du Owned | Du Solo | Monopole | 2G+3G+4G+5G | BTS3900/Ultra 2G | 3CC | 2T2R | U2100 + U900 | L1800 (F1) + L800 + L2100 | 2CC | 8000600 | 29 | 6 | 3 | N78 | 3 | 3 | [32 empty] | OSN/IIB | AAN-2251-CSG-SAR-8-1 | 30 | #N/A | from data base
AAN2254 | Site 6435 | AAN | AAN2254 | AAN2254 | AAN2254 | AANNR2254 | On Air | On Air | On Air | On Air | 2009 | Permanent | 24.2108 | 55.7368 | Nokia/Ericsson | Outdoor | EITC Passive Infrastructure | Greenfield | Outdoor Green field-du Owned | Du Solo | Monopole | 2G+3G+4G+5G | BTS3900/Ultra 2G | 4CC | 2T2R | U2100 + U900 | L1800 (F1+F2) + L800 + L2100 | 2CC | 8001400 | 33 | 6 | 3 | N78 | 3 | 3 | [32 empty] | IIB | AAN-2254-CSG-IXR-E-1 | 30 | #N/A | from data base
AAN2255 | Site 6436 | AAN | AAN2255 | AAN2255 | AAN2255 | AANNR2255 | On Air | On Air | On Air | On Air | 2009 | Permanent | 24.1854 | 55.6185 | Nokia/Ericsson | Outdoor | EITC Passive Infrastructure | Greenfield | Outdoor Green field-du Owned | Du Solo | Monopole | 2G+3G+4G+5G | BTS3900/Ultra 2G | 3CC | 2T2R | U2100 + U900 | L1800 (F1) + L800 + L2100 | 2CC | 8001200 | 27 | 8 | 3 | N78 | 4 | 3 | Y | [31 empty] | IIB | AAN-2255-CSG-SAR-X-1 | 30 | #N/A | from data base
AAN2257 | Site 6437 | AAN | AAN2257 | AAN2257 | AAN2257 | AANNR2257 | On Air | On Air | On Air | On Air | 2009 | Permanent | 24.224 | 55.6884 | Nokia/Ericsson | Outdoor | EITC Passive Infrastructure | Greenfield | Outdoor Green field-du Owned | Du Solo | Monopole | 2G+3G+4G+5G | BTS3900/Ultra 2G | 4CC | 2T2R | U2100 + U900 | L1800 (F1+F2) + L800 + L2100 | 2CC | 8000700 | 28 | 6 | 3 | N78 | 3 | 3 | [32 empty] | IIB | AAN-2257-CSG-IXR-E-1 | 30 | #N/A | from data base
AAN2260 | Site 6438 | AAN | AAN2260 | AAN2260 | AAN2260 | AANNR2260 | On Air | On Air | On Air | On Air | 2009 | Permanent | 24.2053 | 55.6221 | Nokia/Ericsson | Outdoor | EITC Passive Infrastructure | Greenfield | Outdoor Green field-du Owned | Du Solo | Monopole | 2G+3G+4G+5G | BTS3900/Ultra 2G | 3CC | 2T2R | U2100 + U900 | L1800 (F1) + L800 + L2100 | 1CC | 8001000 | 28 | 6 | 3 | N41 | 3 | 3 | [32 empty] | IIB | AAN-2260-CSG-SAR-8-1 | 30 | #N/A | from data base
AAN2280 | Site 6439 | AAN | AAN2280 | AAN2280 | AAN2280 | AANNR2280 | On Air | On Air | On Air | On Air | 2009 | Permanent | 24.2649 | 55.7295 | Nokia/Ericsson | Outdoor | EITC Passive Infrastructure | Greenfield | Outdoor Green field-du Owned | DU Solo | Monopole | 2G+3G+4G+5G | BTS3900/Flexi 2G | 4CC | 2T2R | U2100 + U900 | L1800 (F1+F2) + L800 + L2100 | 2CC | 8000500 | 28 | 8 | 3 | N78 | 4 | 3 | [32 empty] | IIB | AAN-2280-CSG-ASR920-LD-1 | 30 | #N/A | from data base
AAN2281 | Site 6440 | AAN | AAN2281 | AAN2281 | AAN2281 | AANNR2281 | On Air | On Air | On Air | On Air | 2009 | Permanent | 24.2509 | 55.7113 | Nokia/Ericsson | Outdoor | EITC Passive Infrastructure | Greenfield | Outdoor Green field-du Owned | DU Solo | Monopole | 2G+3G+4G+5G | BTS3900/Flexi 2G | 3CC | 2T2R | U2100 + U900 | L1800 (F1) + L800 + L2100 | 2CC | 8000600 | 27 | 8 | 3 | N78 | 4 | 3 | Y | [31 empty] | IIB | AAN-2281-CSG-SAR-X-1 | 30 | #N/A | from data base
AAN2282 | Site 6441 | AAN | AAN2282 | AAN2282 | AAN2282 | AANNR2282 | On Air | On Air | On Air | On Air | 2009 | Permanent | 24.2349 | 55.7395 | Nokia/Ericsson | Outdoor | EITC Passive Infrastructure | Greenfield | Outdoor Green field-du Owned | DU Solo | Palm Tree | 2G+3G+4G+5G | BTS3900/Flexi 2G | 4CC | 2T2R | U2100 + U900 | L1800 (F1+F2) + L800 + L2100 | 2CC | 8001500 | 28 | 6 | 3 | N78 | 3 | 3 | [32 empty] | IIB | AAN-2282-CSG-SAR-X-1 | 30 | #N/A | from data base
AAN2283 | Site 6442 | AAN |  | AAN2283 | AAN2283 | AANNR2283 |  | On Air | On Air | On Air | 2014-06-12 | Permanent | 24.2411 | 55.7082 | Nokia/Ericsson | Outdoor | EITC Passive Infrastructure | Greenfield | Outdoor Green field-du Owned | Du Solo | Greenfield | 3G+4G+5G | BTS3900 | 3CC | 2T2R | U2100 + U900 | L1800 (F1) + L800 + L2100 | 2CC | 8000700 | 28 | 8 | 3 | N78 | 4 | 3 | Y | [31 empty] | IIB | AAN-2283-CSG-IXR-E-1 | 30 | #N/A | from data base
AAN2285 | Site 6443 | AAN | AAN2285 | AAN2285 | AAN2285 | AANNR2285 | On Air | On Air | On Air | On Air | 2012-12-26 | Permanent | 24.2216 | 55.7697 | Nokia/Ericsson | Outdoor | EITC Passive Infrastructure | Rooftop | RT-du Owned | Du Solo | Rooftop | 2G+3G+4G+5G | BTS3900/Flexi 2G | 3CC | 2T2R | U2100 + U900 | L1800 (F1) + L800 + L2100 | 2CC | 8001800 | 16 | 6 | 3 | N78 | 3 | 3 | [32 empty] | IIB | AAN-2285-CSG-IXR-E-1 | 3 | #N/A | Rooftop
AAN2286 | Site 6444 | AAN | AAN2286 | AAN2286 | AAN2286 | AANNR2286 | On Air | On Air | On Air | On Air | 2009 | Permanent | 24.2246 | 55.7631 | Nokia/Ericsson | Outdoor | EITC Passive Infrastructure | Rooftop | RT-du Owned | Du Solo | Rooftop | 2G+3G+4G+5G | BTS3900/Flexi 2G | 4CC | 2T2R | U2100 + U900 | L1800 (F1+F2) + L800 + L2100 | 2CC | 8001800 | 15 | 6 | 3 | N78 | 3 | 3 | [32 empty] | IIB | AAN-2286-CSG-IXR-E-1 | 3 | #N/A | Rooftop
AAN2287 | Site 6445 | AAN | AAN2287 | AAN2287 | AAN2287 | AANNR2287 | On Air | On Air | On Air | On Air | 2010-11-27 | Permanent | 24.2184 | 55.7751 | Nokia/Ericsson | Outdoor | EITC Passive Infrastructure | Rooftop | RT-du Owned | Du Solo | Rooftop | 2G+3G+4G+5G | BTS3900/Flexi 2G | 4CC | 2T2R | U2100 + U900 | L1800 (F1+F2) + L800 + L2100 | 2CC | 8001800 | 16 | 6 | 3 | N78 | 3 | 3 | [32 empty] | IIB | AAN-2287-CSG-SAR-X-1 | 3 | #N/A | Rooftop
AAN2288 | Site 6446 | AAN | AAN2288 | AAN2288 | AAN2288 | AANNR2288 | On Air | On Air | On Air | On Air | 2010-10-19 | Permanent | 24.2165 | 55.7874 | Nokia/Ericsson | Outdoor | EITC Passive Infrastructure | Greenfield | Outdoor Green field-du Owned | DU Solo | Monopole | 2G+3G+4G+5G | BTS3900/Flexi 2G | 4CC | 2T2R | U2100 + U900 | L1800 (F1+F2) + L800 + L2100 | 2CC | 8001800 | 27 | 6 | 3 | N78 | 3 | 3 | [32 empty] | IIB | AAN-2288-CSG-ASR920-LD-1 | 30 | #N/A | from data base
AAN2294 | Site 6447 | AAN | AAN2294 | AAN2294 | AAN2294 | AANNR2294 | On Air | On Air | On Air | On Air | 2010-08-12 | Permanent | 24.2363 | 55.6972 | Nokia/Ericsson | Outdoor | EITC Passive Infrastructure | Greenfield | Outdoor Green field-du Owned | DU Solo | Monopole | 2G+3G+4G+5G | BTS3900/Flexi 2G | 4CC | 2T2R | U2100 + U900 | L1800 (F1+F2) + L800 + L2100 | 2CC | 8000700 | 29 | 6 | 3 | N78 | 3 | 3 | [32 empty] | IIB | AAN-2294-CSG-ASR920-LD-1 | 30 | #N/A | from data base
AAN2295 | Site 6448 | AAN | AAN2295 | AAN2295 | AAN2295 | AANNR2295 | On Air | On Air | On Air | On Air | 2009 | Permanent | 24.2451 | 55.6781 | Nokia/Ericsson | Outdoor | EITC Passive Infrastructure | Greenfield | Outdoor Green field-du Owned | Du Solo | Monopole | 2G+3G+4G+5G | BTS3900/Ultra 2G | 3CC | 2T2R | U2100 + U900 | L1800 (F1) + L800 + L2100 | 2CC | 8000600 | 28 | 6 | 3 | N78 | 3 | 3 | [32 empty] | IIB | AAN-1295-PREAGG-SR7-1 | 30 | #N/A | from data base
AAN2298 | Site 6449 | AAN | AAN2298 | AAN2298 | AAN2298 | AANNR2298 | On Air | On Air | On Air | On Air | 2009 | Permanent | 24.2464 | 55.5699 | Nokia/Ericsson | Outdoor | EITC Passive Infrastructure | Greenfield | Outdoor Green field-du Owned | Du Solo | Monopole | 2G+3G+4G+5G | BTS3900/Flexi 2G | 3CC | 2T2R | U2100 + U900 | L1800 (F1) + L800 + L2100 | 1CC | 8006500 | 39 | 8 | 3 | N41 | 4 | 3 | [32 empty] | IIB | AAN-2298-CSG-SAR-X-1 | 40 | #N/A | from data base
AAN2299 | Site 6450 | AAN | AAN2299 | AAN2299 | AAN2299 | AANNR2299 | On Air | On Air | On Air | On Air | 2009 | Permanent | 24.209 | 55.5928 | Nokia/Ericsson | Outdoor | EITC Passive Infrastructure | Greenfield | Outdoor Green field-du Owned | Du Solo | Monopole | 2G+3G+4G+5G | BTS3900/Flexi 2G | 3CC | 2T2R | U2100 + U900 | L1800 (F1) + L800 + L2100 | 1CC | 8006300 | 36 | 8 | 3 | N41 | 4 | 3 | Y | [31 empty] | IIB | AAN-2299-CSG-SAR-X-1 | 40 | #N/A | from data base
AAN2318 | Site 6451 | AAN | AAN2318 | AAN2318 | AAN2318 |  | On Air | On Air | On Air |  | 2010-12-29 | Permanent | 24.6004 | 55.7841 | Nokia/Ericsson | Outdoor | Site Sharing | Site Sharing | Outdoor Site Sharing-Etisalat Owned | SS Opex | SS - Lattice Tower | 2G+3G+4G | BTS3900/Ultra 2G | 4CC | 2T2R | U2100 + U900 | L1800 (F1+F2) + L800 + L2100 |  | 8005500 | 30 | 6 |  |  | 3 | [33 empty] | IIB | AAN-2318-CSG-IXR-E-1 | 90 | LatticeTower | sharing site/ from data base
AAN2328 | Site 6452 | AAN | AAN2328 | AAN2328 | AAN2328 | AANNR2328 | On Air | On Air | On Air | On Air | 2009 | Permanent | 24.28 | 55.7781 | Nokia/Ericsson | Outdoor | EITC Passive Infrastructure | Greenfield | Outdoor Green field-du Owned | Du Solo | Monopole | 2G+3G+4G+5G | BTS3900/Flexi 2G | 4CC | 2T2R | U2100 + U900 | L1800 (F1+F2) + L800 + L2100 | 1CC | 8000200 | 27 | 6 | 3 | N41 | 3 | 3 | [32 empty] | IIB | AAN-2328-CSG-IXR-E-1 | 30 | #N/A | from data base
AAN2335 | Site 6453 | AAN | AAN2335 | AAN2335 | AAN2335 | AANNR2335 | On Air | On Air | On Air | On Air | 2010-10-28 | Permanent | 24.2703 | 55.71 | Nokia/Ericsson | Outdoor | EITC Passive Infrastructure | Greenfield | Outdoor Green field-du Owned | Du Solo | Monopole | 2G+3G+4G+5G | BTS3900/Ultra 2G | 3CC | 2T2R | U2100 + U900 | L1800 (F1) + L800 + L2100 | 1CC | 8000600 | 29 | 6 | 3 | N41 | 3 | 3 | [32 empty] | IIB | AAN-2335-CSG-ASR920-LD-1 | 30 | #N/A | from data base
AAN2337 | Site 6454 | AAN | AAN2337 | AAN2337 | AAN2337 |  | On Air | On Air | On Air |  | 2009 | Permanent | 24.1388 | 55.7938 | Nokia/Ericsson | Outdoor | EITC Passive Infrastructure | Greenfield | Outdoor Green field-du Owned | Du Solo | Monopole | 2G+3G+4G | BTS3900/Ultra 2G | 3CC | 2T2R | U2100 + U900 | L1800 (F1) + L800 + L2100 |  | 8002300 | 29 | 6 |  |  | 3 | [33 empty] | IIB | AAN-2337-CSG-IXR-E-1 | 30 | #N/A | from data base
AAN2339 | Site 6455 | AAN | AAN2339 | AAN2339 | AAN2339 | AANNR2339 | On Air | On Air | On Air | On Air | 2009 | Permanent | 24.2288 | 55.6577 | Nokia/Ericsson | Outdoor | EITC Passive Infrastructure | Greenfield | Outdoor Green field-du Owned | DU Solo | Monopole | 2G+3G+4G+5G | BTS3900/Flexi 2G | 3CC | 2T2R | U2100 + U900 | L1800 (F1) + L800 + L2100 | 2CC | 8000800 | 29 | 6 | 3 | N78 | 3 | 3 | [32 empty] | IIB | AAN-2339-CSG-ASR920-LD-1 | 30 | #N/A | from data base
AAN2340 | Site 6456 | AAN | AAN2340 | AAN2340 | AAN2340 | AANNR2340 | On Air | On Air | On Air | On Air | 2009 | Permanent | 24.1941 | 55.6743 | Nokia/Ericsson | Outdoor | EITC Passive Infrastructure | Greenfield | Outdoor Green field-du Owned | Du Solo | RDU | 2G+3G+4G+5G | BTS3900/Flexi 2G | 3CC | 2T2R | U2100 + U900 | L1800 (F1) + L800 + L2100 | 2CC | 8001300 | 28 | 6 | 3 | N78 | 3 | 3 | [32 empty] | IIB | AAN-2340-CSG-SAR-X-1 | 30 | #N/A | from data base
AAN2388 | Site 6457 | AAN | AAN2388 | AAN2388 | AAN2388 | AANNR2388 | On Air | On Air | On Air | On Air | 2010-12-12 | Permanent | 24.266 | 55.7708 | Nokia/Ericsson | Outdoor | EITC Passive Infrastructure | Rooftop | RT-du Owned | Du Solo | Rooftop | 2G+3G+4G+5G | BTS3900/Flexi 2G | 4CC | 2T2R | U2100 + U900 | L1800 (F1+F2) + L800 + L2100 | 1CC | 8000200 | 12 | 6 | 3 | N41 | 3 | 3 | [32 empty] | IIB | AAN-2388-IBS-SAR-M-1 | 3 | #N/A | Rooftop
AAN2440 | Site 6458 | AAN | AAN2440 | AAN2440 | AAN2440 |  | Locked | On Air | On Air |  | 2013-11-07 | Permanent | 24.4962 | 55.3727 | Nokia/Ericsson | Outdoor | Site Sharing | Site Sharing | Outdoor Site Sharing-Etisalat Owned | SS Opex | SS - Monopole | 2G+3G+4G | BTS3900/Flexi 2G | 2CC | 2T2R | U2100 + U900 | L800 + L2100 |  | 8005700 | 28 | 6 |  |  | 3 | [33 empty] | IIB | AAN-2440-CSG-IXR-E-1 | 30 | Monopole | sharing site/ from data base
AAN2454 | Site 6459 | AAN | AAN2454 | AAN2454 | AAN2454 | AANNR2454 | On Air | On Air | On Air | On Air | 2009 | Permanent | 24.2254 | 55.7602 | Nokia/Ericsson | Outdoor | EITC Passive Infrastructure | Rooftop | RT-du Owned | Du Solo | Rooftop | 2G+3G+4G+5G | BTS3900/Flexi 2G | 4CC | 2T2R | U2100 + U900 | L1800 (F1+F2) + L800 + L2100 | 2CC | 8001800 | 18 | 6 | 3 | N78 | 3 | 3 | [32 empty] | IIB | AAN-2454-CSG-IXR-E-1 | 3 | #N/A | Rooftop
AAN2456 | Site 6460 | AAN | AAN2456 | AAN2456 | AAN2456 | AANNR2456 | On Air | On Air | On Air | On Air | 2009 | Permanent | 24.224 | 55.7661 | Nokia/Ericsson | Outdoor | EITC Passive Infrastructure | Rooftop | RT-du Owned | Du Solo | Rooftop | 2G+3G+4G+5G | BTS3900/Flexi 2G | 3CC | 2T2R | U2100 + U900 | L1800 (F1) + L800 + L2100 | 2CC | 8001800 | 21 | 6 | 3 | N78 | 3 | 3 | [32 empty] | IIB | AAN-2456-CSG-IXR-E-1 | 3 | #N/A | Rooftop
AAN2474 | Site 6461 | AAN | AAN2474 | AAN2474 | AAN2474 | AANNR2474 | On Air | On Air | On Air | On Air | 2012-10-10 | Permanent | 24.2333 | 55.7541 | Nokia/Ericsson | Outdoor | EITC Passive Infrastructure | Rooftop | RT-du Owned | Du Solo | Rooftop | 2G+3G+4G+5G | BTS3900/Flexi 2G | 3CC | 2T2R | U2100 + U900 | L1800 (F1) + L800 + L2100 | 2CC | 8001500 | 11 | 6 | 3 | N78 | 3 | 3 | [32 empty] | IIB | AAN-2474-CSG-IXR-E-1 | 3 | #N/A | Rooftop
AAN2496 | Site 6462 | AAN | AAN2496 | AAN2496 | AAN2496 | AANNR2496 | On Air | On Air | On Air | On Air | 2009 | Permanent | 24.5387 | 55.6362 | Nokia/Ericsson | Outdoor | Site Sharing | Site Sharing | Outdoor Site Sharing-Etisalat Owned | SS Opex | SS - Lattice Tower | 2G+3G+4G+5G | BTS3900/Flexi 2G | 4CC | 2T2R | U2100 + U900 | L1800 (F1+F2) + L800 + L2100 | 1CC | 8005500 | 50 | 6 | 3 | N41 | 3 | 3 | [32 empty] | IIB | AAN-2496-CSG-IXR-E-1 | 80 | LatticeTower | sharing site/ from data base
AAN2497 | Site 6463 | AAN | AAN2497 | AAN2497 | AAN2497 |  | On Air | On Air | On Air |  | 2009 | Permanent | 24.6988 | 55.7545 | Nokia/Ericsson | Outdoor | Site Sharing | Site Sharing | Outdoor Site Sharing-Etisalat Owned | SS Opex | SS - Monopole | 2G+3G+4G | BTS3900/Flexi 2G | 4CC | 2T2R | U2100 + U900 | L1800 (F1+F2) + L800 + L2100 |  | 8005100 | 35 | 6 |  |  | 3 | [33 empty] | IIB | AAN-2497-CSG-IXR-E-1 | 40 | Monopole | sharing site/ from data base
AAN2498 | Site 6464 | AAN | AAN2498 | AAN2498 | AAN2498 |  | On Air | On Air | On Air |  | 2009 | Permanent | 24.7461 | 55.8008 | Nokia/Ericsson | Outdoor | Site Sharing | Site Sharing | Outdoor Site Sharing-Etisalat Owned | SS Opex | SS - Monopole | 2G+3G+4G | BTS3900/Flexi 2G | 4CC | 2T2R | U2100 + U900 | L1800 (F1+F2) + L800 + L2100 |  | 8005100 | 50 | 6 |  |  | 3 | [33 empty] | IIB | AAN-2498-CSG-IXR-E-1 | 70 | LatticeTower | sharing site/ from data base
AAN2499 | Site 6465 | AAN | AAN2499 | AAN2499 | AAN2499 |  | On Air | On Air | On Air |  | 2009 | Permanent | 24.3146 | 55.6919 | Nokia/Ericsson | Outdoor | Site Sharing | Site Sharing | Outdoor Site Sharing-Etisalat Owned | SS Opex | SS - Lattice Tower | 2G+3G+4G | BTS3900/Flexi 2G | 4CC | 2T2R | U2100 + U900 | L1800 (F1+F2) + L800 + L2100 |  | 8004100 | 56 | 6 |  |  | 3 | [33 empty] | IIB | AAN-2499-CSG-IXR-E-1 | 60 | LatticeTower | sharing site/ from data base
AAN2500 | Site 6466 | AAN | AAN2500 | AAN2500 | AAN2500 | AANNR2500 | On Air | On Air | On Air | On Air | 2014-11-27 | Permanent | 24.2205 | 55.5958 | Nokia/Ericsson | Outdoor | Site Sharing | Site Sharing | Outdoor Site Sharing-Etisalat Owned | SS Opex | SS - Monopole | 2G+3G+4G+5G | BTS3900/MultiRadio 2G | 3CC | 2T2R | U2100 + U900 | L1800 (F1) + L800 + L2100 | 1CC | 8006300 | 33 | 6 | 3 | N41 | 3 | 3 | [32 empty] | IIB | AAN-2500-CSG-IXR-E-1 | 35 | Monopole | sharing site/ from data base
AAN2502 | Site 6467 | AAN | AAN2502 | AAN2502 | AAN2502 | AANNR2502 | On Air | On Air | On Air | On Air | 2010-12-07 | Permanent | 24.2392 | 55.5419 | Nokia/Ericsson | Outdoor | EITC Passive Infrastructure | Greenfield | Outdoor Green field-du Owned | Du Solo | Monopole | 2G+3G+4G+5G | BTS3900/Flexi 2G | 3CC | 2T2R | U2100 + U900 | L1800 (F1) + L800 + L2100 | 1CC | 8006500 | 29 | 6 | 3 | N41 | 3 | 3 | [32 empty] | IIB | AAN-2502-CSG-ASR920-LD-1 | 30 | #N/A | from data base
AAN2503 | Site 6468 | AAN | AAN2503 | AAN2503 | AAN2503 | AANNR2503 | On Air | On Air | On Air | On Air | 2009 | Permanent | 24.2179 | 55.5579 | Nokia/Ericsson | Outdoor | EITC Passive Infrastructure | Greenfield | Outdoor Green field-du Owned | DU Solo | Monopole | 2G+3G+4G+5G | BTS3900/Flexi 2G | 3CC | 2T2R | U2100 + U900 | L1800 (F1) + L800 + L2100 | 1CC | 8006500 | 29 | 6 | 3 | N41 | 3 | 3 | [32 empty] | IIB | AAN-2503-CSG-SAR-X-1 | 40 | #N/A | from data base
AAN2507 | Site 6469 | AAN | AAN2507 | AAN2507 | AAN2507 | AANNR2507 | On Air | On Air | On Air | On Air | 2010-11-23 | Permanent | 24.5995 | 55.753 | Nokia/Ericsson | Outdoor | EITC Passive Infrastructure | Greenfield | Outdoor Green field-du Owned | DU Solo | Monopole | 2G+3G+4G+5G | BTS3900/Flexi 2G | 4CC | 2T2R | U2100 + U900 | L1800 (F1+F2) + L800 + L2100 | 1CC | 8005500 | 38 | 6 | 3 | N41 | 3 | 3 | [32 empty] | IIB | AAN-2507-CSG-SAR-8-1 | 40 | #N/A | from data base
AAN2508 | Site 6470 | AAN | AAN2508 | AAN2508 | AAN2508 | AANNR2508 | Locked | On Air | On Air | On Air | 2009 | Permanent | 24.1977 | 55.6769 | Nokia/Ericsson | Outdoor | EITC Passive Infrastructure | Greenfield | Outdoor Green field-du Owned | Du Solo | RDU | 2G+3G+4G+5G | BTS3900/Flexi 2G | 3CC | 2T2R | U2100 + U900 | L1800 (F1) + L800 + L2100 | 2CC | 8001300 | 29 | 6 | 3 | N78 | 3 | 3 | [32 empty] | IIB | AAN-2508-IBS-SAR-M-1 | 30 | #N/A | from data base
AAN2518 | Site 6471 | AAN |  | AAN2518 | AAN2518 | AANNR2518 |  | On Air | On Air | On Air | 2014-06-16 | Permanent | 24.5534 | 55.6718 | Nokia/Ericsson | Outdoor | EITC Passive Infrastructure | Greenfield | Outdoor Green field-du Owned | Du Solo | GreenField | 3G+4G+5G | BTS3900 | 4CC | 2T2R | U2100 + U900 | L1800 (F1+F2) + L800 + L2100 | 1CC | 8005500 | 38 | 8 | 3 | N41 | 4 | 3 | [32 empty] | IIB | AAN-2518-CSG-IXR-E-1 | 40 | #N/A | from data base
AAN2520 | Site 6472 | AAN |  | AAN2520 | AAN2520 | AANNR2520 |  | On Air | On Air | On Air | 2014-10-07 | Permanent | 24.2202 | 55.7841 | Ericsson | Outdoor | EITC Passive Infrastructure | Greenfield | Outdoor Green field-du Owned | Du Solo | Palm Tree | 3G+4G+5G | BTS3900 | 4CC | 2T2R | U2100 + U900 | L1800 (F1+F2) + L800 + L2100 | 2CC | 8001800 | 19 | 8 | 3 | N78 | 4 | 3 | [32 empty] | IIB | AAN-2520-CSG-IXR-E-1 | 18 | #N/A | from data base
AAN2521 | Site 6473 | AAN | AAN2521 | AAN2521 | AAN2521 | AANNR2521 | On Air | On Air | On Air | On Air | 2009 | Permanent | 24.2567 | 55.5673 | Nokia/Ericsson | Outdoor | Site Sharing | Site Sharing | Outdoor Site Sharing-Etisalat Owned | SS Opex | SS - Monopole | 2G+3G+4G+5G | BTS3900/Flexi 2G | 3CC | 2T2R | U2100 + U900 | L1800 (F1) + L800 + L2100 | 1CC | 8006500 | 36 | 6 | 3 | N41 | 3 | 3 | [32 empty] | IIB | AAN-2521-CSG-ASR920-LD-1 | 40 | Monopole | sharing site/ from data base
AAN2522 | Site 6474 | AAN | AAN2522 | AAN2522 | AAN2522 | AANNR2522 | On Air | On Air | On Air | On Air | 2009 | Permanent | 24.2102 | 55.5194 | Nokia/Ericsson | Outdoor | Site Sharing | Site Sharing | Outdoor Site Sharing-Etisalat Owned | SS Opex | SS - Monopole | 2G+3G+4G+5G | BTS3900/Flexi 2G | 3CC | 2T2R | U2100 + U900 | L1800 (F1) + L800 + L2100 | 1CC | 8006700 | 39 | 6 | 3 | N41 | 3 | 3 | [32 empty] | IIB | AAN-2522-CSG-SAR-X-1 | 90 | LatticeTower | sharing site/ from data base
AAN2523 | Site 6475 | AAN | AAN2523 | AAN2523 | AAN2523 | AANNR2523 | On Air | On Air | On Air | On Air | 2012-10-23 | Permanent | 24.2553 | 55.6941 | Nokia/Ericsson | Outdoor | Site Sharing | Site Sharing | Outdoor Site Sharing-Etisalat Owned | SS Opex | SS - Monopole | 2G+3G+4G+5G | BTS3900/Flexi 2G | 4CC | 2T2R | U2100 + U900 | L1800 (F1+F2) + L800 + L2100 | 1CC | 8000600 | 28 | 6 | 3 | N41 | 3 | 3 | [32 empty] | MW | 0 | 35 | Monopole | sharing site/ from data base
AAN2524 | Site 6476 | AAN | AAN2524 | AAN2524 | AAN2524 |  | Locked | On Air | On Air |  | 2012-12-16 | Permanent | 24.7123 | 55.6217 | Nokia/Ericsson | Outdoor | Site Sharing | Site Sharing | Outdoor Site Sharing-Etisalat Owned | SS Opex | SS - Lattice Tower | 2G+3G+4G | BTS3900/Flexi 2G | 4CC | 2T2R | U2100 + U900 | L1800 (F1+F2) + L800 + L2100 |  | 8005300 | 63 | 6 |  |  | 3 | [33 empty] | IIB | AAN-2524-IBS-SAR-M-1 | 90 | LatticeTower | sharing site/ from data base
AAN2531 | Site 6477 | AAN | AAN2531 | AAN2531 | AAN2531 | AANNR2531 | On Air | On Air | On Air | On Air | 2009 | Permanent | 24.3573 | 55.7927 | Nokia/Ericsson | Outdoor | Site Sharing | Site Sharing | Outdoor Site Sharing-Etisalat Owned | SS Opex | SS - Monopole | 2G+3G+4G+5G | BTS3900/Flexi 2G | 3CC | 2T2R | U2100 + U900 | L1800 (F1) + L800 + L2100 | 1CC | 8000100 | 26 | 6 | 3 | N41 | 3 | 3 | [32 empty] | IIB | AAN-2531-CSG-SAR-X-1 | 30 | Monopole | sharing site/ from data base
AAN2537 | Site 6478 | AAN | AAN2537 | AAN2537 | AAN2537 | AANNR2537 | On Air | On Air | On Air | On Air | 2012-12-27 | Permanent | 24.2059 | 55.53 | Nokia/Ericsson | Outdoor | EITC Passive Infrastructure | Greenfield | Outdoor Green field-du Owned | DU Solo | Monopole | 2G+3G+4G+5G | BTS3900/Flexi 2G | 3CC | 2T2R | U2100 + U900 | L1800 (F1) + L800 + L2100 | 1CC | 8006500 | 38 | 8 | 3 | N41 | 4 | 3 | Y | [31 empty] | IIB | AAN-2537-CSG-SAR-X-1 | 40 | #N/A | from data base
AAN2539 | Site 6479 | AAN | AAN2539 | AAN2539 | AAN2539 | AANNR2539 | On Air | On Air | On Air | On Air | 2012-12-27 | Permanent | 24.2196 | 55.5485 | Nokia/Ericsson | Outdoor | EITC Passive Infrastructure | Greenfield | Outdoor Green field-du Owned | Du Solo | Monopole | 2G+3G+4G+5G | BTS3900/Flexi 2G | 4CC | 2T2R | U2100 + U900 | L1800 (F1+F2) + L800 + L2100 | 1CC | 8006500 | 28 | 6 | 3 | N41 | 3 | 3 | [32 empty] | IIB | AAN-2539-CSG-SAR-X-1 | 30 | #N/A | from data base
AAN2546 | Site 6480 | AAN | AAN2546 | AAN2546 | AAN2546 | AANNR2546 | On Air | On Air | On Air | On Air | 2012-08-06 | Permanent | 24.2648 | 55.7614 | Nokia/Ericsson | Outdoor | EITC Passive Infrastructure | Greenfield | Outdoor Green field-du Owned | DU Solo | Monopole | 2G+3G+4G+5G | BTS3900/Flexi 2G | 3CC | 2T2R | U2100 + U900 | L1800 (F1) + L800 + L2100 | 1CC | 8000400 | 19 | 6 | 3 | N41 | 3 | 3 | [32 empty] | IIB | AAN-2546-CSG-ASR920-LD-1 | 30 | #N/A | from data base
AAN2547 | Site 6481 | AAN |  | AAN2547 | AAN2547 | AANNR2547 |  | On Air | On Air | On Air | 2014-09-16 | Permanent | 24.3985 | 55.7972 | Nokia/Ericsson | Outdoor | EITC Passive Infrastructure | Greenfield | Outdoor Green field-du Owned | Du Solo | Monopole | 3G+4G+5G | BTS3900 | 4CC | 2T2R | U2100 + U900 | L1800 (F1+F2) + L800 + L2100 | 1CC | 8005900 | 29 | 6 | 3 | N41 | 3 | 3 | [32 empty] | IIB | AAN-2547-CSG-SAR-X-1 | 30 | #N/A | from data base
AAN2548 | Site 6482 | AAN | AAN2548 | AAN2548 | AAN2548 | AANNR2548 | On Air | On Air | On Air | On Air | 2014-08-25 | Permanent | 24.3147 | 55.7978 | Nokia/Ericsson | Outdoor | EITC Passive Infrastructure | Greenfield | Outdoor Green field-du Owned | Du Solo | Monopole | 2G+3G+4G+5G | BTS3900/MultiRadio 2G | 3CC | 2T2R | U2100 + U900 | L1800 (F1) + L800 + L2100 | 1CC | 8000200 | 20 | 8 | 3 | N41 | 4 | 3 | Y | [31 empty] | IIB | AAN-2548-CSG-IXR-E-1 | 30 | #N/A | from data base
AAN2567 | Site 6483 | AAN | AAN2567 | AAN2567 | AAN2567 | AANNR2567 | Locked | On Air | On Air | On Air | 2014-12-30 | Permanent | 24.1978 | 55.533 | Nokia/Ericsson | Outdoor | Site Sharing | Site Sharing | Outdoor Site Sharing-Etisalat Owned | SS Opex | SS - Monopole | 2G+3G+4G+5G | BTS3900/MultiRadio 2G | 3CC | 2T2R | U2100 + U900 | L1800 (F1) + L800 + L2100 | 1CC | 8006500 | 28 | 6 | 3 | N41 | 3 | 3 | [32 empty] | IIB | AAN-2567-CSG-SAR-X-1 | 30 | Monopole | sharing site/ from data base
AAN2577 | Site 6484 | AAN | AAN2577 | AAN2577 | AAN2577 | AANNR2577 | On Air | On Air | On Air | On Air | 2013-08-06 | Permanent | 24.1964 | 55.6077 | Nokia/Ericsson | Outdoor | Site Sharing | Site Sharing | Outdoor Site Sharing-Etisalat Owned | SS Opex | SS - Monopole | 2G+3G+4G+5G | BTS3900/Flexi 2G | 3CC | 2T2R | U2100 + U900 | L1800 (F1) + L800 + L2100 | 1CC | 8001000 | 33 | 6 | 3 | N41 | 3 | 3 | [32 empty] | IIB | AAN-2577-CSG-ASR920-LD-1 | 35 | Monopole | sharing site/ from data base
AAN2609 | Site 6485 | AAN |  | AAN2609 | AAN2609 | AANNR2609 |  | On Air | On Air | On Air | 2014-10-16 | Permanent | 24.3506 | 55.7995 | Nokia/Ericsson | Outdoor | EITC Passive Infrastructure | Greenfield | Outdoor Green field-du Owned | DU Solo | Greenfield | 3G+4G+5G | BTS3900 | 3CC | 2T2R | U2100 + U900 | L1800 (F1) + L800 + L2100 | 1CC | 8000100 | 28 | 8 | 3 | N41 | 4 | 3 | Y | [31 empty] | IIB | AAN-2609-CSG-SAR-X-1 | 30 | #N/A | from data base
AAN2617 | Site 6486 | AAN | AAN2617 | AAN2617 | AAN2617 | AANNR2617 | On Air | On Air | On Air | On Air | 2015-02-05 | Permanent | 24.2289 | 55.7449 | Nokia/Ericsson | Outdoor | EITC Passive Infrastructure | Greenfield | Outdoor Green field-du Owned | Du Solo | Monopole | 2G+3G+4G+5G | BTS3900/MultiRadio 2G | 4CC | 2T2R | U2100 + U900 | L1800 (F1+F2) + L800 + L2100 | 2CC | 8001500 | 28 | 8 | 3 | N78 | 4 | 3 | [32 empty] | IIB | AAN-2617-CSG-IXR-E-1 | 30 | #N/A | from data base
AAN2801 | Site 6487 | AAN |  | AAN2801 | AAN2801 |  |  | On Air | On Air |  | 2020 | Permanent | 24.1003 | 55.7584 | Ericsson | Outdoor | Site Sharing | Site Sharing | Outdoor Site Sharing-Etisalat Owned | SS Opex | Etisalat_Opex | 3G+4G | Air Scale | 2CC | 2T2R | U2100 | L1800 (F1) + L2100 |  | 8002700 | 8 | 2 |  |  | 2 | [33 empty] | IIB | AAN-2801-CSG-ASR920-LD-1 | 10 | Monopole | sharing site/ from data base
AAN2809 | Site 6488 | AAN |  | AAN2809 | AAN2809 |  |  | On Air | On Air |  | 2020 | Permanent | 24.0828 | 55.7625 | Ericsson | Outdoor | Site Sharing | Site Sharing | Outdoor Site Sharing-Etisalat Owned | SS Opex | Etisalat_Opex | 3G+4G | Air Scale | 2CC | 2T2R | U2100 | L1800 (F1) + L2100 |  | 8002700 | 8 | 2 |  |  | 2 | [33 empty] | IIB | AAN-2809-CSG-SAR-X-1 | 10 | Monopole | sharing site/ from data base
AAN2811 | Site 6489 | AAN |  | AAN2811 | AAN2811 |  |  | On Air | On Air |  | 2020 | Permanent | 24.0782 | 55.7706 | Ericsson | Outdoor | Site Sharing | Site Sharing | Outdoor Site Sharing-Etisalat Owned | SS Opex | Etisalat_Opex | 3G+4G | Air Scale | 2CC | 2T2R | U2100 | L1800 (F1) + L2100 |  | 8002700 | 18 | 3 |  |  | 3 | [33 empty] | IIB | AAN-2811-CSG-SAR-X-1 | 40 | LatticeTower | sharing site/ from data base
AAN2813 | Site 6490 | AAN |  | AAN2813 | AAN2813 |  |  | On Air | On Air |  | 2020 | Permanent | 24.0666 | 55.7775 | Ericsson | Outdoor | Site Sharing | Site Sharing | Outdoor Site Sharing-Etisalat Owned | SS Opex | Etisalat_Opex | 3G+4G | Air Scale | 2CC | 2T2R | U2100 | L1800 (F1) + L2100 |  | 8002700 | 8 | 2 |  |  | 2 | [33 empty] | MW | 0 | 10 | Monopole | sharing site/ from data base
AAN2814 | Site 6491 | AAN |  | AAN2814 | AAN2814 |  |  | On Air | On Air |  | 2020 | Permanent | 24.0599 | 55.7781 | Ericsson | Outdoor | EITC Passive Infrastructure | Greenfield | Outdoor Green field-du Owned- Small Cells | Du Solo | Greenfield Pole | 3G+4G | Air Scale | 2CC | 2T2R | U2100 | L1800 (F1) + L2100 |  | 8002700 | 12 | 3 |  |  | 3 | [33 empty] | MW | 0 | 12 | #N/A | from data base
AAN2846 | Site 6492 | AAN |  | AAN2846 | AAN2846 | AANNR2846 |  | On Air | On Air | On Air | 2009 | Permanent | 24.2199 | 55.7226 | Nokia/Ericsson | Outdoor | EITC Passive Infrastructure | Greenfield | Outdoor Green field-du Owned | Du Solo | GF | 3G+4G+5G | BTS3910 | 4CC | 2T2R | U2100 + U900 | L1800 (F1+F2) + L800 + L2100 | 2CC | 8001400 | 35 | 6 | 3 | N78 | 3 | 3 | [32 empty] | IIB | AAN-2846-CSG-IXR-E-1 | 35 | #N/A | from data base
AAN2847 | Site 6493 | AAN |  | AAN2847 | AAN2847 | AANNR2847 |  | On Air | On Air | On Air | 2017-06-11 | Permanent | 24.2104 | 55.7283 | Nokia/Ericsson | Outdoor | EITC Passive Infrastructure | Greenfield | Outdoor Green field-du Owned | Du Solo | Monopole | 3G+4G+5G | BTS3910 | 4CC | 2T2R | U2100 + U900 | L1800 (F1+F2) + L800 + L2100 | 2CC | 8001400 | 29 | 6 | 3 | N78 | 3 | 3 | [32 empty] | IIB | AAN-2847-CSG-SAR-X-1 | 30 | #N/A | from data base
AAN2850 | Site 6494 | AAN |  | AAN2850 | AAN2850 | AANNR2850 |  | On Air | On Air | On Air | 2017-06-06 | Permanent | 24.2011 | 55.5889 | Nokia/Ericsson | Outdoor | EITC Passive Infrastructure | Greenfield | Outdoor Green field-du Owned | Du Solo | Monopole | 3G+4G+5G | BTS3910 | 3CC | 2T2R | U2100 + U900 | L1800 (F1) + L800 + L2100 | 1CC | 8006300 | 29 | 6 | 3 | N41 | 3 | 3 | [32 empty] | IIB | AAN-2850-CSG-IXR-E-1 | 30 | #N/A | from data base
AAN2855 | Site 6495 | AAN |  | AAN2855 | AAN2855 | AANNR2855 |  | On Air | On Air | On Air | 2009 | Permanent | 24.5909 | 55.7463 | Nokia/Ericsson | Outdoor | EITC Passive Infrastructure | Greenfield | Outdoor Green field-du Owned | Du Solo | GF | 3G+4G+5G | BTS3910 | 2CC | 2T2R | U2100 + U900 | L800 + L2100 | 1CC | 8005500 | 33 | 6 | 3 | N41 | 3 | 3 | [32 empty] | IIB | AAN-2855-CSG-IXR-E-1 | 35 | #N/A | from data base
AAN2856 | Site 6496 | AAN | AAN2856 | AAN2856 | AAN2856 |  | On Air | On Air | On Air |  | 2015-06-11 | Permanent | 24.0379 | 55.4657 | Nokia/Ericsson | Outdoor | Site Sharing | Site Sharing | Outdoor Site Sharing-Etisalat Owned | SS Opex | SS - Monopole | 2G+3G+4G | BTS3900/MultiRadio 2G | 2CC | 2T2R | U2100 + U900 | L800 + L2100 |  | 8007100 | 38 | 6 |  |  | 3 | [33 empty] | MW | 0 | 40 | Monopole | sharing site/ from data base
AAN2874 | Site 6497 | AAN |  | AAN2874 | AAN2874 | AANNR2874 |  | On Air | On Air | On Air | 2016-07-04 | Permanent | 24.2025 | 55.6317 | Nokia/Ericsson | Outdoor | EITC Passive Infrastructure | Greenfield | Outdoor Green field-du Owned | Du Solo | Monopole | 3G+4G+5G | BTS3900 | 4CC | 2T2R | U2100 + U900 | L1800 (F1+F2) + L800 + L2100 | 2CC | 8001000 | 29 | 6 | 3 | N78 | 3 | 3 | [32 empty] | IIB | AAN-2874-CSG-ASR920-LD-1 | 30 | #N/A | from data base
AAN2875 | Site 6498 | AAN |  | AAN2875 | AAN2875 |  |  | On Air | On Air |  | 2016-01-07 | Permanent | 24.737 | 55.782 | Nokia/Ericsson | Outdoor | Site Sharing | Site Sharing | Outdoor Site Sharing-Etisalat Owned | SS Opex | Site Share - Monopole | 3G+4G | BTS3900 | 2CC | 2T2R | U2100 + U900 | L800 + L2100 |  | 8005100 | 37 | 6 |  |  | 3 | [33 empty] | IIB | AAN-2875-CSG-IXR-E-1 | 40 | Monopole | sharing site/ from data base
AAN2876 | Site 6499 | AAN | AAN2876 | AAN2876 | AAN2876 | AANNR2876 | On Air | On Air | On Air | On Air | 2009 | Permanent | 24.6906 | 55.6314 | Nokia/Ericsson | Outdoor | EITC Passive Infrastructure | Greenfield | Outdoor Green field-du Owned | Du Solo | Lattice Tower | 2G+3G+4G+5G | BTS3900/Ultra 2G | 4CC | 2T2R | U2100 + U900 | L1800 (F1+F2) + L800 + L2100 | 1CC | 8005300 | 45 | 6 | 3 | N41 | 3 | 3 | [32 empty] | IIB | AAN-5004-CSG-SAR-8-1 | 45 | #N/A | from data base
AAN2893 | Site 6500 | AAN |  | AAN2893 | AAN2893 | AANNR2893 |  | On Air | On Air | On Air | 2016-09-25 | Permanent | 24.2275 | 55.5434 | Nokia/Ericsson | Outdoor | EITC Passive Infrastructure | Greenfield | Outdoor Green field-du Owned | Du Solo | Monopole | 3G+4G+5G | BTS3900 | 4CC | 2T2R | U2100 + U900 | L1800 (F1+F2) + L800 + L2100 | 1CC | 8006500 | 29 | 8 | 3 | N41 | 4 | 3 | [32 empty] | IIB | AAN-2893-CSG-SAR-X-1 | 30 | #N/A | from data base
AAN2922 | Site 6501 | AAN |  | AAN2922 | AAN2922 | AANNR2922 |  | On Air | On Air | On Air | 2015-01-21 | Permanent | 24.3032 | 55.7873 | Ericsson | Outdoor | EITC Passive Infrastructure | Greenfield | Outdoor Green field-du Owned- Small Cells | Du Solo | Atom | 3G+4G+5G | Atom cell | 1CC | 2T2R | U2100 + U900 | L1800 (F1) | 1CC | 8000200 | 9 | 2 | 2 | N41 | - | 2 | [32 empty] | MW | 0 | 3 | #N/A | Rooftop
AAN2923 | Site 6502 | AAN |  | AAN2923 | AAN2923 | AANNR2923 |  | On Air | On Air | On Air | 2015-08-02 | Permanent | 24.3018 | 55.7791 | Nokia/Ericsson | Outdoor | EITC Passive Infrastructure | Greenfield | Outdoor Green field-du Owned | DU Solo | Monopole | 3G+4G+5G | BTS3900 | 4CC | 2T2R | U2100 + U900 | L1800 (F1+F2) + L800 + L2100 | 1CC | 8000200 | 28 | 6 | 3 | N41 | 3 | 3 | [32 empty] | IIB | AAN-2923-CSG-IXR-E-1 | 30 | #N/A | from data base
AAN2004 | Site 6503 | AAN | AAN2004 | AAN2004 | AAN2004 | AANNR2004 | On Air | On Air | On Air | On Air | 2009 | Permanent | 24.1822 | 55.6009 | Nokia/Ericsson | Outdoor | EITC Passive Infrastructure | Greenfield | Outdoor Green field-du Owned | Du Solo | Monopole | 2G+3G+4G+5G | BTS3900/Ultra 2G | 3CC | 2T2R | U2100 + U900 | L1800 (F1) + L800 + L2100 | 1CC | 8001200 | 29 | 6 | 3 | N41 | 3 | 3 | [32 empty] | IIB | AAN-2004-CSG-IXR-E-1 | 30 | #N/A | from data base
AAN2007 | Site 6504 | AAN | AAN2007 | AAN2007 | AAN2007 | AANNR2007 | On Air | On Air | On Air | On Air | 2009 | Permanent | 24.2445 | 55.7361 | Nokia/Ericsson | Outdoor | EITC Passive Infrastructure | Greenfield | Outdoor Green field-du Owned | DU Solo | Monopole | 2G+3G+4G+5G | BTS3900/Ultra 2G | 4CC | 2T2R | U2100 + U900 | L1800 (F1+F2) + L800 + L2100 | 2CC | 8000500 | 28 | 6 | 3 | N78 | 3 | 3 | [32 empty] | IIB | AAN-2007-SCSG-SR7B-1 | 30 | #N/A | from data base
AAN2008 | Site 6505 | AAN | AAN2008 | AAN2008 | AAN2008 | AANNR2008 | On Air | On Air | On Air | On Air | 2009 | Permanent | 24.2459 | 55.7455 | Nokia/Ericsson | Outdoor | EITC Passive Infrastructure | Greenfield | Outdoor Green field-du Owned | DU Solo | Monopole | 2G+3G+4G+5G | BTS3900/Ultra 2G | 4CC | 2T2R | U2100 + U900 | L1800 (F1+F2) + L800 + L2100 | 2CC | 8000500 | 28 | 6 | 3 | N78 | 3 | 3 | [32 empty] | IIB | AAN-2008-CSG-SAR-X-1 | 30 | #N/A | from data base
AAN2013 | Site 6506 | AAN | AAN2013 | AAN2013 | AAN2013 | AANNR2013 | On Air | On Air | On Air | On Air | 2009 | Permanent | 24.2594 | 55.7188 | Nokia/Ericsson | Outdoor | EITC Passive Infrastructure | Greenfield | Outdoor Green field-du Owned | Du Solo | Monopole | 2G+3G+4G+5G | BTS3900/Flexi 2G | 3CC | 2T2R | U2100 + U900 | L1800 (F1) + L800 + L2100 | 2CC | 8000600 | 28 | 6 | 3 | N78 | 3 | 3 | [32 empty] | IIB | AAN-2013-CSG-ASR920-LD-1 | 30 | #N/A | from data base
AAN2014 | Site 6507 | AAN | AAN2014 | AAN2014 | AAN2014 | AANNR2014 | On Air | On Air | On Air | On Air | 2009 | Permanent | 24.3291 | 55.7968 | Nokia/Ericsson | Outdoor | EITC Passive Infrastructure | Greenfield | Outdoor Green field-du Owned | DU Solo | Monopole | 2G+3G+4G+5G | BTS3900/Ultra 2G | 3CC | 2T2R | U2100 + U900 | L1800 (F1) + L800 + L2100 | 1CC | 8000100 | 34 | 6 | 3 | N41 | 3 | 3 | [32 empty] | IIB | AAN-2014-CSG-ASR920-LD-1 | 30 | #N/A | from data base
AAN2017 | Site 6508 | AAN | AAN2017 | AAN2017 | AAN2017 | AANNR2017 | On Air | On Air | On Air | On Air | 2009 | Permanent | 24.2011 | 55.7674 | Nokia/Ericsson | Outdoor | EITC Passive Infrastructure | Greenfield | Outdoor Green field-du Owned | Du Solo | Lattice Tower | 2G+3G+4G+5G | BTS3900/Flexi 2G | 4CC | 2T2R | U2100 + U900 | L1800 (F1+F2) + L800 + L2100 | 2CC | 8002400 | 25 | 6 | 3 | N78 | 3 | 3 | [32 empty] | IIB | AAN-2017-CSG-ASR920-LD-1 | 45 | #N/A | from data base
AAN2019 | Site 6509 | AAN | AAN2019 | AAN2019 | AAN2019 | AANNR2019 | Locked | On Air | On Air | On Air | 2009 | Permanent | 24.2145 | 55.7465 | Nokia/Ericsson | Outdoor | EITC Passive Infrastructure | Greenfield | Outdoor Green field-du Owned | Du Solo | Monopole | 2G+3G+4G+5G | BTS3900/Ultra 2G | 4CC | 2T2R | U2100 + U900 | L1800 (F1+F2) + L800 + L2100 | 2CC | 8001600 | 29 | 7 | 3 | N78 | 4 | 3 | [32 empty] | IIB | AAN-2019-SCSG-IXR-R6-1 | 30 | #N/A | from data base
AAN2020 | Site 6510 | AAN | AAN2020 | AAN2020 | AAN2020 | AANNR2020 | On Air | On Air | On Air | On Air | 2009 | Permanent | 24.2176 | 55.7148 | Nokia/Ericsson | Outdoor | EITC Passive Infrastructure | Greenfield | Outdoor Green field-du Owned | DU Solo | Monopole | 2G+3G+4G+5G | BTS3900/Ultra 2G | 4CC | 2T2R | U2100 + U900 | L1800 (F1+F2) + L800 + L2100 | 2CC | 8001400 | 30 | 6 | 3 | N78 | 3 | 3 | [32 empty] | IIB | AAN-2020-SCSG-IXR-R6-1 | 30 | #N/A | from data base
AAN2021 | Site 6511 | AAN | AAN2021 | AAN2021 | AAN2021 | AANNR2021 | On Air | On Air | On Air | On Air | 2009 | Permanent | 24.1994 | 55.7749 | Nokia/Ericsson | Outdoor | EITC Passive Infrastructure | Greenfield | Outdoor Green field-du Owned | Du Solo | Monopole | 2G+3G+4G+5G | BTS3900/Ultra 2G | 4CC | 2T2R | U2100 + U900 | L1800 (F1+F2) + L800 + L2100 | 2CC | 8001900 | 27 | 6 | 3 | N78 | 3 | 3 | [32 empty] | IIB | AAN-2021-PREAGG-SR7-1 | 30 | #N/A | from data base
AAN2022 | Site 6512 | AAN | AAN2022 | AAN2022 | AAN2022 | AANNR2022 | On Air | On Air | On Air | On Air | 2009 | Permanent | 24.2378 | 55.6864 | Nokia/Ericsson | Outdoor | EITC Passive Infrastructure | Greenfield | Outdoor Green field-du Owned | DU Solo | Monopole | 2G+3G+4G+5G | BTS3900/Ultra 2G | 3CC | 2T2R | U2100 + U900 | L1800 (F1) + L800 + L2100 | 2CC | 8000600 | 28 | 8 | 3 | N78 | 4 | 3 | [32 empty] | IIB | AAN-2022-CSG-IXR-E-1 | 30 | #N/A | from data base
AAN2024 | Site 6513 | AAN | AAN2024 | AAN2024 | AAN2024 | AANNR2024 | On Air | On Air | On Air | On Air | 2009 | Permanent | 24.1566 | 55.7934 | Nokia/Ericsson | Outdoor | EITC Passive Infrastructure | Greenfield | Outdoor Green field-du Owned | Du Solo | Monopole | 2G+3G+4G+5G | BTS3900/Ultra 2G | 3CC | 2T2R | U2100 + U900 | L1800 (F1) + L800 + L2100 | 2CC | 8002300 | 29 | 6 | 3 | N78 | 3 | 3 | [32 empty] | IIB | AAN-2024-CSG-IXR-E-1 | 30 | #N/A | from data base
AAN2025 | Site 6514 | AAN | AAN2025 | AAN2025 | AAN2025 | AANNR2025 | On Air | On Air | On Air | On Air | 2009 | Permanent | 24.2032 | 55.658 | Nokia/Ericsson | Outdoor | EITC Passive Infrastructure | Greenfield | Outdoor Green field-du Owned | Du Solo | Monopole | 2G+3G+4G+5G | BTS3900/Ultra 2G | 4CC | 2T2R | U2100 + U900 | L1800 (F1+F2) + L800 + L2100 | 2CC | 8001300 | 29 | 7 | 3 | N78 | 4 | 3 | [32 empty] | IIB | AAN-2025-CSG-SAR-8-1 | 30 | #N/A | from data base
AAN2030 | Site 6515 | AAN | AAN2030 | AAN2030 | AAN2030 | AANNR2030 | On Air | On Air | On Air | On Air | 2009 | Permanent | 24.4893 | 55.7743 | Nokia/Ericsson | Outdoor | EITC Passive Infrastructure | Greenfield | Outdoor Green field-du Owned | Du Solo | Lattice Tower | 2G+3G+4G+5G | BTS3900/Ultra 2G | 2CC | 2T2R | U2100 + U900 | L800 + L2100 | 1CC | 8005900 | 45 | 6 | 3 | N41 | 3 | 3 | [32 empty] | IIB | AAN-2030-PREAGG-SR7-1 + AAN-5001-CSG-SAR-8-1 | 40 | #N/A | from data base
AAN2031 | Site 6516 | AAN | AAN2031 | AAN2031 | AAN2031 | AANNR2031 | On Air | On Air | On Air | On Air | 2009 | Permanent | 24.4161 | 55.7906 | Nokia/Ericsson | Outdoor | EITC Passive Infrastructure | Greenfield | Outdoor Green field-du Owned | Du Solo | Monopole | 2G+3G+4G+5G | BTS3900/Ultra 2G | 3CC | 2T2R | U2100 + U900 | L1800 (F1) + L800 + L2100 | 1CC | 8005900 | 25 | 6 | 3 | N41 | 3 | 3 | [32 empty] | OSN/IIB | AAN-2031-CSG-SAR-8-1 | 30 | #N/A | from data base
AAN2033 | Site 6517 | AAN | AAN2033 | AAN2033 | AAN2033 | AANNR2033 | On Air | On Air | On Air | On Air | 2009 | Permanent | 24.3054 | 55.7889 | Nokia/Ericsson | Outdoor | EITC Passive Infrastructure | Greenfield | Outdoor Green field-du Owned | Du Solo | Monopole | 2G+3G+4G+5G | BTS3900/Ultra 2G | 3CC | 2T2R | U2100 + U900 | L1800 (F1) + L800 + L2100 | 1CC | 8000200 | 27 | 6 | 3 | N41 | 3 | 3 | [32 empty] | IIB | AAN-2033-SCSG-SR7B-1 | 30 | #N/A | from data base
AAN2034 | Site 6518 | AAN | AAN2034 | AAN2034 | AAN2034 | AANNR2034 | On Air | On Air | On Air | On Air | 2009 | Permanent | 24.2906 | 55.7786 | Nokia/Ericsson | Outdoor | EITC Passive Infrastructure | Greenfield | Outdoor Green field-du Owned | Du Solo | Monopole | 2G+3G+4G+5G | BTS3900/Ultra 2G | 4CC | 2T2R | U2100 + U900 | L1800 (F1+F2) + L800 + L2100 | 1CC | 8000200 | 28 | 6 | 3 | N41 | 3 | 3 | [32 empty] | IIB | AAN-2034-CSG-IXR-E-1 | 30 | #N/A | from data base
AAN2039 | Site 6519 | AAN | AAN2039 | AAN2039 | AAN2039 | AANNR2039 | On Air | On Air | On Air | On Air | 2009 | Permanent | 24.251 | 55.7427 | Nokia/Ericsson | Outdoor | EITC Passive Infrastructure | Greenfield | Outdoor Green field-du Owned | Du Solo | Monopole | 2G+3G+4G+5G | BTS3900/Ultra 2G | 4CC | 2T2R | U2100 + U900 | L1800 (F1+F2) + L800 + L2100 | 2CC | 8000500 | 26 | 6 | 3 | N78 | 3 | 3 | [32 empty] | IIB | AAN-2039-CSG-IXR-E-1 | 30 | #N/A | from data base
AAN2042 | Site 6520 | AAN | AAN2042 | AAN2042 | AAN2042 | AANNR2042 | On Air | On Air | On Air | On Air | 2009 | Permanent | 24.2591 | 55.7047 | Nokia/Ericsson | Outdoor | EITC Passive Infrastructure | Greenfield | Outdoor Green field-du Owned | Du Solo | Monopole | 2G+3G+4G+5G | BTS3900/Ultra 2G | 3CC | 2T2R | U2100 + U900 | L1800 (F1) + L800 + L2100 | 2CC | 8000600 | 30 | 6 | 3 | N78 | 3 | 3 | [32 empty] | IIB | AAN-2042-PREAGG-SR7-1 | 30 | #N/A | from data base
AAN2044 | Site 6521 | AAN | AAN2044 | AAN2044 | AAN2044 | AANNR2044 | On Air | On Air | On Air | On Air | 2009 | Permanent | 24.2405 | 55.7163 | Nokia/Ericsson | Outdoor | EITC Passive Infrastructure | Greenfield | Outdoor Green field-du Owned | Du Solo | Monopole | 2G+3G+4G+5G | BTS3900/Ultra 2G | 3CC | 2T2R | U2100 + U900 | L1800 (F1) + L800 + L2100 | 2CC | 8000700 | 29 | 6 | 3 | N78 | 3 | 3 | [32 empty] | IIB | AAN-2044-CSG-IXR-E-1 | 30 | #N/A | from data base
AAN2045 | Site 6522 | AAN | AAN2045 | AAN2045 | AAN2045 | AANNR2045 | On Air | On Air | On Air | On Air | 2009 | Permanent | 24.2511 | 55.7278 | Nokia/Ericsson | Outdoor | EITC Passive Infrastructure | Greenfield | Outdoor Green field-du Owned | Du Solo | Monopole | 2G+3G+4G+5G | BTS3900/Ultra 2G | 4CC | 2T2R | U2100 + U900 | L1800 (F1+F2) + L800 + L2100 | 2CC | 8000500 | 29 | 6 | 3 | N78 | 3 | 3 | [32 empty] | IIB | AAN-2045-CSG-SAR-X-1 | 30 | #N/A | from data base
AAN2047 | Site 6523 | AAN | AAN2047 | AAN2047 | AAN2047 | AANNR2047 | On Air | On Air | On Air | On Air | 2009 | Permanent | 24.208 | 55.6837 | Nokia/Ericsson | Outdoor | EITC Passive Infrastructure | Greenfield | Outdoor Green field-du Owned | Du Solo | Monopole | 2G+3G+4G+5G | BTS3900/Ultra 2G | 4CC | 2T2R | U2100 + U900 | L1800 (F1+F2) + L800 + L2100 | 2CC | 8001300 | 25 | 6 | 3 | N78 | 3 | 3 | [32 empty] | IIB | AAN-2047-CSG-SAR-X-1 | 30 | #N/A | from data base
AAN2048 | Site 6524 | AAN | AAN2048 | AAN2048 | AAN2048 | AANNR2048 | On Air | On Air | On Air | On Air | 2009 | Permanent | 24.238 | 55.6688 | Nokia/Ericsson | Outdoor | EITC Passive Infrastructure | Greenfield | Outdoor Green field-du Owned | Du Solo | Monopole | 2G+3G+4G+5G | BTS3900/Ultra 2G | 3CC | 2T2R | U2100 + U900 | L1800 (F1) + L800 + L2100 | 2CC | 8000800 | 28 | 6 | 3 | N78 | 3 | 3 | [32 empty] | IIB | AAN-2048-CSG-SAR-X-1 | 30 | #N/A | from data base
AAN2052 | Site 6525 | AAN | AAN2052 | AAN2052 | AAN2052 | AANNR2052 | On Air | On Air | On Air | On Air | 2009 | Permanent | 24.2272 | 55.5574 | Nokia/Ericsson | Outdoor | EITC Passive Infrastructure | Greenfield | Outdoor Green field-du Owned | Du Solo | Monopole | 2G+3G+4G+5G | BTS3900/Ultra 2G | 4CC | 2T2R | U2100 + U900 | L1800 (F1+F2) + L800 + L2100 | 1CC | 8006500 | 28 | 6 | 3 | N41 | 3 | 3 | [32 empty] | IIB | AAN-2052-CSG-SAR-X-1 | 30 | #N/A | from data base
AAN2056 | Site 6526 | AAN | AAN2056 | AAN2056 | AAN2056 | AANNR2056 | On Air | On Air | On Air | On Air | 2009 | Permanent | 24.3118 | 55.8081 | Nokia/Ericsson | Outdoor | EITC Passive Infrastructure | Greenfield | Outdoor Green field-du Owned | Du Solo | Monopole | 2G+3G+4G+5G | BTS3900/Ultra 2G | 3CC | 2T2R | U2100 + U900 | L1800 (F1) + L800 + L2100 | 1CC | 8000200 | 18 | 6 | 3 | N41 | 3 | 3 | [32 empty] | IIB | AAN-2056-CSG-SAR-8-1 | 18 | #N/A | from data base
AAN2057 | Site 6527 | AAN | AAN2057 | AAN2057 | AAN2057 | AANNR2057 | On Air | On Air | On Air | On Air | 2009 | Permanent | 24.232 | 55.7768 | Nokia/Ericsson | Outdoor | EITC Passive Infrastructure | Greenfield | Outdoor Green field-du Owned | Du Solo | Monopole | 2G+3G+4G+5G | BTS3900/Ultra 2G | 3CC | 2T2R | U2100 + U900 | L1800 (F1) + L800 + L2100 | 2CC | 8001800 | 21 | 6 | 3 | N78 | 3 | 3 | [32 empty] | IIB | AAN-2057-CSG-SAR-X-1 | 20 | #N/A | from data base
AAN2058 | Site 6528 | AAN | AAN2058 | AAN2058 | AAN2058 | AANNR2058 | On Air | On Air | On Air | On Air | 2009 | Permanent | 24.2237 | 55.772 | Nokia/Ericsson | Outdoor | EITC Passive Infrastructure | Greenfield | Outdoor Green field-du Owned | Du Solo | Monopole | 2G+3G+4G+5G | BTS3900/Ultra 2G | 4CC | 2T2R | U2100 + U900 | L1800 (F1+F2) + L800 + L2100 | 2CC | 8001800 | 28 | 6 | 3 | N78 | 3 | 3 | [32 empty] | IIB | AAN-2058-PREAGG-SR7-1 | 30 | #N/A | from data base
AAN2064 | Site 6529 | AAN | AAN2064 | AAN2064 | AAN2064 | AANNR2064 | On Air | On Air | On Air | On Air | 2009 | Permanent | 24.2094 | 55.756 | Nokia/Ericsson | Outdoor | EITC Passive Infrastructure | Greenfield | Outdoor Green field-du Owned | Du Solo | Monopole | 2G+3G+4G+5G | BTS3900/Flexi 2G | 4CC | 2T2R | U2100 + U900 | L1800 (F1+F2) + L800 + L2100 | 2CC | 8001700 | 28 | 6 | 3 | N78 | 3 | 3 | [32 empty] | IIB | AAN-2064-CSG-IXR-E-1 | 30 | #N/A | from data base
AAN2065 | Site 6530 | AAN | AAN2065 | AAN2065 | AAN2065 | AANNR2065 | On Air | On Air | On Air | On Air | 2009 | Permanent | 24.2389 | 55.7486 | Nokia/Ericsson | Outdoor | EITC Passive Infrastructure | Greenfield | Outdoor Green field-du Owned | Du Solo | Monopole | 2G+3G+4G+5G | BTS3900/Ultra 2G | 4CC | 2T2R | U2100 + U900 | L1800 (F1+F2) + L800 + L2100 | 2CC | 8000500 | 28 | 6 | 3 | N78 | 3 | 3 | [32 empty] | IIB | AAN-2065-PREAGG-SR7-1 | 30 | #N/A | from data base
AAN2066 | Site 6531 | AAN | AAN2066 | AAN2066 | AAN2066 | AANNR2066 | Locked | On Air | On Air | On Air | 2009 | Permanent | 24.2201 | 55.7399 | Nokia/Ericsson | Outdoor | EITC Passive Infrastructure | Greenfield | Outdoor Green field-du Owned | Du Solo | Monopole | 2G+3G+4G+5G | BTS3900/Ultra 2G | 4CC | 2T2R | U2100 + U900 | L1800 (F1+F2) + L800 + L2100 | 2CC | 8001500 | 28 | 6 | 3 | N78 | 3 | 3 | [32 empty] | IIB | AAN-2066-CSG-IXR-E-1 | 30 | #N/A | from data base
AAN2068 | Site 6532 | AAN | AAN2068 | AAN2068 | AAN2068 | AANNR2068 | On Air | On Air | On Air | On Air | 2009 | Permanent | 24.2082 | 55.7191 | Nokia/Ericsson | Outdoor | EITC Passive Infrastructure | Greenfield | Outdoor Green field-du Owned | Du Solo | Monopole | 2G+3G+4G+5G | BTS3900/Ultra 2G | 4CC | 2T2R | U2100 + U900 | L1800 (F1+F2) + L800 + L2100 | 2CC | 8001400 | 29 | 6 | 3 | N78 | 3 | 3 | [32 empty] | IIB | AAN-2068-CSG-SAR-X-1 | 30 | #N/A | from data base
AAN2079 | Site 6533 | AAN | AAN2079 | AAN2079 | AAN2079 | AANNR2079 | On Air | On Air | On Air | On Air | 2009 | Permanent | 24.2066 | 55.7427 | Nokia/Ericsson | Outdoor | EITC Passive Infrastructure | Greenfield | Outdoor Green field-du Owned | Du Solo | Monopole | 2G+3G+4G+5G | BTS3900 | 4CC | 2T2R | U2100 + U900 | L1800 (F1+F2) + L800 + L2100 | 2CC | 8001500 | 28 | 6 | 3 | N78 | 3 | 3 | [32 empty] | IIB | AAN-2079-CSG-SAR-X-1 | 30 | #N/A | from data base
AAN2083 | Site 6534 | AAN | AAN2083 | AAN2083 | AAN2083 | AANNR2083 | On Air | On Air | On Air | On Air | 2009 | Permanent | 24.1961 | 55.7084 | Nokia/Ericsson | Outdoor | EITC Passive Infrastructure | Greenfield | Outdoor Green field-du Owned | Du Solo | Monopole | 2G+3G+4G+5G | BTS3900/Ultra 2G | 3CC | 2T2R | U2100 + U900 | L1800 (F1) + L800 + L2100 | 2CC | 8001400 | 28 | 6 | 3 | N78 | 3 | 3 | [32 empty] | IIB | AAN-2083-CSG-SAR-X-1 | 30 | #N/A | from data base
AAN2089 | Site 6535 | AAN | AAN2089 | AAN2089 | AAN2089 | AANNR2089 | On Air | On Air | On Air | On Air | 2009 | Permanent | 24.2524 | 55.7514 | Nokia/Ericsson | Outdoor | EITC Passive Infrastructure | Greenfield | Outdoor Green field-du Owned | Du Solo | Monopole | 2G+3G+4G+5G | BTS3900/Ultra 2G | 3CC | 2T2R | U2100 + U900 | L1800 (F1) + L800 + L2100 | 2CC | 8000500 | 29 | 6 | 3 | N78 | 3 | 3 | [32 empty] | IIB | AAN-2089-CSG-SAR-8-1 | 30 | #N/A | from data base
AAN3121 | Site 6536 | AAN |  | AAN3121 | AAN3121 | AANNR3121 |  | On Air | On Air | On Air | 2017-04-16 | Permanent | 24.2205 | 55.6604 | Nokia/Ericsson | Outdoor | Site Sharing | Site Sharing | Outdoor Site Sharing-Etisalat Owned | SS Opex | Site Share - Monopole | 3G+4G+5G | BTS3910 | 3CC | 2T2R | U2100 + U900 | L1800 (F1) + L800 + L2100 | 2CC | 8000800 | 36 | 6 | 3 | N78 | 3 | 3 | [32 empty] | IIB | Passive AAN-1295-PREAGG-SR7-1 | 40 | Monopole | sharing site/ from data base
AAN3128 | Site 6537 | AAN |  | AAN3128 | AAN3128 | AANNR3128 |  | On air | On Air | On Air | 2020-07-08 | Permanent | 24.2758 | 55.7531 | Nokia/Ericsson | Outdoor | EITC Passive Infrastructure | Greenfield | Outdoor Green field-du Owned | Du Solo | Greenfield | 3G+4G+5G | BTS3900A | 4CC | 2T2R | U900 | L1800 (F1+F2) + L800 + L2100 | 1CC | 8000400 | 38 | 6 | 3 | N41 | 3 | 3 | [32 empty] | IIB | AAN-3128-CSG-IXR-E-1 | 40 | 40m-MD-MP | confirmed
AAN3151 | Site 6538 | AAN |  | AAN3151 | AAN3151 | AANNR3151 |  | On Air | On Air | On Air | 2009 | Permanent | 24.2627 | 55.7115 | Nokia/Ericsson | Outdoor | Site Sharing | Site Sharing | Outdoor Site Sharing-Etisalat Owned | SS Opex | SS | 3G+4G+5G | BTS3910 | 3CC | 2T2R | U2100 + U900 | L1800 (F1) + L800 + L2100 | 2CC | 8000600 | 30 | 6 | 3 | N78 | 3 | 3 | [32 empty] | IIB | AAN-3151-CSG-SAR-X-1 | 35 | PalmTree | sharing site/ from data base
AAN3152 | Site 6539 | AAN |  | AAN3152 | AAN3152 | AANNR3152 |  | On Air | On Air | On Air | 2009 | Permanent | 24.269 | 55.739 | Nokia/Ericsson | Outdoor | Site Sharing | Site Sharing | Outdoor Site Sharing-Etisalat Owned | SS Opex | SS | 3G+4G+5G | BTS3910 | 4CC | 2T2R | U2100 + U900 | L1800 (F1+F2) + L800 + L2100 | 2CC | 8000500 | 37 | 6 | 3 | N78 | 3 | 3 | [32 empty] | IIB | AAN-3152-CSG-N540-LD-1 | 35 | Monopole | sharing site/ from data base
AAN3173 | Site 6540 | AAN |  | AAN3173 | AAN3173 |  |  | On Air | On Air |  | 2009 | Permanent | 24.4858 | 55.5908 | Nokia/Ericsson | Outdoor | Site Sharing | Site Sharing | Outdoor Site Sharing-Etisalat Owned | SS Opex | SS - Monopole | 3G+4G | BTS3910 | 4CC | 4T4R | U2100 + U900 | L1800 (F1+F2) + L800 + L2100 |  | 8005600 | 36 | 5 |  |  | 3 | [33 empty] | IIB | AAN-3173-CSG-IXR-E-1 | 40 | Monopole | sharing site/ from data base
AAN3210 | Site 6541 | AAN |  | AAN3210 | AAN3210 | AANNR3210 |  | On Air | On Air | On Air | 2009 | Permanent | 24.7319 | 55.7765 | Nokia/Ericsson | Outdoor | EITC Passive Infrastructure | Greenfield | Outdoor Taawn-du Lead | Du Capex | Capex - du | 3G+4G+5G | BTS5900 | 2CC | 2T2R | U2100 + U900 | L800 + L2100 | 1CC | 8005100 | 38 | 6 | 3 | N41 | 3 | 3 | [32 empty] | IIB | AAN-3210-CSG-IXR-E-1 | 40 | #N/A | from data base
AAN3219 | Site 6542 | AAN |  | AAN3219 | AAN3219 | AANNR3219 |  | On Air | On Air | On Air | 2009 | Permanent | 24.2044 | 55.6758 | Nokia/Ericsson | Outdoor | Site Sharing | Site Sharing | Outdoor Taawn-Etisalat Lead | SS Capex | Capex - ETC | 3G+4G+5G | BTS5900 | 4CC | 2T2R | U2100 + U900 | L1800 (F1+F2) + L800 + L2100 | 2CC | 8001300 | 32 | 6 | 3 | N78 | 3 | 3 | [32 empty] | IIB | AAN-3219-CSG-SAR-X-1 | 35 | Monopole | sharing site/ from data base
AAN3247 | Site 6543 | AAN |  | AAN3247 | AAN3247 | AANNR3247 |  | On Air | On Air | On Air | 2009 | Permanent | 24.2004 | 55.6802 | Nokia/Ericsson | Outdoor | Site Sharing | Site Sharing | Outdoor Site Sharing-Etisalat Owned | SS Opex | SS | 3G+4G+5G | BTS3910 | 3CC | 2T2R | U2100 + U900 | L1800 (F1) + L800 + L2100 | 2CC | 8001300 | 28 | 6 | 3 | N78 | 3 | 3 | [32 empty] | IIB | AAN-3247-CSG-SAR-X-1 | 30 | Monopole | sharing site/ from data base
AAN3248 | Site 6544 | AAN |  | AAN3248 | AAN3248 | AANNR3248 |  | On Air | On Air | On Air | 2009 | Permanent | 24.1974 | 55.6825 | Nokia/Ericsson | Outdoor | Site Sharing | Site Sharing | Outdoor Site Sharing-Etisalat Owned | SS Opex | SS | 3G+4G+5G | BTS3910 | 4CC | 2T2R | U2100 + U900 | L1800 (F1+F2) + L800 + L2100 | 2CC | 8001300 | 28 | 6 | 3 | N78 | 3 | 3 | [32 empty] | IIB | AAN-3248-CSG-SAR-X-1 | 30 | Monopole | sharing site/ from data base
AAN3250 | Site 6545 | AAN |  | AAN3250 | AAN3250 | AANNR3250 |  | On Air | On Air | On Air | 2020-04-19 | Permanent | 24.216 | 55.6851 | Nokia/Ericsson | Outdoor | EITC Passive Infrastructure | Greenfield | Outdoor Taawn-du Lead | Du Capex | Monopole | 3G+4G+5G | BTS5900 | 4CC | 2T2R | U900 | L1800 (F1+F2) + L800 + L2100 | 2CC | 8001400 | 34 | 8 | 3 | N78 | 4 | 3 | [32 empty] | IIB | AAN-3250-CSG-ASR920-LD-1 | 35 | 35m-MD-MP | confirmed
AAN2258 | Site 6546 | AAN | AAN2258 | AAN2258 | AAN2258 | AANNR2258 | On Air | On Air | On Air | On Air | 2009 | Permanent | 24.2261 | 55.7331 | Nokia/Ericsson | Outdoor | EITC Passive Infrastructure | Greenfield | Outdoor Green field-du Owned | Du Solo | Monopole | 2G+3G+4G+5G | BTS3900/Ultra 2G | 4CC | 2T2R | U2100 + U900 | L1800 (F1+F2) + L800 + L2100 | 2CC | 8001500 | 27 | 6 | 3 | N78 | 3 | 3 | [32 empty] | IIB | AAN-2258-PREAGG-SR7-1 | 30 | #N/A | from data base
AAN2259 | Site 6547 | AAN | AAN2259 | AAN2259 | AAN2259 | AANNR2259 | On Air | On Air | On Air | On Air | 2009 | Permanent | 24.238 | 55.7249 | Nokia/Ericsson | Outdoor | EITC Passive Infrastructure | Greenfield | Outdoor Green field-du Owned | Du Solo | Palm Tree | 2G+3G+4G+5G | BTS3900/Ultra 2G | 4CC | 2T2R | U2100 + U900 | L1800 (F1+F2) + L800 + L2100 | 2CC | 8000500 | 27 | 6 | 3 | N78 | 3 | 3 | [32 empty] | IIB | AAN-2259-CSG-SAR-X-1 | 30 | #N/A | from data base
AAN2261 | Site 6548 | AAN | AAN2261 | AAN2261 | AAN2261 | AANNR2261 | On Air | On Air | On Air | On Air | 2010-10-28 | Permanent | 24.3092 | 55.7585 | Nokia/Ericsson | Outdoor | EITC Passive Infrastructure | Greenfield | Outdoor Green field-du Owned | DU Solo | Monopole | 2G+3G+4G+5G | BTS3900/Ultra 2G | 4CC | 2T2R | U2100 + U900 | L1800 (F1+F2) + L800 + L2100 | 1CC | 8000200 | 27 | 6 | 3 | N41 | 3 | 3 | [32 empty] | IIB | AAN-2261-CSG-SAR-X-1 | 30 | #N/A | from data base
AAN2284 | Site 6549 | AAN | AAN2284 | AAN2284 | AAN2284 | AANNR2284 | On Air | On Air | On Air | On Air | 2010-12-16 | Permanent | 24.2183 | 55.7346 | Nokia/Ericsson | Outdoor | EITC Passive Infrastructure | Greenfield | Outdoor Green field-du Owned | Du Solo | Monopole | 2G+3G+4G+5G | BTS3900 | 3CC | 2T2R | U2100 + U900 | L1800 (F1) + L800 + L2100 | 2CC | 8001500 | 20 | 6 | 3 | N78 | 3 | 3 | [32 empty] | IIB | AAN-2284-CSG-IXR-E-1 | 30 | #N/A | from data base
AAN2293 | Site 6550 | AAN | AAN2293 | AAN2293 | AAN2293 | AANNR2293 | On Air | On Air | On Air | On Air | 2010-08-12 | Permanent | 24.222 | 55.7048 | Nokia/Ericsson | Outdoor | EITC Passive Infrastructure | Greenfield | Outdoor Green field-du Owned | Du Solo | Monopole | 2G+3G+4G+5G | BTS3900/Ultra 2G | 3CC | 2T2R | U2100 + U900 | L1800 (F1) + L800 + L2100 | 2CC | 8000700 | 30 | 6 | 3 | N78 | 3 | 3 | [32 empty] | IIB | AAN-2293-CSG-IXR-E-1 | 30 | #N/A | from data base
AAN2297 | Site 6551 | AAN |  | AAN2297 | AAN2297 | AANNR2297 |  | On Air | On Air | On Air | 2015-06-07 | Permanent | 24.2574 | 55.634 | Nokia/Ericsson | Outdoor | EITC Passive Infrastructure | Greenfield | Outdoor Green field-du Owned | Du Solo | Palm Tree | 3G+4G+5G | BTS3900 | 4CC | 2T2R | U2100 + U900 | L1800 (F1+F2) + L800 + L2100 | 2CC | 8000900 | 28 | 6 | 3 | N78 | 3 | 3 | [32 empty] | IIB | AAN-2297-CSG-ASR920-LD-1 | 30 | #N/A | from data base
AAN2311 | Site 6552 | AAN | AAN2311 | AAN2311 | AAN2311 | AANNR2311 | On Air | On Air | On Air | On Air | 2009 | Permanent | 24.1534 | 55.5832 | Nokia/Ericsson | Outdoor | EITC Passive Infrastructure | Greenfield | Outdoor Green field-du Owned | Du Solo | Palm Tree | 2G+3G+4G+5G | BTS3900/Flexi 2G | 2CC | 2T2R | U2100 + U900 | L800 + L2100 | 1CC | 8001100 | 38 | 6 | 3 | N41 | 3 | 3 | [32 empty] | MW | 0 | 40 | #N/A | from data base
AAN2329 | Site 6553 | AAN | AAN2329 | AAN2329 | AAN2329 | AANNR2329 | On Air | On Air | On Air | On Air | 2009 | Permanent | 24.2842 | 55.7612 | Nokia/Ericsson | Outdoor | EITC Passive Infrastructure | Greenfield | Outdoor Green field-du Owned | DU Solo | Monopole | 2G+3G+4G+5G | BTS3900/Flexi 2G | 4CC | 2T2R | U2100 + U900 | L1800 (F1+F2) + L800 + L2100 | 1CC | 8000200 | 27 | 8 | 3 | N41 | 4 | 3 | [32 empty] | IIB | AAN-2329-CSG-SAR-X-1 | 30 | #N/A | from data base
AAN2330 | Site 6554 | AAN | AAN2330 | AAN2330 | AAN2330 | AANNR2330 | On Air | On Air | On Air | On Air | 2009 | Permanent | 24.295 | 55.7621 | Nokia/Ericsson | Outdoor | EITC Passive Infrastructure | Greenfield | Outdoor Green field-du Owned | DU Solo | Monopole | 2G+3G+4G+5G | BTS3900/Flexi 2G | 4CC | 2T2R | U2100 + U900 | L1800 (F1+F2) + L800 + L2100 | 1CC | 8000200 | 28 | 6 | 3 | N41 | 3 | 3 | [32 empty] | IIB | AAN-2330-CSG-SAR-X-1 | 30 | #N/A | from data base
AAN2332 | Site 6555 | AAN | AAN2332 | AAN2332 | AAN2332 | AANNR2332 | On Air | On Air | On Air | On Air | 2010-10-28 | Permanent | 24.3471 | 55.7838 | Nokia/Ericsson | Outdoor | EITC Passive Infrastructure | Greenfield | Outdoor Green field-du Owned | DU Solo | Monopole | 2G+3G+4G+5G | BTS3900/Ultra 2G | 3CC | 2T2R | U2100 + U900 | L1800 (F1) + L800 + L2100 | 1CC | 8000100 | 28 | 6 | 3 | N41 | 3 | 3 | [32 empty] | IIB | AAN-2332-CSG-SAR-X-1 | 30 | #N/A | from data base
AAN2334 | Site 6556 | AAN | AAN2334 | AAN2334 | AAN2334 |  | On Air | On Air | On Air |  | 2012-12-06 | Permanent | 24.2666 | 55.7533 | Nokia/Ericsson | Outdoor | Site Sharing | Site Sharing | Outdoor Site Sharing-Etisalat Owned | SS Opex | SS - Monopole | 2G+3G+4G | BTS3900/Flexi 2G | 3CC | 2T2R | U2100 + U900 | L1800 (F1) + L800 + L2100 |  | 8000400 | 13 | 8 |  |  | 4 | [33 empty] | IIB | AAN-2334-CSG-IXR-E-1 | 20 | Monopole | sharing site/ from data base
AAN2336 | Site 6557 | AAN | AAN2336 | AAN2336 | AAN2336 |  | On Air | On Air | On Air |  | 2009 | Permanent | 24.173 | 55.7871 | Nokia/Ericsson | Outdoor | EITC Passive Infrastructure | Greenfield | Outdoor Green field-du Owned | Du Solo | Monopole | 2G+3G+4G | BTS3900/Ultra 2G | 3CC | 2T2R | U2100 + U900 | L1800 (F1) + L800 + L2100 |  | 8002300 | 29 | 6 |  |  | 3 | [33 empty] | IIB | AAN-2336-CSG-IXR-E-1 | 30 | #N/A | from data base
AAN2338 | Site 6558 | AAN | AAN2338 | AAN2338 | AAN2338 | AANNR2338 | On Air | On Air | On Air | On Air | 2009 | Permanent | 24.2125 | 55.6588 | Nokia/Ericsson | Outdoor | EITC Passive Infrastructure | Greenfield | Outdoor Green field-du Owned | Du Solo | Palm Tree | 2G+3G+4G+5G | BTS3900/Ultra 2G | 3CC | 2T2R | U2100 + U900 | L1800 (F1) + L800 + L2100 | 1CC | 8000800 | 28 | 6 | 3 | N41 | 3 | 3 | [32 empty] | IIB | AAN-2338-CSG-ASR920-LD-1 | 30 | #N/A | from data base
AAN2344 | Site 6559 | AAN | AAN2344 | AAN2344 | AAN2344 | AANNR2344 | On Air | On Air | On Air | On Air | 2010-11-07 | Permanent | 24.4676 | 55.633 | Nokia/Ericsson | Outdoor | EITC Passive Infrastructure | Greenfield | Outdoor Green field-du Owned | Du Solo | Lattice Tower | 2G+3G+4G+5G | BTS3900/Ultra 2G | 4CC | 2T2R | U2100 + U900 | L1800 (F1+F2) + L800 + L2100 | 1CC | 8005900 | 50 | 6 | 3 | N41 | 3 | 3 | [32 empty] | IIB | AAN-2344-CSG-IXR-E-1 | 55 | #N/A | from data base
AAN2345 | Site 6560 | AAN | AAN2345 | AAN2345 | AAN2345 |  | On Air | On Air | On Air |  | 2010-11-07 | Permanent | 24.3749 | 55.7253 | Nokia/Ericsson | Outdoor | Site Sharing | Site Sharing | Outdoor Site Sharing-Etisalat Owned | SS Opex | SS - Lattice Tower | 2G+3G+4G | BTS3900/Flexi 2G | 4CC | 2T2R | U2100 + U900 | L1800 (F1+F2) + L800 + L2100 |  | 8006100 | 65 | 6 |  |  | 3 | [33 empty] | IIB | AAN-2345-CSG-IXR-E-1 | 80 | LatticeTower | sharing site/ from data base
AAN2351 | Site 6561 | AAN | AAN2351 | AAN2351 | AAN2351 |  | On Air | On Air | On Air |  | 2010-09-15 | Permanent | 24.6662 | 55.6743 | Nokia/Ericsson | Outdoor | Site Sharing | Site Sharing | Outdoor Site Sharing-Etisalat Owned | SS Opex | SS - Lattice Tower | 2G+3G+4G | BTS3900/Flexi 2G | 4CC | 2T2R | U2100 + U900 | L1800 (F1+F2) + L800 + L2100 |  | 8005300 | 75 | 6 |  |  | 3 | [33 empty] | IIB | AAN-2351-CSG-SAR-8-1 | 70 | LatticeTower | sharing site/ from data base
AAN2385 | Site 6562 | AAN | AAN2385 | AAN2385 | AAN2385 | AANNR2385 | On Air | On Air | On Air | On Air | 2009 | Permanent | 24.2716 | 55.7797 | Nokia/Ericsson | Outdoor | EITC Passive Infrastructure | Rooftop | RT-du Owned | Du Solo | Rooftop | 2G+3G+4G+5G | BTS3900/Flexi 2G | 4CC | 2T2R | U2100 + U900 | L1800 (F1+F2) + L800 + L2100 | 1CC | 8000200 | 15 | 6 | 3 | N41 | 3 | 3 | [32 empty] | IIB | AAN-2385-CSG-SAR-X-1 | 3 | #N/A | Rooftop
AAN2386 | Site 6563 | AAN | AAN2386 | AAN2386 | AAN2386 | AANNR2386 | On Air | On Air | On Air | On Air | 2010-11-12 | Permanent | 24.2718 | 55.7748 | Nokia/Ericsson | Outdoor | EITC Passive Infrastructure | Greenfield | Outdoor Green field-du Owned | Du Solo | Monopole | 2G+3G+4G+5G | BTS3900/Ultra 2G | 4CC | 2T2R | U2100 + U900 | L1800 (F1+F2) + L800 + L2100 | 1CC | 8000200 | 22 | 6 | 3 | N41 | 3 | 3 | [32 empty] | IIB | AAN-2386-CSG-IXR-E-1 | 25 | #N/A | from data base
AAN2387 | Site 6564 | AAN | AAN2387 | AAN2387 | AAN2387 | AANNR2387 | On Air | On Air | On Air | On Air | 2009 | Permanent | 24.2702 | 55.7776 | Nokia/Ericsson | Outdoor | EITC Passive Infrastructure | Rooftop | RT-du Owned | Du Solo | Rooftop | 2G+3G+4G+5G | BTS3900/Flexi 2G | 4CC | 2T2R | U2100 + U900 | L1800 (F1+F2) + L800 + L2100 | 1CC | 8000200 | 18 | 6 | 3 | N41 | 3 | 3 | [32 empty] | IIB | AAN-2387-CSG-SAR-X-1 | 3 | #N/A | Rooftop
AAN2401 | Site 6565 | AAN | AAN2401 | AAN2401 | AAN2401 | AANNR2401 | On Air | On Air | On Air | On Air | 2012-07-14 | Permanent | 24.2309 | 55.6223 | Nokia/Ericsson | Outdoor | EITC Passive Infrastructure | Greenfield | Outdoor Green field-du Owned | Du Solo | Monopole | 2G+3G+4G+5G | BTS3900/Flexi 2G | 2CC | 2T2R | U2100 + U900 | L800 + L2100 | 1CC | 8006300 | 28 | 6 | 3 | N41 | 3 | 3 | [32 empty] | IIB | AAN-2401-CSG-SAR-8-1 | 30 | #N/A | from data base
AAN2402 | Site 6566 | AAN | AAN2402 | AAN2402 | AAN2402 | AANNR2402 | On Air | On Air | On Air | On Air | 2013-07-20 | Permanent | 24.1371 | 55.6329 | Nokia/Ericsson | Outdoor | Site Sharing | Site Sharing | Outdoor Site Sharing-Etisalat Owned | SS Opex | SS - Monopole | 2G+3G+4G+5G | BTS3900/Flexi 2G | 2CC | 2T2R | U2100 + U900 | L800 + L2100 | 1CC | 8003100 | 32 | 6 | 3 | N41 | 3 | 3 | [32 empty] | IIB | AAN-2402-CSG-SAR-X-1 | 35 | Monopole | sharing site/ from data base
AAN2403 | Site 6567 | AAN | AAN2403 | AAN2403 | AAN2403 | AANNR2403 | On Air | On Air | On Air | On Air | 2010-09-26 | Permanent | 24.3022 | 55.7484 | Nokia/Ericsson | Outdoor | Site Sharing | Site Sharing | Outdoor Site Sharing-Etisalat Owned | SS Opex | SS - Lattice Tower | 2G+3G+4G+5G | BTS3900/Ultra 2G | 4CC | 2T2R | U2100 + U900 | L1800 (F1+F2) + L800 + L2100 | 1CC | 8000200 | 35 | 6 | 3 | N41 | 3 | 3 | [32 empty] | IIB | AAN-2403-CSG-SAR-X-1 | 90 | LatticeTower | sharing site/ from data base
AAN2404 | Site 6568 | AAN | AAN2404 | AAN2404 | AAN2404 |  | On Air | On Air | On Air |  | 2010-11-06 | Permanent | 24.3428 | 55.7441 | Nokia/Ericsson | Outdoor | Site Sharing | Site Sharing | Outdoor Site Sharing-Etisalat Owned | SS Opex | SS - Monopole | 2G+3G+4G | BTS3900/Flexi 2G | 2CC | 2T2R | U2100 + U900 | L800 + L2100 |  | 8004100 | 35 | 6 |  |  | 3 | [33 empty] | IIB | AAN-2404-CSG-ASR920-LD-1 | 40 | Monopole | sharing site/ from data base
AAN2405 | Site 6569 | AAN | AAN2405 | AAN2405 | AAN2405 | AANNR2405 | On Air | On Air | On Air | On Air | 2010-11-30 | Permanent | 24.3311 | 55.7841 | Nokia/Ericsson | Outdoor | Site Sharing | Site Sharing | Outdoor Site Sharing-Etisalat Owned | SS Opex | SS - Monopole | 2G+3G+4G+5G | BTS3900/Flexi 2G | 3CC | 2T2R | U2100 + U900 | L1800 (F1) + L800 + L2100 | 1CC | 8000100 | 35 | 6 | 3 | N41 | 3 | 3 | [32 empty] | IIB | AAN-2405-CSG-SAR-X-1 | 40 | Monopole | sharing site/ from data base
AAN2410 | Site 6570 | AAN | AAN2410 | AAN2410 | AAN2410 |  | On Air | On Air | On Air |  | 2012-10-23 | Permanent | 24.6328 | 55.7207 | Nokia/Ericsson | Outdoor | Site Sharing | Site Sharing | Outdoor Site Sharing-Etisalat Owned | SS Opex | SS - Monopole | 2G+3G+4G | BTS3900/Flexi 2G | 2CC | 2T2R | U2100 + U900 | L800 + L2100 |  | 8005500 | 27 | 6 |  |  | 3 | [33 empty] | IIB | AAN-2410-IBS-SAR-M-1 | 40 | Monopole | sharing site/ from data base
AAN2411 | Site 6571 | AAN | AAN2411 | AAN2411 | AAN2411 | AANNR2411 | On Air | On Air | On Air | On Air | 2010-11-28 | Permanent | 24.3001 | 55.7733 | Nokia/Ericsson | Outdoor | EITC Passive Infrastructure | Greenfield | Outdoor Green field-du Owned | Du Solo | Monopole | 2G+3G+4G+5G | BTS3900/Flexi 2G | 4CC | 2T2R | U2100 + U900 | L1800 (F1+F2) + L800 + L2100 | 1CC | 8000200 | 28 | 6 | 3 | N41 | 3 | 3 | [32 empty] | IIB | AAN-2411-CSG-SAR-X-1 | 30 | #N/A | from data base
AAN2415 | Site 6572 | AAN |  | AAN2415 | AAN2415 | AANNR2415 |  | On Air | On Air | On Air | 2015-10-14 | Permanent | 24.2137 | 55.5365 | Nokia/Ericsson | Outdoor | Site Sharing | Site Sharing | Outdoor Site Sharing-Etisalat Owned | SS Opex | Site Share - Monopole | 3G+4G+5G | BTS3900 | 3CC | 2T2R | U2100 + U900 | L1800 (F1) + L800 + L2100 | 1CC | 8006500 | 25 | 6 | 3 | N41 | 3 | 3 | [32 empty] | IIB | AAN-2415-CSG-SAR-X-1 | 30 | Monopole | sharing site/ from data base
AAN2418 | Site 6573 | AAN | AAN2418 | AAN2418 | AAN2418 |  | On Air | On Air | On Air |  | 2009 | Permanent | 24.3828 | 55.8002 | Nokia/Ericsson | Outdoor | Site Sharing | Site Sharing | Outdoor Site Sharing-Etisalat Owned | SS Opex | SS - Monopole | 2G+3G+4G | BTS3900/Flexi 2G | 4CC | 2T2R | U2100 + U900 | L1800 (F1+F2) + L800 + L2100 |  | 8005900 | 43 | 6 |  |  | 3 | [33 empty] | IIB | AAN-2418-CSG-SAR-X-1 | 40 | Monopole | sharing site/ from data base
AAN2455 | Site 6574 | AAN | AAN2455 | AAN2455 | AAN2455 | AANNR2455 | On Air | On Air | On Air | On Air | 2010-11-30 | Permanent | 24.2209 | 55.7615 | Nokia/Ericsson | Outdoor | EITC Passive Infrastructure | Rooftop | RT-du Owned | Du Solo | Rooftop | 2G+3G+4G+5G | BTS3900/Flexi 2G | 4CC | 2T2R | U2100 + U900 | L1800 (F1+F2) + L800 + L2100 | 2CC | 8001800 | 22 | 6 | 3 | N78 | 3 | 3 | [32 empty] | IIB | AAN-2455-CSG-ASR920-LD-1 | 3 | #N/A | Rooftop
AAN2457 | Site 6575 | AAN | AAN2457 | AAN2457 | AAN2457 | AANNR2457 | On Air | On Air | On Air | On Air | 2012-12-16 | Permanent | 24.2244 | 55.7689 | Nokia/Ericsson | Outdoor | EITC Passive Infrastructure | Rooftop | RT-du Owned | Du Solo | Rooftop | 2G+3G+4G+5G | BTS3900/Flexi 2G | 3CC | 2T2R | U2100 + U900 | L1800 (F1) + L800 + L2100 | 2CC | 8001800 | 25 | 6 | 3 | N78 | 3 | 3 | [32 empty] | IIB | AAN-2457-CSG-SAR-X-1 | 3 | #N/A | Rooftop
AAN2458 | Site 6576 | AAN | AAN2458 | AAN2458 | AAN2458 | AANNR2458 | On Air | On Air | On Air | On Air | 2010-10-05 | Permanent | 24.4193 | 55.6889 | Nokia/Ericsson | Outdoor | EITC Passive Infrastructure | Greenfield | Outdoor Green field-du Owned | Du Solo | Lattice Tower | 2G+3G+4G+5G | BTS3900/Ultra 2G | 4CC | 2T2R | U2100 + U900 | L1800 (F1+F2) + L800 + L2100 | 1CC | 8006100 | 37 | 6 | 3 | N41 | 3 | 3 | [32 empty] | IIB | AAN-2458-CSG-IXR-E-1 | 40 | #N/A | from data base
AAN2495 | Site 6577 | AAN | AAN2495 | AAN2495 | AAN2495 |  | On Air | On Air | On Air |  | 2010-11-18 | Permanent | 24.6531 | 55.5325 | Nokia/Ericsson | Outdoor | EITC Passive Infrastructure | Greenfield | Outdoor Green field-du Owned | DU Solo | Lattice Tower | 2G+3G+4G | BTS3900/Flexi 2G | 2CC | 2T2R | U2100 + U900 | L1800 (F1+F2) + L800 + L2100 |  | 8005300 | 63 | 6 |  |  | 3 | [33 empty] | IIB | AAN-2495-PREAGG-SR7-1 | 60 | #N/A | from data base
AAN2512 | Site 6578 | AAN | AAN2512 | AAN2512 | AAN2512 | AANNR2512 | On Air | On Air | On Air | On Air | 2013-12-23 | Permanent | 24.5278 | 55.5507 | Nokia/Ericsson | Outdoor | EITC Passive Infrastructure | Greenfield | Outdoor Green field-du Owned | Du Solo | Monopole | 2G+3G+4G+5G | BTS3900/Flexi 2G | 4CC | 2T2R | U2100 + U900 | L1800 (F1+F2) + L800 + L2100 | 1CC | 8005600 | 36 | 8 | 3 | N41 | 4 | 3 | [32 empty] | IIB | AAN-2512-CSG-ASR920-LD-1 | 40 | #N/A | from data base
AAN2533 | Site 6579 | AAN | AAN2533 | AAN2533 | AAN2533 | AANNR2533 | On Air | On Air | On Air | On Air | 2012-11-29 | Permanent | 24.2257 | 55.7895 | Nokia/Ericsson | Outdoor | Site Sharing | Site Sharing | Outdoor Site Sharing-Etisalat Owned | SS Opex | SS - Monopole | 2G+3G+4G+5G | BTS3900/Flexi 2G | 3CC | 2T2R | U2100 + U900 | L1800 (F1) + L800 + L2100 | 2CC | 8001800 | 15 | 6 | 3 | N78 | 3 | 3 | [32 empty] | IIB | AAN-2533-CSG-ASR920-LD-1 | 15 | Monopole | sharing site/ from data base
AAN2534 | Site 6580 | AAN |  | AAN2534 | AAN2534 | AANNR2534 |  | On Air | On Air | On Air | 2014-08-04 | Permanent | 24.2116 | 55.7957 | Ericsson | Outdoor | EITC Passive Infrastructure | Greenfield | Outdoor Green field-du Owned | Du Solo | Monopole | 3G+4G+5G | BTS3900 | 3CC | 2T2R | U2100 + U900 | L1800 (F1) + L800 + L2100 | 2CC | 8001800 | 24 | 6 | 3 | N78 | 3 | 3 | [32 empty] | IIB | AAN-2534-CSG-ASR920-LD-1 | 25 | #N/A | from data base
AAN2535 | Site 6581 | AAN | AAN2535 | AAN2535 | AAN2535 | AANNR2535 | Locked | On Air | On Air | On Air | 2012-07-14 | Permanent | 24.3194 | 55.7546 | Nokia/Ericsson | Outdoor | EITC Passive Infrastructure | Greenfield | Outdoor Green field-du Owned | DU Solo | Monopole | 2G+3G+4G+5G | BTS3900/Flexi 2G | 3CC | 2T2R | U2100 + U900 | L1800 (F1) + L800 + L2100 | 1CC | 8000200 | 38 | 6 | 3 | N41 | 3 | 3 | [32 empty] | IIB | AAN-2535-CSG-SAR-X-1 | 40 | #N/A | from data base
AAN2541 | Site 6582 | AAN | AAN2541 | AAN2541 | AAN2541 |  | On Air | On Air | On Air |  | 2014-04-23 | Permanent | 24.256 | 55.6183 | Nokia/Ericsson | Outdoor | EITC Passive Infrastructure | Greenfield | Outdoor Green field-du Owned | Du Solo | Monopole | 2G+3G+4G | BTS3900/Flexi 2G | 4CC | 2T2R | U2100 + U900 | L1800 (F1+F2) + L800 + L2100 |  | 8004000 | 29 | 8 |  |  | 4 | [33 empty] | MW | 0 | 30 | #N/A | from data base
AAN2549 | Site 6583 | AAN | AAN2549 | AAN2549 | AAN2549 | AANNR2549 | On Air | On Air | On Air | On Air | 2013-04-10 | Permanent | 24.2346 | 55.5511 | Nokia/Ericsson | Outdoor | EITC Passive Infrastructure | Greenfield | Outdoor Green field-du Owned | Du Solo | Monopole | 2G+3G+4G+5G | BTS3900/Flexi 2G | 3CC | 2T2R | U2100 + U900 | L1800 (F1) + L800 + L2100 | 1CC | 8006500 | 30 | 6 | 3 | N41 | 3 | 3 | [32 empty] | IIB | AAN-2549-CSG-SAR-X-1 | 30 | #N/A | from data base
AAN2557 | Site 6584 | AAN | AAN2557 | AAN2557 | AAN2557 |  | On Air | On Air | On Air |  | 2012-10-18 | Permanent | 24.2601 | 55.7554 | Nokia/Ericsson | Outdoor | Site Sharing | Site Sharing | Outdoor Site Sharing-Etisalat Owned | SS Opex | SS - Monopole | 2G+3G+4G | BTS3900/Flexi 2G | 4CC | 2T2R | U2100 + U900 | L1800 (F1+F2) + L800 + L2100 |  | 8000400 | 13 | 6 |  |  | 3 | [33 empty] | IIB | AAN-2557-CSG-SAR-X-1 | 15 | Monopole | sharing site/ from data base
AAN2560 | Site 6585 | AAN |  | AAN2560 | AAN2560 | AANNR2560 |  | On Air | On Air | On Air | 2015-12-07 | Permanent | 24.1689 | 55.6333 | Nokia/Ericsson | Outdoor | EITC Passive Infrastructure | Greenfield | Outdoor Green field-du Owned | Du Solo | GreenField | 3G+4G+5G | BTS3900 | 2CC | 2T2R | U2100 + U900 | L800 + L2100 | 1CC | 8001200 | 38 | 6 | 3 | N41 | 3 | 3 | [32 empty] | MW | 0 | 40 | #N/A | from data base
AAN2562 | Site 6586 | AAN |  | AAN2562 | AAN2562 | AANNR2562 |  | On Air | On Air | On Air | 2015-05-22 | Permanent | 24.5537 | 55.5074 | Nokia/Ericsson | Outdoor | EITC Passive Infrastructure | Greenfield | Outdoor Green field-du Owned | DU Solo | Monopole | 3G+4G+5G | BTS3900 | 2CC | 2T2R | U2100 + U900 | L800 + L2100 | 1CC | 8005600 | 38 | 6 | 3 | N41 | 3 | 3 | [32 empty] | IIB | AAN-2562-CSG-IXR-E-1 | 40 | #N/A | from data base
AAN2584 | Site 6587 | AAN | AAN2584 | AAN2584 | AAN2584 |  | On Air | On Air | On Air |  | 2013-12-29 | Permanent | 24.4016 | 55.825 | Nokia/Ericsson | Outdoor | Site Sharing | Site Sharing | Outdoor Site Sharing-Etisalat Owned | SS Opex | SS - Monopole | 2G+3G+4G | BTS3900/Flexi 2G | 2CC | 2T2R | U2100 + U900 | L800 + L2100 |  | 8005900 | 13 | 6 |  |  | 3 | [33 empty] | IIB | AAN-2584-CSG-IXR-E-1 | 20 | Monopole | sharing site/ from data base
AAN2586 | Site 6588 | AAN | AAN2586 | AAN2586 | AAN2586 | AANNR2586 | On Air | On Air | On Air | On Air | 2012-12-19 | Permanent | 24.2277 | 55.7642 | Nokia/Ericsson | Outdoor | EITC Passive Infrastructure | Rooftop | RT-du Owned | Du Solo | Rooftop | 2G+3G+4G+5G | BTS3900/Flexi 2G | 4CC | 2T2R | U2100 + U900 | L1800 (F1+F2) + L800 + L2100 | 2CC | 8001800 | 26 | 6 | 3 | N78 | 3 | 3 | [32 empty] | IIB | AAN-2586-CSG-SAR-X-1 | 3 | #N/A | Rooftop
AAN2587 | Site 6589 | AAN | AAN2587 | AAN2587 | AAN2587 | AANNR2587 | On Air | On Air | On Air | On Air | 2012-12-19 | Permanent | 24.2147 | 55.7793 | Nokia/Ericsson | Outdoor | EITC Passive Infrastructure | Rooftop | RT-du Owned | Du Solo | Rooftop | 2G+3G+4G+5G | BTS3900/Flexi 2G | 3CC | 2T2R | U2100 + U900 | L1800 (F1) + L800 + L2100 | 2CC | 8001800 | 23 | 6 | 3 | N78 | 3 | 3 | [32 empty] | IIB | AAN-2587-CSG-SAR-X-1 | 3 | #N/A | Rooftop
AAN2589 | Site 6590 | AAN |  | AAN2589 | AAN2589 | AANNR2589 |  | On Air | On Air | On Air | 2014-08-03 | Temporary-Permanent | 24.2217 | 55.5289 | Nokia/Ericsson | Outdoor | EITC Passive Infrastructure | Greenfield | Outdoor Green field-du Owned | Du Solo | Temporary | 3G+4G+5G | BTS3900 | 3CC | 2T2R | U2100 + U900 | L1800 (F1) + L800 + L2100 | 1CC | 8006500 | 28 | 6 | 3 | N41 | 3 | 3 | [32 empty] | IIB | AAN-2589-CSG-IXR-E-1 | 30 | #N/A | from data base
AAN2592 | Site 6591 | AAN |  | AAN2592 | AAN2592 | AANNR2592 |  | On Air | On Air | On Air | 2014-08-14 | Permanent | 24.1806 | 55.6096 | Nokia/Ericsson | Outdoor | Site Sharing | Site Sharing | Outdoor Site Sharing-Etisalat Owned | SS Opex | Etisalat Sharing | 3G+4G+5G | BTS3900 | 4CC | 2T2R | U2100 + U900 | L1800 (F1+F2) + L800 + L2100 | 1CC | 8001200 | 32 | 6 | 3 | N41 | 3 | 3 | [32 empty] | IIB | AAN-2592-CSG-SAR-X-1 | 35 | Monopole | sharing site/ from data base
AAN2596 | Site 6592 | AAN |  | AAN2596 | AAN2596 | AANNR2596 |  | On Air | On Air | On Air | 2014-08-05 | Permanent | 24.2128 | 55.6962 | Nokia/Ericsson | Outdoor | EITC Passive Infrastructure | Greenfield | Outdoor Green field-du Owned | Du Solo | Monopole | 3G+4G+5G | BTS3900 | 4CC | 2T2R | U2100 + U900 | L1800 (F1+F2) + L800 + L2100 | 2CC | 8001400 | 35 | 8 | 3 | N78 | 4 | 3 | [32 empty] | IIB | AAN-2596-CSG-SAR-X-1 | 35 | #N/A | from data base
AAN2598 | Site 6593 | AAN | AAN2598 | AAN2598 | AAN2598 | AANNR2598 | On Air | On Air | On Air | On Air | 2014-10-12 | Permanent | 24.2405 | 55.7338 | Nokia/Ericsson | Outdoor | EITC Passive Infrastructure | Rooftop | RT-du Owned | Du Solo | Rooftop | 2G+3G+4G+5G | BTS3900/MultiRadio 2G | 3CC | 2T2R | U2100 + U900 | L1800 (F1) + L800 + L2100 | 2CC | 8000500 | 17 | 8 | 3 | N78 | 4 | 3 | [32 empty] | IIB | AAN-2598-CSG-SAR-X-1 | 3 | #N/A | Rooftop
AAN2601 | Site 6594 | AAN | AAN2601 | AAN2601 | AAN2601 | AANNR2601 | Locked | On Air | On Air | On Air | 2014-10-27 | Permanent | 24.2049 | 55.7615 | Nokia/Ericsson | Outdoor | EITC Passive Infrastructure | Rooftop | RT-du Owned | Du Solo | Rooftop | 2G+3G+4G+5G | BTS3900/Flexi 2G | 4CC | 2T2R | U2100 + U900 | L1800 (F1+F2) + L800 + L2100 | 2CC | 8002400 | 18 | 6 | 3 | N78 | 3 | 3 | [32 empty] | IIB | AAN-2601-CSG-ASR920-LD-1 | 3 | #N/A | Rooftop
AAN2604 | Site 6595 | AAN |  | AAN2604 | AAN2604 | AANNR2604 |  | On Air | On Air | On Air | 2016-05-12 | Permanent | 24.2307 | 55.5679 | Nokia/Ericsson | Outdoor | EITC Passive Infrastructure | Greenfield | Outdoor Green field-du Owned | Du Solo | Monopole | 3G+4G+5G | BTS3900 | 3CC | 2T2R | U2100 + U900 | L1800 (F1) + L800 + L2100 | 1CC | 8006500 | 28 | 6 | 3 | N41 | 3 | 3 | [32 empty] | IIB | AAN-2604-CSG-SAR-X-1 | 30 | #N/A | from data base
AAN2608 | Site 6596 | AAN | AAN2608 | AAN2608 | AAN2608 | AANNR2608 | On Air | On Air | On Air | On Air | 2014-11-25 | Permanent | 24.2015 | 55.716 | Nokia/Ericsson | Outdoor | EITC Passive Infrastructure | Greenfield | Outdoor Green field-du Owned | DU Solo | Monopole | 2G+3G+4G+5G | BTS3900 | 4CC | 2T2R | U2100 + U900 | L1800 (F1+F2) + L800 + L2100 | 2CC | 8001400 | 30 | 8 | 3 | N78 | 4 | 3 | [32 empty] | IIB | AAN-2608-CSG-IXR-E-1 | 30 | #N/A | from data base
AAN2610 | Site 6597 | AAN |  | AAN2610 | AAN2610 | AANNR2610 |  | On Air | On Air | On Air | 2017-06-22 | Permanent | 24.3386 | 55.7882 | Nokia/Ericsson | Outdoor | EITC Passive Infrastructure | Greenfield | Outdoor Green field-du Owned | DU Solo | Monopole | 3G+4G+5G | BTS3910 | 3CC | 2T2R | U2100 + U900 | L1800 (F1) + L800 + L2100 | 1CC | 8000100 | 30 | 6 | 3 | N41 | 3 | 3 | [32 empty] | IIB | AAN-2610-CSG-SAR-X-1 | 30 | #N/A | from data base
AAN2611 | Site 6598 | AAN | AAN2611 | AAN2611 | AAN2611 | AANNR2611 | On Air | On Air | On Air | On Air | 2014-12-30 | Permanent | 24.289 | 55.765 | Nokia/Ericsson | Outdoor | EITC Passive Infrastructure | Greenfield | Outdoor Green field-du Owned | Du Solo | Monopole | 2G+3G+4G+5G | BTS3900/MultiRadio 2G | 4CC | 2T2R | U2100 + U900 | L1800 (F1+F2) + L800 + L2100 | 1CC | 8000200 | 28 | 8 | 3 | N41 | 4 | 3 | [32 empty] | IIB | AAN-2611-CSG-SAR-X-1 | 30 | #N/A | from data base
AAN2800 | Site 6599 | AAN |  | AAN2800 | AAN2800 |  |  | On Air | On Air |  | 2020 | Permanent | 24.1024 | 55.7599 | Ericsson | Outdoor | Site Sharing | Site Sharing | Outdoor Site Sharing-Etisalat Owned | SS Opex | Etisalat_Opex | 3G+4G | Air Scale | 2CC | 2T2R | U2100 | L1800 (F1) + L2100 |  | 8002700 | 9 | 2 |  |  | 2 | [33 empty] | IIB | AAN-2800-CSG-ASR920-LD-1 | 10 | Monopole | sharing site/ from data base
AAN2803 | Site 6600 | AAN |  | AAN2803 | AAN2803 |  |  | On Air | On Air |  | 2020 | Permanent | 24.0951 | 55.7578 | Ericsson | Outdoor | Site Sharing | Site Sharing | Outdoor Site Sharing-Etisalat Owned | SS Opex | Etisalat_Opex | 3G+4G | Air Scale | 2CC | 2T2R | U2100 | L1800 (F1) + L2100 |  | 8002700 | 9 | 2 |  |  | 2 | [33 empty] | IIB | AAN-2803-CSG-ASR920-LD-1 | 10 | Monopole | sharing site/ from data base
AAN2804 | Site 6601 | AAN |  | AAN2804 | AAN2804 |  |  | On Air | On Air |  | 2020 | Permanent | 24.0944 | 55.761 | Ericsson | Outdoor | Site Sharing | Site Sharing | Outdoor Site Sharing-Etisalat Owned | SS Opex | Etisalat_Opex | 3G+4G | Air Scale | 2CC | 2T2R | U2100 | L1800 (F1) + L2100 |  | 8002700 | 9 | 2 |  |  | 2 | [33 empty] | MW | 0 | 10 | Monopole | sharing site/ from data base
AAN2805 | Site 6602 | AAN |  | AAN2805 | AAN2805 |  |  | On Air | On Air |  | 2020 | Permanent | 24.093 | 55.7627 | Ericsson | Outdoor | Site Sharing | Site Sharing | Outdoor Site Sharing-Etisalat Owned | SS Opex | Etisalat_Opex | 3G+4G | Air Scale | 2CC | 2T2R | U2100 | L1800 (F1) + L2100 |  | 8002700 | 9 | 2 |  |  | 2 | [33 empty] | IIB | AAN-2805-CSG-ASR920-LD-1 | 10 | Monopole | sharing site/ from data base
AAN2807 | Site 6603 | AAN |  | AAN2807 | AAN2807 |  |  | On Air | On Air |  | 2020 | Permanent | 24.0876 | 55.7655 | Ericsson | Outdoor | Site Sharing | Site Sharing | Outdoor Site Sharing-Etisalat Owned | SS Opex | Etisalat_Opex | 3G+4G | Air Scale | 2CC | 2T2R | U2100 | L1800 (F1) + L2100 |  | 8002700 | 9 | 2 |  |  | 2 | [33 empty] | IIB | AAN-2807-CSG-SAR-X-1 | 10 | Monopole | sharing site/ from data base
AAN2810 | Site 6604 | AAN |  | AAN2810 | AAN2810 |  |  | On Air | On Air |  | 2020 | Permanent | 24.0828 | 55.7691 | Ericsson | Outdoor | Site Sharing | Site Sharing | Outdoor Site Sharing-Etisalat Owned | SS Opex | Etisalat_Opex | 3G+4G | Air Scale | 2CC | 2T2R | U2100 | L1800 (F1) + L2100 |  | 8002700 | 9 | 2 |  |  | 2 | [33 empty] | MW | 0 | 10 | Monopole | sharing site/ from data base
AAN2816 | Site 6605 | AAN |  | AAN2816 | AAN2816 | AANNR2816 |  | On Air | On Air | On Air | 2014-07-31 | Permanent | 24.2749 | 55.7349 | Nokia/Ericsson | Outdoor | Site Sharing | Site Sharing | Outdoor Site Sharing-Etisalat Owned | SS Opex | Etisalat Sharing | 3G+4G+5G | BTS3900 | 3CC | 2T2R | U2100 + U900 | L1800 (F1) + L800 + L2100 | 2CC | 8000300 | 30 | 6 | 3 | N78 | 3 | 3 | [32 empty] | IIB | AAN-2816-CSG-IXR-E-1 | 30 | Monopole | sharing site/ from data base
AAN2842 | Site 6606 | AAN |  | AAN2842 | AAN2842 | AANNR2842 |  | On Air | On Air | On Air | 2016-01-28 | Permanent | 24.2479 | 55.5549 | Nokia/Ericsson | Outdoor | EITC Passive Infrastructure | Greenfield | Outdoor Green field-du Owned | Du Solo | Monopole | 3G+4G+5G | BTS3900 | 3CC | 2T2R | U2100 + U900 | L1800 (F1) + L800 + L2100 | 1CC | 8006500 | 28 | 6 | 3 | N41 | 3 | 3 | [32 empty] | IIB | AAN-2842-CSG-ASR920-LD-1 | 30 | #N/A | from data base
AAN2845 | Site 6607 | AAN |  | AAN2845 | AAN2845 | AANNR2845 |  | On Air | On Air | On Air | 2017-08-28 | Permanent | 24.2273 | 55.696 | Nokia/Ericsson | Outdoor | EITC Passive Infrastructure | Greenfield | Outdoor Green field-du Owned | Du Solo | Monopole | 3G+4G+5G | BTS3910 | 4CC | 2T2R | U2100 + U900 | L1800 (F1+F2) + L800 + L2100 | 2CC | 8000700 | 29 | 6 | 3 | N78 | 3 | 3 | [32 empty] | IIB | AAN-2845-CSG-IXR-E-1 | 30 | #N/A | from data base
AAN2852 | Site 6608 | AAN |  | AAN2852 | AAN2852 | AANNR2852 |  | On Air | On Air | On Air | 2016-06-22 | Permanent | 24.2023 | 55.6692 | Nokia/Ericsson | Outdoor | EITC Passive Infrastructure | Greenfield | Outdoor Green field-du Owned | DU Solo | Monopole | 3G+4G+5G | BTS3900 | 4CC | 2T2R | U2100 + U900 | L1800 (F1+F2) + L800 + L2100 | 2CC | 8001300 | 37 | 6 | 3 | N78 | 3 | 3 | [32 empty] | IIB | AAN-2852-CSG-IXR-E-1 | 40 | #N/A | from data base
AAN2888 | Site 6609 | AAN |  | AAN2888 | AAN2888 | AANNR2888 |  | On Air | On Air | On Air | 2017-09-07 | Permanent | 24.2542 | 55.7351 | Nokia/Ericsson | Outdoor | Site Sharing | Site Sharing | Outdoor Site Sharing-Etisalat Owned | SS Opex | Site Share - Monopole | 3G+4G+5G | BTS3910 | 4CC | 2T2R | U2100 + U900 | L1800 (F1+F2) + L800 + L2100 | 2CC | 8000500 | 31 | 6 | 3 | N78 | 3 | 3 | [32 empty] | IIB | AAN-2888-CSG-ASR920-LD-1 | 35 | Monopole | sharing site/ from data base
AAN2078 | Site 6610 | AAN | AAN2078 | AAN2078 | AAN2078 | AANNR2078 | On Air | On Air | On Air | On Air | 2009 | Permanent | 24.216 | 55.7246 | Nokia/Ericsson | Outdoor | EITC Passive Infrastructure | Greenfield | Outdoor Green field-du Owned | Du Solo | Monopole | 2G+3G+4G+5G | BTS3900/Ultra 2G | 4CC | 2T2R | U2100 + U900 | L1800 (F1+F2) + L800 + L2100 | 2CC | 8001400 | 28 | 6 | 3 | N78 | 3 | 3 | [32 empty] | IIB | AAN-2078-PREAGG-SR7-1 | 30 | #N/A | from data base
AAN2082 | Site 6611 | AAN | AAN2082 | AAN2082 | AAN2082 | AANNR2082 | On Air | On Air | On Air | On Air | 2009 | Permanent | 24.1911 | 55.6861 | Nokia/Ericsson | Outdoor | EITC Passive Infrastructure | Greenfield | Outdoor Green field-du Owned | Du Solo | Monopole | 2G+3G+4G+5G | BTS3900/Ultra 2G | 3CC | 2T2R | U2100 + U900 | L1800 (F1) + L800 + L2100 | 2CC | 8003000 | 28 | 6 | 3 | N78 | 3 | 3 | [32 empty] | IIB | AAN-2082-CSG-SAR-8-1 | 30 | #N/A | from data base
AAN3105 | Site 6612 | AAN |  | AAN3105 | AAN3105 | AANNR3105 |  | On Air | On Air | On Air | 2017-03-18 | Permanent | 24.2484 | 55.7185 | Nokia/Ericsson | Outdoor | Site Sharing | Site Sharing | Outdoor Site Sharing-Etisalat Owned | SS Opex | Site Share - Monopole | 3G+4G+5G | BTS3910 | 3CC | 2T2R | U2100 + U900 | L1800 (F1) + L800 + L2100 | 2CC | 8000600 | 30 | 6 | 3 | N78 | 3 | 3 | [32 empty] | IIB | AAN-3105-CSG-IXR-E-1 | 35 | Monopole | sharing site/ from data base
AAN3114 | Site 6613 | AAN |  | AAN3114 | AAN3114 | AANNR3114 |  | On Air | On Air | On Air | 2017-03-09 | Permanent | 24.1845 | 55.6803 | Nokia/Ericsson | Outdoor | Site Sharing | Site Sharing | Outdoor Site Sharing-Etisalat Owned | SS Opex | Site Share - Monopole | 3G+4G+5G | BTS3910 | 3CC | 2T2R | U2100 + U900 | L1800 (F1) + L800 + L2100 | 2CC | 8003000 | 32 | 6 | 3 | N78 | 3 | 3 | [32 empty] | IIB | AAN-3114-CSG-SAR-X-1 | 35 | Monopole | sharing site/ from data base
AAN3120 | Site 6614 | AAN |  | AAN3120 | AAN3120 | AANNR3120 |  | On Air | On Air | On Air | 2017-05-18 | Permanent | 24.2099 | 55.6356 | Nokia/Ericsson | Outdoor | Site Sharing | Site Sharing | Outdoor Site Sharing-Etisalat Owned | SS Opex | Site Share - Monopole | 3G+4G+5G | BTS3910 | 3CC | 2T2R | U2100 + U900 | L1800 (F1) + L800 + L2100 | 2CC | 8001000 | 33 | 6 | 3 | N78 | 3 | 3 | [32 empty] | IIB | AAN-3120-CSG-ASR920-LD-1 | 35 | Monopole | sharing site/ from data base
AAN3127 | Site 6615 | AAN |  | AAN3127 | AAN3127 | AANNR3127 |  | On Air | On Air | On Air | 2019-11-05 | Permanent | 24.2647 | 55.7225 | Nokia/Ericsson | Outdoor | EITC Passive Infrastructure | Greenfield | Outdoor Green field-du Owned | Du Capex | Capex - du | 3G+4G+5G | BTS5900 | 4CC | 2T2R | U2100 + U900 | L1800 (F1+F2) + L800 + L2100 | 2CC | 8000500 | 33 | 6 | 3 | N78 | 3 | 3 | [32 empty] | IIB | AAN-3127-CSG-ASR920-LD-1 | 35 | #N/A | from data base
AAN3131 | Site 6616 | AAN |  | AAN3131 | AAN3131 | AANNR3131 |  | On Air | On Air | On Air | 2009 | Permanent | 24.2273 | 55.5959 | Nokia/Ericsson | Outdoor | Site Sharing | Site Sharing | Outdoor Site Sharing-Etisalat Owned | SS Opex | SS | 3G+4G+5G | BTS3910 | 3CC | 2T2R | U2100 + U900 | L1800 (F1) + L800 + L2100 | 1CC | 8006300 | 33 | 6 | 3 | N41 | 3 | 3 | [32 empty] | IIB | AAN-3131-CSG-IXR-E-1 | 35 | Monopole | sharing site/ from data base
AAN3137 | Site 6617 | AAN |  | AAN3137 | AAN3137 | AANNR3137 |  | On Air | On Air | On Air | 2017-04-03 | Permanent | 24.2446 | 55.7216 | Nokia/Ericsson | Outdoor | Site Sharing | Site Sharing | Outdoor Site Sharing-Etisalat Owned | SS Opex | Site Share - Lamp Pole | 3G+4G+5G | BTS3900 | 3CC | 2T2R | U2100 + U900 | L1800 (F1) + L800 + L2100 | 2CC | 8000500 | 32 | 6 | 3 | N78 | 3 | 3 | [32 empty] | IIB | AAN-3137-CSG-ASR920-LD-1 | 35 | Monopole | sharing site/ from data base
AAN3153 | Site 6618 | AAN |  | AAN3153 | AAN3153 | AANNR3153 |  | On Air | On Air | On Air | 2009 | Permanent | 24.2054 | 55.7741 | Nokia/Ericsson | Outdoor | Site Sharing | Site Sharing | Outdoor Site Sharing-Etisalat Owned | SS Opex | SS | 3G+4G+5G | BTS3910 | 4CC | 2T2R | U2100 + U900 | L1800 (F1+F2) + L800 + L2100 | 2CC | 8001900 | 30 | 6 | 3 | N78 | 3 | 3 | [32 empty] | IIB | AAN-3153-CSG-SAR-X-1 | 35 | Monopole | sharing site/ from data base
AAN3155 | Site 6619 | AAN |  | AAN3155 | AAN3155 | AANNR3155 |  | On Air | On Air | On Air | 2009 | Permanent | 24.1964 | 55.6577 | Nokia/Ericsson | Outdoor | Site Sharing | Site Sharing | Outdoor Site Sharing-Etisalat Owned | SS Opex | Site Share - Monopole | 3G+4G+5G | BTS3910 | 4CC | 2T2R | U2100 + U900 | L1800 (F1+F2) + L800 + L2100 | 2CC | 8001300 | 30 | 6 | 3 | N78 | 3 | 3 | [32 empty] | IIB | Passive AAN-2020-SCSG-IXR-R6-1 | 35 | Monopole | sharing site/ from data base
AAN3156 | Site 6620 | AAN |  | AAN3156 | AAN3156 | AANNR3156 |  | On Air | On Air | On Air | 2019-09-04 | Permanent | 24.1881 | 55.6271 | Nokia/Ericsson | Outdoor | EITC Passive Infrastructure | Greenfield | Outdoor Taawn-du Lead | Du Capex | Capex - du | 3G+4G+5G | BTS5900 | 4CC | 2T2R | U2100 + U900 | L1800 (F1+F2) + L800 + L2100 | 2CC | 8001200 | 33 | 8 | 3 | N78 | 4 | 3 | [32 empty] | IIB | AAN-3156-CSG-IXR-E-1 | 40 | #N/A | from data base
AAN3159 | Site 6621 | AAN |  | AAN3159 | AAN3159 | AANNR3159 |  | On Air | On Air | On Air | 2009 | Permanent | 24.2396 | 55.5678 | Nokia/Ericsson | Outdoor | EITC Passive Infrastructure | Greenfield | Outdoor Green field-du Owned | Du Solo | GF | 3G+4G+5G | BTS3910 | 3CC | 2T2R | U2100 + U900 | L1800 (F1) + L800 + L2100 | 1CC | 8006500 | 38 | 8 | 3 | N41 | 4 | 3 | Y | [31 empty] | IIB | AAN-3159-CSG-ASR920-LD-1 | 35 | #N/A | from data base
AAN3162 | Site 6622 | AAN |  | AAN3162 | AAN3162 | AANNR3162 |  | On Air | On Air | On Air | 2020-04-14 | Permanent | 24.3537 | 55.7845 | Nokia/Ericsson | Outdoor | Site Sharing | Site Sharing | Outdoor Taawn-Etisalat Lead | SS Capex | Capex - ETC | 3G+4G+5G | BTS5900 | 4CC | 2T2R | U900 | L1800 (F1+F2) + L800 + L2100 | 1CC | 8000100 | 26 | 6 | 3 | N41 | 3 | 3 | [32 empty] | IIB | AAN-3162-CSG-SAR-X-1 | 40 | Monopole | sharing site/ from data base
AAN3163 | Site 6623 | AAN |  | AAN3163 | AAN3163 | AANNR3163 |  | On Air | On Air | On Air | 2009 | Permanent | 24.2114 | 55.5868 | Nokia/Ericsson | Outdoor | Site Sharing | Site Sharing | Outdoor Site Sharing-Etisalat Owned | SS Opex | Site Share - Monopole | 3G+4G+5G | BTS3910 | 3CC | 2T2R | U2100 + U900 | L1800 (F1) + L800 + L2100 | 1CC | 8006300 | 34 | 8 | 3 | N41 | 4 | 3 | Y | [31 empty] | IIB | Passive AAN-2049-PREAGG-SR7-1 | 35 | Monopole | sharing site/ from data base
AAN3170 | Site 6624 | AAN |  | AAN3170 | AAN3170 | AANNR3170 |  | On Air | On Air | On Air | 2009 | Permanent | 24.2144 | 55.672 | Nokia/Ericsson | Outdoor | EITC Passive Infrastructure | Greenfield | Outdoor Green field-du Owned | Du Solo | GF | 3G+4G+5G | BTS5900 | 4CC | 2T2R | U2100 + U900 | L1800 (F1+F2) + L800 + L2100 | 2CC | 8000800 | 34 | 6 | 3 | N78 | 3 | 3 | [32 empty] | IIB | AAN-3170-CSG-ASR920-LD-1 | 35 | #N/A | from data base
AAN3171 | Site 6625 | AAN |  | AAN3171 | AAN3171 | AANNR3171 |  | On Air | On Air | On Air | 2019-10-23 | Permanent | 24.229 | 55.6685 | Nokia/Ericsson | Outdoor | Site Sharing | Site Sharing | Outdoor Site Sharing-Etisalat Owned | SS Opex | SS | 3G+4G+5G | BTS5900 | 3CC | 2T2R | U2100 + U900 | L1800 (F1) + L800 + L2100 | 2CC | 8000800 | 35 | 6 | 3 | N78 | 3 | 3 | [32 empty] | IIB | AAN-3171-CSG-ASR920-LD-1 | 35 | Monopole | sharing site/ from data base
AAN3172 | Site 6626 | AAN |  | AAN3172 | AAN3172 | AANNR3172 |  | On Air | On Air | On Air | 2009 | Permanent | 24.2435 | 55.5493 | Nokia/Ericsson | Outdoor | Site Sharing | Site Sharing | Outdoor Taawn-Etisalat Lead | SS Capex | SS - Monopole | 3G+4G+5G | BTS3910 | 4CC | 2T2R | U2100 + U900 | L1800 (F1+F2) + L800 + L2100 | 1CC | 8006500 | 36 | 6 | 3 | N41 | 3 | 3 | [32 empty] | IIB | AAN-3172-CSG-ASR920-LD-1 | 40 | Monopole | sharing site/ from data base
AAN3225 | Site 6627 | AAN |  | AAN3225 | AAN3225 | AANNR3225 |  | On Air | On Air | On Air | 2019-04-04 | Permanent | 24.3087 | 55.7953 | Nokia/Ericsson | Outdoor | Site Sharing | Site Sharing | Outdoor Taawn-Etisalat Lead | SS Capex | Capex - ETC | 3G+4G+5G | BTS3910 | 4CC | 2T2R | U2100 + U900 | L1800 (F1+F2) + L800 + L2100 | 1CC | 8000200 | 27 | 6 | 3 | N41 | 3 | 3 | [32 empty] | IIB | AAN-3225-CSG-SAR-X-1 | 30 | Monopole | sharing site/ from data base
AAN3251 | Site 6628 | AAN |  | AAN3251 | AAN3251 | AANNR3251 |  | On Air | On Air | On Air | 2019-10-26 | Permanent | 24.2235 | 55.6768 | Nokia/Ericsson | Outdoor | EITC Passive Infrastructure | Greenfield | Outdoor Taawn-du Lead | Du Capex | GF | 3G+4G+5G | BTS5900 | 4CC | 2T2R | U2100 + U900 | L1800 (F1+F2) + L800 + L2100 | 2CC | 8000800 | 39 | 6 | 3 | N78 | 3 | 3 | [32 empty] | IIB | AAN-3251-CSG-ASR920-LD-1 | 40 | #N/A | from data base
AAN3266 | Site 6629 | AAN |  | AAN3266 | AAN3266 | AANNR3266 |  | On Air | On Air | On Air | 2009 | Permanent | 24.2082 | 55.6637 | Nokia/Ericsson | Outdoor | EITC Passive Infrastructure | Greenfield | Outdoor Green field-du Owned | Du Solo | GF | 3G+4G+5G | BTS5900 | 2CC | 2T2R | U2100 + U900 | L800 + L2100 | 2CC | 8001300 | 34 | 6 | 3 | N78 | 3 | 3 | [32 empty] | IIB | AAN-3266-CSG-ASR920-LD-1 | 35 | 35m-MD-MP | confirmed
AAN3282 | Site 6630 | AAN |  | AAN3282 | AAN3282 |  |  | On Air | On Air |  | 2019-11-13 | Permanent | 24.483 | 55.6989 | Nokia/Ericsson | Outdoor | Site Sharing | Site Sharing | Outdoor Site Sharing-Etisalat Owned | SS Opex | Etisalat Sharing | 3G+4G | BTS5900 | 4CC | 2T2R | U2100 + U900 | L1800 (F1+F2) + L800 + L2100 |  | 8005900 | 35 | 6 |  |  | 3 | [33 empty] | MW | 0 | 40 | Monopole | sharing site/ from data base
AAN3325 | Site 6631 | AAN |  | AAN3325 | AAN3325 |  |  | On Air | On Air |  | 2020-04-27 | Permanent | 24.5817 | 55.5814 | Nokia/Ericsson | Outdoor | Site Sharing | Site Sharing | Outdoor Site Sharing-Etisalat Owned | SS Opex | SS-Lattice Tower | 3G+4G | BTS3900A | 4CC | 2T2R | U900 | L1800 (F1+F2) + L800 + L2100 |  | 8005500 | 55 | 6 |  |  | 3 | [33 empty] | IIB | AAN-3325-CSG-IXR-E-1 | 60 | Site Share | sharing site/ from data base
AAN3329 | Site 6632 | AAN |  | AAN3329 | AAN3329 | AANNR3329 |  | On Air | On Air | On Air | 2020-08-05 | Permanent | 24.2319 | 55.6824 | Nokia/Ericsson | Outdoor | Site Sharing | Site Sharing | Outdoor Site Sharing-Etisalat Owned | SS Opex | Opex | 3G+4G+5G | BTS5900 | 4CC | 2T2R | U900 | L1800 (F1+F2) + L800 + L2100 | 2CC | 8000700 | 30 | 6 | 3 | N78 | 3 | 3 | [32 empty] | IIB | AAN-3329-CSG-IXR-E-1 | 35 | Site Share | sharing site/ from data base
AAN2333 | Site 6633 | AAN | AAN2333 | AAN2333 | AAN2333 | AANNR2333 | On Air | On Air | On Air | On Air | 2012-10-03 | Permanent | 24.2862 | 55.7324 | Nokia/Ericsson | Outdoor | Site Sharing | Site Sharing | Outdoor Site Sharing-Etisalat Owned | SS Opex | SS - Monopole | 2G+3G+4G+5G | BTS3900/Flexi 2G | 3CC | 2T2R | U2100 + U900 | L1800 (F1) + L800 + L2100 | 1CC | 8000300 | 27 | 6 | 3 | N41 | 3 | 3 | [32 empty] | IIB | AAN-2333-CSG-ASR920-LD-1 | 30 | Monopole | sharing site/ from data base
AAN2501 | Site 6634 | AAN |  | AAN2501 | AAN2501 | AANNR2501 |  | On Air | On Air | On Air | 2009 | Permanent | 24.3019 | 55.8012 | Nokia/Ericsson | Outdoor | Site Sharing | Site Sharing | Outdoor Taawn-Etisalat Lead | SS Capex | SS | 3G+4G+5G | BTS5900 | 3CC | 2T2R | U2100 + U900 | L1800 (F1) + L800 + L2100 | 1CC | 8000200 | 17 | 6 | 3 | N41 | 3 | 3 | [32 empty] | IIB | AAN-2501-CSG-SAR-X-1 | 20 | Monopole | sharing site/ from data base
AAN2542 | Site 6635 | AAN |  | AAN2542 | AAN2542 |  |  | On Air | On Air |  | 2017-07-02 | Permanent | 24.7837 | 55.813 | Nokia/Ericsson | Outdoor | EITC Passive Infrastructure | Greenfield | Outdoor Green field-du Owned | Du Solo | Monopole | 3G+4G | BTS3910 | 4CC | 2T2R | U2100 + U900 | L1800 (F1+F2) + L800 + L2100 |  | 8005100 | 39 | 6 |  |  | 3 | [33 empty] | MW | 0 | 40 | #N/A | from data base
AAN2603 | Site 6636 | AAN |  | AAN2603 | AAN2603 | AANNR2603 |  | On Air | On Air | On Air | 2019-06-25 | Permanent | 24.2577 | 55.7283 | Nokia/Ericsson | Outdoor | EITC Passive Infrastructure | Greenfield | Outdoor Green field-du Owned | Du Solo | GF | 3G+4G+5G | BTS3910 | 3CC | 2T2R | U2100 + U900 | L1800 (F1) + L800 + L2100 | 2CC | 8000500 | 35 | 6 | 3 | N78 | 3 | 3 | [32 empty] | IIB | AAN-2603-CSG-ASR920-LD-1 | 35 | #N/A | from data base
AAN2802 | Site 6637 | AAN |  | AAN2802 | AAN2802 |  |  | On Air | On Air |  | 2020 | Permanent | 24.0929 | 55.7573 | Ericsson | Outdoor | Site Sharing | Site Sharing | Outdoor Site Sharing-Etisalat Owned | SS Opex | Etisalat_Opex | 3G+4G | Air Scale | 2CC | 2T2R | U2100 | L1800 (F1) + L2100 |  | 8002700 | 11 | 2 |  |  | 2 | [33 empty] | IIB | AAN-2802-CSG-ASR920-LD-1 | 10 | Monopole | sharing site/ from data base
AAN2808 | Site 6638 | AAN |  | AAN2808 | AAN2808 |  |  | On Air | On Air |  | 2020 | Permanent | 24.0857 | 55.765 | Ericsson | Outdoor | Site Sharing | Site Sharing | Outdoor Site Sharing-Etisalat Owned | SS Opex | Etisalat_Opex | 3G+4G | Air Scale | 2CC | 2T2R | U2100 | L1800 (F1) + L2100 |  | 8002700 | 7 | 2 |  |  | 2 | [33 empty] | IIB | AAN-2808-CSG-IXR-E-1 | 10 | Monopole | sharing site/ from data base
AAN3290 | Site 6639 | AAN |  | AAN3290 | AAN3290 | AANNR3290 |  | On Air | On Air | On Air | 2020-04-21 | Permanent | 24.2809 | 55.6039 | Ericsson | Outdoor | EITC Passive Infrastructure | Greenfield | Outdoor Taawn-du Lead | Du Capex | Capex - du | 3G+4G+5G | BTS5900 | 4CC | 2T2R | U2100 + U900 | L1800 (F1+F2) + L800 + L2100 | 2CC | 8004000 | 38 | 8 | 3 | N78 | 4 | 3 | [32 empty] | MW | 0 | 40 | 40m-HD-MP | confirmed
AAN3321 | Site 6640 | AAN |  | AAN3321 | AAN3321 | AANNR3321 |  | On Air | On Air | On Air | 1905-07-15 | Permanent | 24.2169 | 55.803 | Ericsson | Outdoor | EITC Passive Infrastructure | Greenfield | Outdoor Green field-du Owned | Du Solo | GF | 3G+4G+5G | Enclosure6130 | 4CC | 4T4R | U2100 + U900 | L1800 (F1+F2) + L800 + L2100 | 2CC | 8001800 | 25 | 6 | 3 | N78 | 3 | 3 | [32 empty] | IIB | AAN-3321-CSG-IXR-E-1
AAN3119 | Site 6641 | AAN |  | AAN3119 | AAN3119 |  |  | On Air | On Air |  | 1905-07-15 | Permanent | 24.4717 | 55.3452 | Ericsson | Outdoor | EITC Passive Infrastructure | Greenfield | Outdoor Green field-du Owned | Du Solo | GF | 3G+4G | Enclosure6130 | 4CC | 4T4R | U2100 + U900 | L1800 (F1+F2) + L800 + L2100 |  | 8005700 | 40 | 6 |  |  | 3 | [33 empty] | IIB | AAN-3119-CSG-IXR-E-1
AAN3400 | Site 6642 | AAN |  | AAN3400 | AAN3400 | AANNR3400 |  | On Air | On Air | On Air | 1905-07-15 | Permanent | 24.183 | 55.6482 | Ericsson | Outdoor | EITC Passive Infrastructure | Greenfield | Outdoor Green field-du Owned | Du Solo | GF | 3G+4G+5G | Enclosure6130 | 4CC | 4T4R | U2100 + U900 | L1800 (F1+F2) + L800 + L2100 | 1CC | 8001200 | 40 | 6 | 3 | N41 | 3 | 3 | [32 empty] | IIB | AAN-3400-CSG-N540-LD-1
AAN3640 | Site 6643 | AAN |  | AAN3640 | AAN3640 |  |  | On Air | On Air |  | 1905-07-15 | Permanent | 23.8772 | 55.3972 | Ericsson | Outdoor | EITC Passive Infrastructure | Greenfield | Outdoor Green field-du Owned | Du Solo | GF | 3G+4G | Enclosure6130 | 4CC | 4T4R | U2100 + U900 | L1800 (F1+F2) + L800 + L2100 |  | 8008600 | 40 | 6 |  |  | 3 | [33 empty] | MW | 0
AAN3423 | Site 6644 | AAN |  | AAN3423 | AAN3423 |  |  | On Air | On Air |  | 1905-07-15 | Permanent | 24.4156 | 55.7183 | Ericsson | Outdoor | EITC Passive Infrastructure | Greenfield | Outdoor Green field-du Owned | Du Solo | GF | 3G+4G | Enclosure6130 | 4CC | 4T4R | U2100 + U900 | L1800 (F1+F2) + L800 + L2100 |  | 8005900 | 75 | 6 |  |  | 3 | [33 empty] | IIB | AAN-3423-CSG-IXR-E-1
AAN3317 | Site 6645 | AAN |  | AAN3317 | AAN3317 | AANNR3317 |  | On Air | On Air | On Air | 2020-04-08 | Permanent | 24.3329 | 55.8202 | Ericsson | Outdoor | Site Sharing | Site Sharing | Outdoor Site Sharing-Etisalat Owned | SS Opex | Site Share - Monopole | 3G+4G+5G | BTS5900 | 4CC | 2T2R | U900 | L1800 (F1+F2) + L800 + L2100 | 1CC | 8000100 | 15 | 6 | 3 | N41 | 3 | 3 | [32 empty] | IIB | AAN-3317-CSG-IXR-E-1 | 20 | 20m MP | sharing site/ from data base
AAG6104 | Site 6646 | AAN |  | AAG6104 | AAG6104 | AAGNR6104 |  | On Air | On Air | On Air | 2023-12-22 | Temporary | 24.0919 | 55.9237 | Ericsson | Outdoor | EITC Passive Infrastructure | Greenfield | Outdoor Green field-du Owned | Du Solo | GF | 3G+4G+5G | Enclosure6130 | 4CC | 4T4R | U2100 + U900 | L1800 (F1+F2) + L800 + L2100 | 1CC | 8007900 | 30 | 7 | 3 | N41 | 4 | 3 | [32 empty] | MW | 0
AAN3305 | Site 6647 | AAN |  | AAN3305 | AAN3305 | AANNR3305 |  | On Air | On Air | On Air | 2023 | Permanent | 24.1257 | 55.6769 | Ericsson | Outdoor | EITC Passive Infrastructure | Site Sharing | Outdoor Site Sharing-Etisalat Owned | SS Opex | Etisalat_Opex | 3G+4G+5G | Enclosure6130 | 4CC | 4T4R | U2100 + U900 | L1800 (F1+F2) + L800 + L2100 | 2CC | 8002900 | 37 | 6 | 3 | N78 | 3 | 3 | [32 empty] | IIB | AAN-0132-CSG-IXR-E-1
AAN3443 | Site 6648 | AAN |  | AAN3443 | AAN3443 | AANNR3443 |  | On Air | On Air | On Air | 2023 | Permanent | 24.2963 | 55.7119 | Ericsson | Outdoor | EITC Passive Infrastructure | Greenfield | Outdoor Green field-du Owned | Du Solo | GF | 3G+4G+5G | Enclosure6130 | 4CC | 4T4R | U2100 + U900 | L1800 (F1+F2) + L800 + L2100 | 1CC | 8004100 | 40 | 6 | 3 | N41 | 3 | 3 | [32 empty] | MW | 0
AAN3603 | Site 6649 | AAN |  | AAN3603 | AAN3603 |  |  | On Air | On Air |  | 2023 | Permanent | 23.624 | 55.5149 | Ericsson | Outdoor | EITC Passive Infrastructure | Site Sharing | Outdoor Green field-du Owned | Du Capex | GF | 3G+4G | Enclosure6130 | 4CC | 4T4R | U2100 + U900 | L1800 (F1+F2) + L800 + L2100 |  | 8009300 | 55 | 6 |  |  | 3 | [33 empty] | MW | 0
AAN3604 | Site 6650 | AAN |  | AAN3604 | AAN3604 |  |  | On Air | On Air |  | 2023 | Permanent | 23.6081 | 55.4177 | Ericsson | Outdoor | EITC Passive Infrastructure | Site Sharing | Outdoor Green field-du Owned | Du Capex | GF | 3G+4G | Enclosure6130 | 4CC | 4T4R | U2100 + U900 | L1800 (F1+F2) + L800 + L2100 |  | 8009300 | 75 | 6 |  |  | 3 | [33 empty] | MW | 0
AAN3544 | Site 6651 | AAN |  | AAN3544 | AAN3544 |  |  | On Air | On Air |  | 2023 | Permanent | 24.3127 | 55.6512 | Ericsson | Outdoor | EITC Passive Infrastructure | Site Sharing | Outdoor Taawn-du Lead | SS Capex | Site Share - Monopole | 3G+4G | Enclosure6130 | 4CC | 4T4R | U2100 + U900 | L1800 (F1+F2) + L800 + L2100 |  | 8006100 | 85 | 6 |  |  | 3 | [33 empty] | MW | 0
AAN3620 | Site 6652 | AAN |  | AAN3620 | AAN3620 |  |  | On Air | On Air |  | 2023 | Permanent | 23.9299 | 55.3617 | Ericsson | Outdoor | EITC Passive Infrastructure | Greenfield | Outdoor Green field-du Owned | Du Solo | GF | 3G+4G | Enclosure6130 | 4CC | 4T4R | U2100 + U900 | L1800 (F1+F2) + L800 + L2100 |  | 8008600 | 92 | 6 |  |  | 3 | [33 empty] | MW | 0
AAN3662 | Site 6653 | AAN |  | AAN3662 | AAN3662 | AANNR3662 |  | On Air | On Air | On Air | 2023 | Permanent | 24.117 | 55.3748 | Ericsson | Outdoor | EITC Passive Infrastructure | Greenfield | Outdoor Green field-du Owned | Du Solo | GF | 3G+4G+5G | Enclosure6130 | 4CC | 4T4R | U2100 + U900 | L1800 (F1+F2) + L800 + L2100 | 1CC | 8007100 | 75 | 6 | 3 | N41 | 3 | 3 | [32 empty] | MW | 0
AAN2514 | Site 6654 | AAN | AAN2514 |  |  |  | On Air |  |  |  | 2009 | Permanent | 22.7068 | 55.2122 | Nokia | Outdoor | Site Sharing | Site Sharing | Outdoor Site Sharing-Etisalat Owned | SS Opex | Site Share | 2G | Enclosure6130 | [5 empty] | 8009700 | 35 |  |  |  | - | [33 empty] | VSAT | 0 | 40 | Monopole | sharing site/ from data base
AUG4355 | Site 6655 | AUH | AUG4355 | AUG4355 | AUGL4355 |  | Locked | Dismantled | Dismantled |  | 2009 | Permanent | 24.4446 | 54.6068 | Nokia/Huawei | Outdoor | EITC Passive Infrastructure | Greenfield | Outdoor Green field-du Owned | Du Solo | RDU | 2G+3G+4G | BTS3900/Flexi 2G | LTE-2CC |  | U900 F1-U2100 F2 | L800+L1800-F1 |  | 2042600 | 29 |  |  |  | 6 | [33 empty] | IIB | AUG-4355-CSG-SAR-X-1 | 30 | #N/A | from data base
AUH7018 | Site 6656 | AUH |  |  | AUHL7018 |  |  |  | Dismantled |  | 2009 | Permanent | 24.4816 | 54.6058 | Nokia | Outdoor | EITC Passive Infrastructure | Rooftop | RT-du Owned | Du Solo | Rooftop | 4G | AirScale | LTE-3CC |  | - | L2600-F1+L2600-F2+L2600-F3 |  | 2004600 | 5 |  |  |  | 12 | [33 empty] | MW | 0 | 4 | #N/A | Rooftop
AUH3869 | Site 6657 | AUH |  | AUH3869 | AUHL3869 | AUHNR3869 |  | On Air | On Air | On Air | 2021-09-12 | Permanent | 24.3659 | 54.7515 | Nokia | Outdoor | EITC Passive Infrastructure | Greenfield | Outdoor Green field-du Owned | Du Capex | Greenfield | 3G+4G+5G | AirScale | LTE-4CC |  | U900 F1-U900 F2 | L800+L1800-F1+L1800-F2+L2100 | 2cc | 2046900 | 40 |  |  | n78 | 3 | 3 | [32 empty] | IIB | AUH-3869-CSG-IXR-E-1 | 0 | 40m MD | sharing site/ from data base
AUH3445 | Site 6658 | AUH |  | AUH3445 | AUHL4445 | AUHNR3445 |  | On Air | On Air | On Air | 2021-03-21 | Permanent | 24.199 | 54.8869 | Nokia | Outdoor | EITC Passive Infrastructure | Greenfield | Outdoor Green field-du Owned | Du Capex | Greenfield (Du Capex) | 3G+4G+5G | AirScale | LTE-4CC | 4T4R | U900 F1 | L800+L1800-F1+L1800-F2+L2100 | 1cc | 2430100 | 40 |  |  | n41 | 4 | 3 | [32 empty] | MW | 0 | 40 | 40m-MD-MP | confirmed
AUH3309 | Site 6659 | AUH |  | AUH3309 | AUHL5309 | AUHNR3309 |  | On Air | On Air | On Air | 2022-01-25 | Permanent | 24.2893 | 54.6568 | Nokia | Outdoor | EITC Passive Infrastructure | Greenfield | Outdoor Green field-du Owned | Du Capex | Greenfield (Du Capex) | 3G+4G+5G | AirScale | LTE-3CC |  | U900 F1-U900 F2 | L800+L1800-F1+L1800-F2 | 2cc | 2046100 | 35 |  |  | n78 | 3 | 3 | [32 empty] | IIB | Passive AUH-2204-PREAGG-SR7-1 | 35 | 35m-MD-MP | confirmed
AUG4202 | Site 6660 | AUH | AUG4202 | AUG4202 | AUGL4202 | AUGNR4202 | On Air | On Air | On Air | On Air | 2009 | Temporary-Permanent | 24.4811 | 54.3578 | Nokia | Outdoor | EITC Passive Infrastructure | GRD | Outdoor Green field-du Owned | Du Solo | GRD | 2G+3G+4G+5G | AirScale | LTE-3CC |  | U900 F1-U900 F2-U2100 F2 | L800+L1800-F1+L1800-F2 | 2cc | 2501300 | 19 |  |  | n78 | 3 | 3 | [32 empty] | IIB | AUG-4202-CSG-ASR920-LD-1 | 20 | #N/A | from data base
AUG4246 | Site 6661 | AUH | AUG4246 | AUG4246 | AUGL4246 |  | On Air | On Air | On Air |  | 2010-09-22 | Temporary-Permanent | 24.5008 | 54.6187 | Nokia | Outdoor | EITC Passive Infrastructure | GRD | Outdoor Green field-du Owned | Du Solo | GRD | 2G+3G+4G | AirScale | LTE-3CC |  | U900 F1-U900 F2-U2100 F2 | L800+L1800-F1+L1800-F2 |  | 2004600 | 19 |  |  |  | 6 | [33 empty] | MW | 0 | 20 | #N/A | from data base
AUG4262 | Site 6662 | AUH | AUG4262 | AUG4262 | AUGL4262 | AUGNR4262 | On Air | On Air | On Air | On Air | 2009 | Temporary-Permanent | 24.4801 | 54.6044 | Nokia | Outdoor | EITC Passive Infrastructure | GRD | Outdoor Green field-du Owned | Du Solo | GRD | 2G+3G+4G+5G | AirScale | LTE-4CC |  | U900 F1-U900 F2-U2100 F2 | L800+L1800-F1+L1800-F2+L2100 | 2cc | 2004600 | 20 |  |  | n78 | 3 | 3 | [32 empty] | IIB | AUG-4262-CSG-SAR-X-1 | 20 | #N/A | from data base
AUG4263 | Site 6663 | AUH | AUG4263 | AUG4263 | AUGL4263 | AUGNR4263 | On Air | On Air | On Air | On Air | 2009 | Temporary-Permanent | 24.4646 | 54.6023 | Nokia | Outdoor | EITC Passive Infrastructure | GRD | Outdoor Green field-du Owned | Du Solo | GRD | 2G+3G+4G+5G | AirScale | LTE-4CC | 4T4R | U900 F1-U900 F2-U2100 F2 | L800+L1800-F1+L1800-F2+L2100 | 2cc | 2004600 | 19 |  |  | n78 | 4 | 3 | [32 empty] | IIB | AUG-4263-CSG-IXR-E-1 | 20 | #N/A | from data base
AUG4264 | Site 6664 | AUH | AUG4264 | AUG4264 | AUGL4264 | AUGNR4264 | On Air | On Air | On Air | On Air | 2017 | Temporary-Permanent | 24.4824 | 54.6114 | Nokia | Outdoor | EITC Passive Infrastructure | GRD | Outdoor Green field-du Owned | Du Solo | GRD | 2G+3G+4G+5G | AirScale | LTE-4CC |  | U900 F1-U900 F2-U2100 F2 | L800+L1800-F1+L1800-F2+L2100 | 2cc | 2004600 | 20 |  |  | n78 | 3 | 3 | [32 empty] | MW | 0 | 20 | #N/A | from data base
AUG4273 | Site 6665 | AUH | AUG4273 | AUG4273 | AUGL4273 |  | On Air | On Air | On Air |  | 2010-10-04 | Temporary-Permanent | 24.5069 | 54.6215 | Nokia | Outdoor | EITC Passive Infrastructure | GRD | Outdoor Green field-du Owned | Du Solo | GRD | 2G+3G+4G | AirScale | LTE-2CC |  | U900 F1-U900 F2-U2100 F2 | L800+L1800-F1 |  | 2004600 | 19 |  |  |  | 3 | [33 empty] | MW | 0 | 20 | #N/A | from data base
AUG4279 | Site 6666 | AUH | AUG4279 | AUG4279 | AUGL4279 |  | Locked | On Air | On Air |  | 2010-10-03 | Temporary-Permanent | 24.4841 | 54.4059 | Nokia | Outdoor | EITC Passive Infrastructure | GRD | Outdoor Green field-du Owned | Du Solo | GRD | 2G+3G+4G | AirScale | LTE-3CC |  | U900 F1-U900 F2-U2100 F2 | L800+L1800-F1+L1800-F2 |  | 2045700 | 19 |  |  |  | 6 | [33 empty] | MW | 0 | 20 | #N/A | from data base
AUG4289 | Site 6667 | AUH | AUG4289 | AUG4289 | AUGL4289 |  | On Air | On Air | On Air |  | 2010-10-20 | Temporary-Permanent | 24.4644 | 54.656 | Nokia | Outdoor | EITC Passive Infrastructure | GRD | Outdoor Green field-du Owned | Du Solo | GRD | 2G+3G+4G | AirScale | LTE-4CC | 4T4R | U900 F1-U900 F2-U2100 F2 | L800+L1800-F1+L1800-F2+L2100 |  | 2042500 | 20 |  |  |  | 3 | [33 empty] | MW | 0 | 20 | #N/A | from data base
AUG4309 | Site 6668 | AUH | AUG4309 | AUG4309 | AUGL4309 | AUGNR4309 | Locked | On Air | On Air | On Air | 2010-09-01 | Temporary-Permanent | 24.4189 | 54.481 | Nokia | Outdoor | EITC Passive Infrastructure | GRD | Outdoor Green field-du Owned | Du Solo | GRD | 2G+3G+4G+5G | AirScale | LTE-4CC |  | U900 F1-U900 F2-U2100 F2 | L800+L1800-F1+L1800-F2+L2100 | 2cc | 2501700 | 19 |  |  | n78 | 3 | 3 | [32 empty] | IIB | AUG-4309-CSG-IXR-E-1 | 20 | #N/A | from data base
AUG4317 | Site 6669 | AUH | AUG4317 | AUG4317 | AUGL4317 | AUGNR4317 | On Air | On Air | On Air | On Air | 2010-10-09 | Temporary-Permanent | 24.4397 | 54.4394 | Nokia | Outdoor | EITC Passive Infrastructure | GRD | Outdoor Green field-du Owned | Du Solo | GRD | 2G+3G+4G+5G | AirScale | LTE-4CC |  | U900 F1-U900 F2-U2100 F2 | L800+L1800-F1+L1800-F2+L2100 | 2cc | 2501800 | 19 |  |  | n78 | 3 | 3 | [32 empty] | IIB | AUG-4317-CSG-ASR920-LD-1 | 20 | #N/A | from data base
AUG4338 | Site 6670 | AUH | AUG4338 | AUG4338 | AUGL4338 | AUGNR4338 | On Air | On Air | On Air | On Air | 2009 | Permanent | 24.318 | 54.5761 | Nokia | Outdoor | EITC Passive Infrastructure | Greenfield | Outdoor Green field-du Owned | Du Solo | RDU | 2G+3G+4G+5G | AirScale | LTE-4CC |  | U900 F1-U900 F2-U2100 F2 | L800+L1800-F1+L1800-F2+L2100 | 1cc | 2044801 | 28 |  |  | n41 | 4 | 3 | [32 empty] | IIB | AUG-4338-CSG-ASR920-LD-1 | 30 | #N/A | from data base
AUG4347 | Site 6671 | AUH | AUG4347 | AUG4347 | AUGL4347 | AUGNR4347 | On Air | On Air | On Air | On Air | 2009 | Permanent | 24.4406 | 54.7484 | Nokia | Outdoor | EITC Passive Infrastructure | Greenfield | Outdoor Green field-du Owned | Du Solo | RDU | 2G+3G+4G+5G | AirScale | LTE |  | U900 F1-U900 F2-U2100 F2 | L800 | 2cc | 2043200 | 29 |  |  | n78 | 3 | 3 | [32 empty] | IIB | AUG-4347-CSG-IXR-E-1 | 30 | #N/A | from data base
AUG4351 | Site 6672 | AUH | AUG4351 | AUG4351 | AUGL4351 |  | Locked | On Air | On Air |  | 2009 | Temporary-Permanent | 24.3667 | 54.5125 | Nokia | Outdoor | EITC Passive Infrastructure | GRD | Outdoor Green field-du Owned | Du Solo | GRD | 2G+3G+4G | AirScale | LTE-3CC |  | U900 F1-U900 F2-U2100 F2 | L800+L1800-F1+L1800-F2 |  | 2600200 | 19 |  |  |  | 3 | [33 empty] | IIB | AUG-4351-CSG-ASR920-LD-1 | 20 | #N/A | from data base
AUG4354 | Site 6673 | AUH | AUG4354 | AUG4354 | AUGL4354 | AUGNR4354 | On Air | On Air | On Air | On Air | 2009 | Permanent | 24.3632 | 54.506 | Nokia | Outdoor | EITC Passive Infrastructure | Greenfield | Outdoor Green field-du Owned | Du Solo | RDU | 2G+3G+4G+5G | AirScale | LTE-4CC | 4T4R | U900 F1-U900 F2-U2100 F2 | L800+L1800-F1+L1800-F2+L2100 | 1cc | 2600200 | 29 |  |  | n41 | 3 | 3 | [32 empty] | IIB | AUG-4354-CSG-SAR-X-1 | 30 | #N/A | from data base
AUG4356 | Site 6674 | AUH | AUG4356 | AUG4356 | AUGL4356 | AUGNR4356 | On Air | On Air | On Air | On Air | 2009 | Permanent | 24.2615 | 54.6259 | Nokia | Outdoor | EITC Passive Infrastructure | Greenfield | Outdoor Green field-du Owned | Du Solo | RDU | 2G+3G+4G+5G | AirScale | LTE-4CC | 4T4R | U900 F1-U900 F2-U2100 F2 | L800+L1800-F1+L1800-F2+L2100 | 2cc | 2044400 | 28 |  |  | n78 | 3 | 3 | [32 empty] | IIB | AUG-4356-CSG-IXR-E-1 | 30 | #N/A | from data base
AUG4357 | Site 6675 | AUH | AUG4357 | AUG4357 | AUGL4357 | AUGNR4357 | On Air | On Air | On Air | On Air | 2009 | Permanent | 24.289 | 54.6333 | Nokia | Outdoor | EITC Passive Infrastructure | Greenfield | Outdoor Green field-du Owned | Du Solo | RDU | 2G+3G+4G+5G | AirScale | LTE-3CC |  | U900 F1-U900 F2-U2100 F2 | L800+L1800-F1+L1800-F2 | 2cc | 2046100 | 29 |  |  | n78 | 3 | 3 | [32 empty] | MW | 0 | 30 | #N/A | from data base
AUG4360 | Site 6676 | AUH | AUG4360 | AUG4360 | AUGL4360 | AUGNR4360 | On Air | On Air | On Air | On Air | 2012-09-05 | Permanent | 24.3271 | 54.6303 | Nokia | Outdoor | EITC Passive Infrastructure | Greenfield | Outdoor Green field-du Owned | Du Solo | RDU | 2G+3G+4G+5G | AirScale | LTE-3CC |  | U900 F1-U900 F2-U2100 F2 | L800+L1800-F1+L1800-F2 | 2cc | 2046100 | 29 |  |  | n78 | 3 | 3 | [32 empty] | IIB | AUG-4360-CSG-SAR-X-1 | 30 | #N/A | from data base
AUG4364 | Site 6677 | AUH | AUG4364 | AUG4364 | AUGL4364 | AUGNR4364 | On Air | On Air | On Air | On Air | 2009 | Permanent | 24.7579 | 54.8409 | Nokia | Outdoor | EITC Passive Infrastructure | Greenfield | Outdoor Green field-du Owned | Du Solo | RDU | 2G+3G+4G+5G | BTS3900/Flexi 2G | LTE |  | U900 F1-U900 F2-U2100 F2 | L800 | 1cc | 2106000 | 30 |  |  | n41 | 3 | 3 | [32 empty] | IIB | AUG-4364-CSG-SAR-X-1 | 30 | #N/A | from data base
AUG4365 | Site 6678 | AUH | AUG4365 | AUG4365 | AUGL4365 | AUGNR4365 | On Air | On Air | On Air | On Air | 2009 | Permanent | 24.3481 | 54.501 | Nokia | Outdoor | EITC Passive Infrastructure | Greenfield | Outdoor Green field-du Owned | Du Solo | RDU | 2G+3G+4G+5G | AirScale | LTE-4CC |  | U900 F1-U900 F2-U2100 F2 | L800+L1800-F1+L1800-F2+L2100 | 1cc | 2600200 | 30 |  |  | n41 | 3 | 3 | [32 empty] | IIB | AUG-4365-CSG-ASR920-LD-1 | 30 | #N/A | from data base
AUG4367 | Site 6679 | AUH | AUG4367 | AUG4367 | AUGL4367 | AUGNR4367 | On Air | On Air | On Air | On Air | 2009 | Temporary-Permanent | 24.2796 | 54.6052 | Nokia | Outdoor | EITC Passive Infrastructure | GRD | Outdoor Green field-du Owned | Du Solo | GRD | 2G+3G+4G+5G | AirScale | LTE-2CC |  | U900 F1-U900 F2-U2100 F2 | L800+L1800-F1 | 2cc | 2044400 | 19 |  |  | n78 | 3 | 3 | [32 empty] | IIB | AUG-4367-CSG-SAR-X-1 | 20 | #N/A | from data base
AUG4370 | Site 6680 | AUH | AUG4370 | AUG4370 | AUGL4370 | AUGNR4370 | On Air | On Air | On Air | On Air | 2012-09-02 | Permanent | 24.3303 | 54.6902 | Nokia | Outdoor | EITC Passive Infrastructure | Greenfield | Outdoor Green field-du Owned | Du Solo | RDU | 2G+3G+4G+5G | AirScale | LTE-4CC |  | U900 F1-U900 F2-U2100 F2 | L800+L1800-F1+L1800-F2+L2100 | 1cc | 2443500 | 30 |  |  | n41 | 4 | 3 | [32 empty] | IIB | AUG-4370-CSG-SAR-X-1 | 30 | #N/A | from data base
AUG4375 | Site 6681 | AUH | AUG4375 | AUG4375 | AUGL4375 | AUGNR4375 | On Air | On Air | On Air | On Air | 2012-10-18 | Permanent | 24.2939 | 54.6255 | Nokia | Outdoor | EITC Passive Infrastructure | Greenfield | Outdoor Green field-du Owned | Du Solo | RDU | 2G+3G+4G+5G | AirScale | LTE-4CC |  | U900 F1-U900 F2-U2100 F2 | L800+L1800-F1+L1800-F2+L2100 | 2cc | 2046100 | 29 |  |  | n78 | 3 | 3 | [32 empty] | MW | 0 | 30 | #N/A | from data base
AUG4399 | Site 6682 | AUH | AUG4399 | AUG4399 | AUGL4399 | AUGNR4399 | On Air | On Air | On Air | On Air | 2012-07-17 | Permanent | 24.4383 | 54.3578 | Nokia | Outdoor | EITC Passive Infrastructure | Greenfield | Outdoor Green field-du Owned | Du Solo | RDU | 2G+3G+4G+5G | AirScale | LTE-2CC |  | U900 F1-U900 F2-U2100 F2 | L800+L1800-F1 | 2cc | 2500600 | 28 |  |  | n78 | 3 | 3 | [32 empty] | IIB | AUG-4399-CSG-IXR-E-1 | 30 | #N/A | from data base
AUG4408 | Site 6683 | AUH | AUG4408 | AUG4408 | AUGL4408 | AUGNR4408 | Locked | On Air | On Air | On Air | 2012-08-17 | Permanent | 24.541 | 54.4413 | Nokia | Outdoor | EITC Passive Infrastructure | Greenfield | Outdoor Green field-du Owned | Du Solo | RDU | 2G+3G+4G+5G | AirScale | LTE-3CC |  | U900 F1-U900 F2-U2100 F2 | L800+L1800-F1+L1800-F2 | 2cc | 2046700 | 28 |  |  | n78 | 3 | 3 | [32 empty] | MW | 0 | 30 | #N/A | from data base
AUG4418 | Site 6684 | AUH | AUG4418 | AUG4418 | AUGL4418 | AUGNR4418 | Locked | On Air | On Air | On Air | 2013-01-03 | Permanent | 24.3923 | 54.5006 | Nokia | Outdoor | EITC Passive Infrastructure | Greenfield | Outdoor Green field-du Owned | Du Solo | RDU | 2G+3G+4G+5G | AirScale | LTE-3CC |  | U900 F1-U900 F2-U2100 F2 | L800+L1800-F1+L1800-F2 | 2cc | 2043900 | 28.5 |  |  | n78 | 3 | 3 | [32 empty] | MW | 0 | 30 | #N/A | from data base
AUG4431 | Site 6685 | AUH | AUG4431 | AUG4431 | AUGL4431 |  | Locked | On Air | On Air |  | 2013-12-09 | Permanent | 24.2009 | 54.6841 | Nokia | Outdoor | EITC Passive Infrastructure | Greenfield | Outdoor Green field-du Owned | Du Solo | RDU | 2G+3G+4G | AirScale | LTE-4CC |  | U900 F1-U900 F2-U2100 F2 | L800+L1800-F1+L1800-F2+L2100 |  | 2047502 | 28 |  |  |  | 3 | [33 empty] | IIB | Passive to AUH-2406-CSG-ASR920-LD-1 | 30 | #N/A | from data base
AUG4436 | Site 6686 | AUH |  | AUG4436 | AUGL4436 | AUGNR4436 |  | On Air | On Air | On Air | 2013-10-01 | Permanent | 24.2166 | 54.6733 | Nokia | Outdoor | EITC Passive Infrastructure | Greenfield | Outdoor Green field-du Owned | Du Solo | RDU | 3G+4G+5G | AirScale | LTE-4CC |  | U900 F1-U900 F2-U2100 F2 | L800+L1800-F1+L1800-F2+L2100 | 1cc | 2047502 | 29 |  |  | n41 | 3 | 3 | [32 empty] | IIB | AUG-4436-CSG-ASR920-LD-1 | 30 | #N/A | from data base
AUG4439 | Site 6687 | AUH | AUG4439 | AUG4439 | AUGL4439 | AUGNR4439 | Locked | On Air | On Air | On Air | 2013-08-04 | Temporary-Permanent | 24.3552 | 54.5024 | Nokia | Outdoor | EITC Passive Infrastructure | GRD | Outdoor Green field-du Owned | Du Solo | GRD | 2G+3G+4G+5G | AirScale | LTE-3CC |  | U900 F1-U900 F2-U2100 F2 | L800+L1800-F1+L1800-F2 | 1cc | 2600200 | 29 |  |  | n41 | 3 | 3 | [32 empty] | IIB | AUG-4439-CSG-SAR-X-1 | 30 | #N/A | from data base
AUG4442 | Site 6688 | AUH | AUG4442 | AUG4442 | AUGL4442 |  | Locked | On Air | On Air |  | 2013-10-10 | Temporary-Permanent | 24.3473 | 54.4882 | Nokia | Outdoor | EITC Passive Infrastructure | GRD | Outdoor Green field-du Owned | Du Solo | GRD | 2G+3G+4G | AirScale | LTE-2CC |  | U900 F1-U900 F2-U2100 F2 | L800+L1800-F1 |  | 2600200 | 19 |  |  |  | 6 | [33 empty] | IIB | AUG-4442-CSG-SAR-X-1 | 20 | #N/A | from data base
AUG4443 | Site 6689 | AUH | AUG4443 | AUG4443 | AUGL4443 | AUGNR4443 | On Air | On Air | On Air | On Air | 2013-12-07 | Permanent | 24.3178 | 54.5312 | Nokia | Outdoor | EITC Passive Infrastructure | Greenfield | Outdoor Green field-du Owned | Du Solo | RDU | 2G+3G+4G+5G | AirScale | LTE-4CC |  | U900 F1-U900 F2-U2100 F2 | L800+L1800-F1+L1800-F2+L2100 | 1cc | 2044802 | 29 |  |  | n41 | 3 | 3 | [32 empty] | IIB | AUG-4443-CSG-IXR-E-1 | 30 | #N/A | from data base
AUG4447 | Site 6690 | AUH | AUG4447 | AUG4447 | AUGL4447 | AUGNR4447 | On Air | On Air | On Air | On Air | 2013-09-19 | Temporary-Permanent | 24.4511 | 54.6773 | Nokia | Outdoor | EITC Passive Infrastructure | GRD | Outdoor Green field-du Owned | Du Solo | GRD | 2G+3G+4G+5G | AirScale | LTE-2CC |  | U900 F1-U900 F2-U2100 F2 | L800+L1800-F1 | 2cc | 2042500 | 19 |  |  | n78 | 3 | 3 | [32 empty] | MW | 0 | 20 | #N/A | from data base
AUG4448 | Site 6691 | AUH | AUG4448 | AUG4448 | AUGL4448 | AUGNR4448 | Locked | On Air | On Air | On Air | 2013-12-14 | Permanent | 24.4887 | 54.3699 | Nokia | Outdoor | EITC Passive Infrastructure | Greenfield | Outdoor Green field-du Owned | Du Solo | RDU | 2G+3G+4G+5G | AirScale | LTE-4CC | 4T4R | U900 F1-U900 F2-U2100 F2 | L800+L1800-F1+L1800-F2+L2100 | 2cc | 2501200 | 28.5 |  |  | n78 | 3 | 3 | [32 empty] | IIB | AUG-4448-CSG-SAR-X-1 | 30 | #N/A | from data base
AUG4346 | Site 6692 | AUH | AUG4346 | AUG4346 | AUGL5346 | AUGNR4346 | On Air | On Air | On Air | On Air | 2009 | Permanent | 24.4616 | 54.7461 | Nokia | Outdoor | EITC Passive Infrastructure | Greenfield | Outdoor Green field-du Owned | Du Solo | RDU | 2G+3G+4G+5G | AirScale | LTE |  | U900 F1-U900 F2-U2100 F2 | L800 | 2cc | 2044700 | 28.5 |  |  | n78 | 3 | 3 | [32 empty] | IIB | AUG-4346-CSG-IXR-E-1 | 30 | #N/A | from data base
AUG6011 | Site 6693 | AUH | AUG6011 | AUG6011 | AUGL6011 | AUGNR6011 | On Air | On Air | On Air | On Air | 2014-05-29 | Permanent | 24.5095 | 54.454 | Nokia | Outdoor | EITC Passive Infrastructure | Greenfield | Outdoor Green field-du Owned | Du Solo | RDU | 2G+3G+4G+5G | AirScale | LTE-5CC | 4T4R | U900 F1-U900 F2-U2100 F2 | L800+L1800-F1+L1800-F2+L2100+L700 | 2cc | 2046700 | 28.5 |  |  | n78 | 3 | 3 | [32 empty] | MW | 0 | 30 | #N/A | from data base
AUG6012 | Site 6694 | AUH | AUG6012 | AUG6012 | AUGL6012 | AUGNR6012 | On Air | On Air | On Air | On Air | 2014-06-01 | Permanent | 24.5094 | 54.4515 | Nokia | Outdoor | EITC Passive Infrastructure | Greenfield | Outdoor Green field-du Owned | Du Solo | RDU | 2G+3G+4G+5G | AirScale | LTE-3CC |  | U900 F1-U900 F2-U2100 F2 | L800+L1800-F1+L1800-F2 | 2cc | 2046700 | 28.5 |  |  | n78 | 3 | 3 | [32 empty] | MW | 0 | 30 | #N/A | from data base
AUG6015 | Site 6695 | AUH |  | AUG6015 | AUGL6015 | AUGNR6015 |  | On Air | On Air | On Air | 2014-07-22 | Permanent | 24.5076 | 54.391 | Nokia | Outdoor | EITC Passive Infrastructure | Greenfield | Outdoor Green field-du Owned | Du Solo | RDU | 3G+4G+5G | AirScale | LTE-4CC |  | U900 F1-U900 F2-U2100 F2 | L800+L1800-F1+L1800-F2+L2100 | 2cc | 2047400 | 30 |  |  | n78 | 3 | 3 | [32 empty] | MW | 0 | 30 | #N/A | from data base
AUG6017 | Site 6696 | AUH | AUG6017 | AUG6017 | AUGL6017 | AUGNR6017 | On Air | On Air | On Air | On Air | 2014-06-05 | Permanent | 24.4305 | 54.5559 | Nokia | Outdoor | EITC Passive Infrastructure | Greenfield | Outdoor Green field-du Owned | Du Solo | RDU | 2G+3G+4G+5G | AirScale | LTE-2CC |  | U900 F1-U900 F2-U2100 F2 | L800+L1800-F1 | 2cc | 2042600 | 28.5 |  |  | n78 | 3 | 3 | [32 empty] | IIB | AUG-6017-CSG-SAR-X-1 | 30 | #N/A | from data base
AUG6018 | Site 6697 | AUH |  | AUG6018 | AUGL6018 | AUGNR6018 |  | On Air | On Air | On Air | 2015-01-13 | Permanent | 24.4443 | 54.3972 | Nokia | Outdoor | EITC Passive Infrastructure | Greenfield | Outdoor Green field-du Owned | Du Solo | RDU | 3G+4G+5G | AirScale | LTE-4CC | 4T4R | U900 F1-U900 F2-U2100 F2 | L800+L1800-F1+L1800-F2+L2100 | 2cc | 2501500 | 30 |  |  | n78 | 3 | 3 | [32 empty] | IIB | AUG-6018-CSG-SAR-X-1 | 30 | #N/A | from data base
AUG6019 | Site 6698 | AUH |  | AUG6019 | AUGL6019 | AUGNR6019 |  | On Air | On Air | On Air | 2015-05-31 | Permanent | 24.4729 | 54.3819 | Nokia | Outdoor | EITC Passive Infrastructure | Greenfield | Outdoor Green field-du Owned | Du Solo | Monopole | 3G+4G+5G | AirScale | LTE-4CC | 4T4R | U900 F1-U900 F2-U2100 F2 | L800+L1800-F1+L1800-F2+L2100 | 2cc | 2501000 | 28 |  |  | n78 | 4 | 3 | [32 empty] | IIB | AUG-6019-CSG-SAR-X-1 | 30 | #N/A | from data base
AUG6023 | Site 6699 | AUH |  | AUG6023 | AUGL6023 | AUGNR6023 |  | On Air | On Air | On Air | 2014-07-24 | Permanent | 24.249 | 54.6203 | Nokia | Outdoor | EITC Passive Infrastructure | Greenfield | Outdoor Green field-du Owned | Du Solo | RDU | 3G+4G+5G | AirScale | LTE-4CC |  | U900 F1-U900 F2-U2100 F2 | L800+L1800-F1+L1800-F2+L2100 | 2cc | 2044400 | 30 |  |  | n78 | 3 | 3 | [32 empty] | IIB | AUG-6023-CSG-SAR-X-1 | 30 | #N/A | from data base
AUG6034 | Site 6700 | AUH | AUG6034 | AUG6034 | AUGL6034 | AUGNR6034 | On Air | On Air | On Air | On Air | 2014-06-15 | Permanent | 24.4595 | 54.6692 | Nokia | Outdoor | EITC Passive Infrastructure | Greenfield | Outdoor Green field-du Owned | Du Solo | RDU | 2G+3G+4G+5G | AirScale | LTE-2CC |  | U900 F1-U900 F2-U2100 F2 | L800+L1800-F1 | 2cc | 2042500 | 28.5 |  |  | n78 | 3 | 3 | [32 empty] | MW | 0 | 30 | #N/A | from data base
AUG6035 | Site 6701 | AUH | AUG6035 | AUG6035 | AUGL6035 | AUGNR6035 | On Air | On Air | On Air | On Air | 2014-10-12 | Permanent | 24.3523 | 54.5003 | Nokia | Outdoor | EITC Passive Infrastructure | Greenfield | Outdoor Green field-du Owned | Du Solo | RDU | 2G+3G+4G+5G | AirScale | LTE-4CC | 4T4R | U900 F1-U900 F2-U2100 F2 | L800+L1800-F1+L1800-F2+L2100 | 1cc | 2600200 | 26 |  |  | n41 | 3 | 3 | [32 empty] | IIB | AUG-6035-CSG-SAR-X-1 | 30 | #N/A | from data base
AUG6037 | Site 6702 | AUH | AUG6037 | AUG6037 | AUGL6037 | AUGNR6037 | On Air | On Air | On Air | On Air | 2015-02-11 | Permanent | 24.2542 | 54.6234 | Nokia | Outdoor | EITC Passive Infrastructure | Greenfield | Outdoor Green field-du Owned | Du Solo | RDU | 2G+3G+4G+5G | AirScale | LTE-5CC | 4T4R | U900 F1-U900 F2-U2100 F2 | L800+L1800-F1+L1800-F2+L2100+L700 | 2cc | 2044400 | 26.5 |  |  | n78 | 3 | 3 | [32 empty] | IIB | AUG-6037-CSG-SAR-X-1 | 30 | #N/A | from data base
AUG6041 | Site 6703 | AUH |  | AUG6041 | AUGL6041 | AUGNR6041 |  | On Air | On Air | On Air | 2014-09-08 | Permanent | 24.3006 | 54.58 | Nokia | Outdoor | EITC Passive Infrastructure | RDU | Outdoor Green field-du Owned | Du Solo | RDU | 3G+4G+5G | AirScale | LTE-3CC |  | U900 F1-U900 F2-U2100 F2 | L800+L1800-F1+L1800-F2 | 1cc | 2044801 | 30 |  |  | n41 | 3 | 3 | [32 empty] | IIB | AUG-6041-CSG-IXR-E-1 | 3 | #N/A | Rooftop
AUG6048 | Site 6704 | AUH | AUG6048 | AUG6048 | AUGL6048 | AUGNR6048 | Locked | On Air | On Air | On Air | 2014-11-27 | Permanent | 24.376 | 54.472 | Nokia | Outdoor | EITC Passive Infrastructure | Greenfield | Outdoor Green field-du Owned | Du Solo | RDU | 2G+3G+4G+5G | AirScale | LTE-3CC |  | U900 F1-U900 F2-U2100 F2 | L800+L1800-F1+L1800-F2 | 1cc | 2600200 | 28 |  |  | n41 | 4 | 3 | [32 empty] | IIB | AUG-6048-CSG-SAR-X-1 | 30 | #N/A | from data base
AUG6050 | Site 6705 | AUH |  | AUG6050 | AUGL6050 | AUGNR6050 |  | On Air | On Air | On Air | 2015-09-10 | Permanent | 24.3412 | 54.5587 | Nokia | Outdoor | EITC Passive Infrastructure | Greenfield | Outdoor Green field-du Owned | Du Solo | Monopole | 3G+4G+5G | AirScale | LTE-3CC |  | U900 F1-U900 F2-U2100 F2 | L800+L1800-F1+L1800-F2 | 1cc | 2044801 | 28.5 |  |  | n41 | 3 | 3 | [32 empty] | IIB | AUG-6050-CSG-SAR-X-1 | 30 | #N/A | from data base
AUG6051 | Site 6706 | AUH |  | AUG6051 | AUGL6051 | AUGNR6051 |  | On Air | On Air | On Air | 2015-05-01 | Permanent | 24.5603 | 54.6382 | Nokia | Outdoor | EITC Passive Infrastructure | Greenfield | Outdoor Green field-du Owned | Du Solo | RDU | 3G+4G+5G | AirScale | LTE-3CC |  | U900 F1-U900 F2-U2100 F2 | L800+L1800-F1+L1800-F2 | 1cc | 2044200 | 28 |  |  | n41 | 3 | 3 | [32 empty] | MW | 0 | 30 | #N/A | from data base
AUG6052 | Site 6707 | AUH |  | AUG6052 | AUGL6052 | AUGNR6052 |  | On Air | On Air | On Air | 2015-05-24 | Permanent | 24.4046 | 54.5124 | Nokia | Outdoor | EITC Passive Infrastructure | Greenfield | Outdoor Green field-du Owned | Du Solo | RDU | 3G+4G+5G | AirScale | LTE-4CC |  | U900 F1-U900 F2-U2100 F2 | L800+L1800-F1+L1800-F2+L2100 | 2cc | 2044000 | 28 |  |  | n78 | 4 | 3 | [32 empty] | MW | 0 | 30 | #N/A | from data base
AUG6054 | Site 6708 | AUH | AUG6054 | AUG6054 | AUGL6054 | AUGNR6054 | On Air | On Air | On Air | On Air | 2015-03-23 | Permanent | 24.3431 | 54.6523 | Nokia | Outdoor | EITC Passive Infrastructure | Greenfield | Outdoor Green field-du Owned | Du Solo | RDU | 2G+3G+4G+5G | AirScale | LTE-3CC |  | U900 F1-U900 F2-U2100 F2 | L800+L1800-F1+L1800-F2 | 2cc | 2046400 | 28 |  |  | n78 | 3 | 3 | [32 empty] | IIB | AUG-6054-CSG-IXR-E-1 | 30 | #N/A | from data base
AUG6055 | Site 6709 | AUH |  | AUG6055 | AUGL6055 | AUGNR6055 |  | On Air | On Air | On Air | 2015-05-21 | Permanent | 24.4221 | 54.7218 | Nokia | Outdoor | EITC Passive Infrastructure | Greenfield | Outdoor Green field-du Owned | Du Solo | RDU | 3G+4G+5G | AirScale | LTE-4CC |  | U900 F1-U900 F2-U2100 F2 | L800+L1800-F1+L1800-F2+L2100 | 2cc | 2043100 | 28 |  |  | n78 | 3 | 3 | [32 empty] | IIB | AUG-6055-CSG-SAR-X-1 | 30 | #N/A | from data base
AUG6056 | Site 6710 | AUH |  | AUG6056 | AUGL6056 | AUGNR6056 |  | On Air | On Air | On Air | 2015-11-04 | Permanent | 24.5224 | 54.3721 | Nokia | Outdoor | EITC Passive Infrastructure | Greenfield | Outdoor Green field-du Owned | Du Solo | RDU | 3G+4G+5G | AirScale | LTE-3CC |  | U900 F1-U900 F2-U2100 F2 | L800+L1800-F1+L1800-F2 | 2cc | 2500001 | 30 |  |  | n78 | 3 | 3 | [32 empty] | MW | 0 | 30 | #N/A | from data base
AUG6058 | Site 6711 | AUH |  | AUG6058 | AUGL6058 | AUGNR6058 |  | On Air | On Air | On Air | 2015-09-07 | Permanent | 24.4266 | 54.5736 | Nokia | Outdoor | EITC Passive Infrastructure | Greenfield | Outdoor Green field-du Owned | Du Solo | Monopole | 3G+4G+5G | AirScale | LTE-4CC |  | U900 F1-U900 F2-U2100 F2 | L800+L1800-F1+L1800-F2+L2100 | 2cc | 2042600 | 30 |  |  | n78 | 3 | 3 | [32 empty] | IIB | AUG-6058-CSG-IXR-E-1 | 30 | #N/A | from data base
AUG6059 | Site 6712 | AUH |  | AUG6059 | AUGL6059 | AUGNR6059 |  | On Air | On Air | On Air | 2015-05-06 | Permanent | 24.3019 | 54.6425 | Nokia | Outdoor | EITC Passive Infrastructure | Greenfield | Outdoor Green field-du Owned | Du Solo | RDU | 3G+4G+5G | AirScale | LTE-4CC | 4T4R | U900 F1-U900 F2-U2100 F2 | L800+L1800-F1+L1800-F2+L2100 | 2cc | 2046100 | 28 |  |  | n78 | 4 | 3 | [32 empty] | IIB | AUG-6059-CSG-SAR-X-1 | 30 | #N/A | from data base
AUG6067 | Site 6713 | AUH | AUG6067 | AUG6067 | AUGL6067 | AUGNR6067 | Locked | On Air | On Air | On Air | 2015-05-10 | Permanent | 24.2333 | 54.8817 | Nokia | Outdoor | EITC Passive Infrastructure | Greenfield | Outdoor Green field-du Owned | Du Solo | RDU | 2G+3G+4G+5G | AirScale | LTE-2CC |  | U900 F1-U900 F2-U2100 F2 | L800+L1800-F1 | 1cc | 2430100 | 28 |  |  | n41 | 3 | 3 | [32 empty] | IIB | AUG-6067-CSG-IXR-E-1 | 30 | #N/A | from data base
AUG6075 | Site 6714 | AUH |  | AUG6075 | AUGL6075 | AUGNR6075 |  | On Air | On Air | On Air | 2015-08-20 | Permanent | 24.6438 | 54.6765 | Nokia | Outdoor | EITC Passive Infrastructure | Greenfield | Outdoor Green field-du Owned | Du Solo | RDU | 3G+4G+5G | BTS3900 | LTE-4CC |  | U900 F1-U900 F2-U2100 F2 | L800+L1800-F1+L1800-F2+L2100 | 1cc | 2043000 | 28 |  |  | n41 | 3 | 3 | [32 empty] | IIB | AUG-6075-CSG-ASR920-LD-1 | 30 | #N/A | from data base
AUG6078 | Site 6715 | AUH |  | AUG6078 | AUGL6078 | AUGNR6078 |  | On Air | On Air | On Air | 2015-06-06 | Permanent | 24.4176 | 54.5472 | Nokia | Outdoor | EITC Passive Infrastructure | Greenfield | Outdoor Green field-du Owned | Du Solo | RDU | 3G+4G+5G | AirScale | LTE-2CC |  | U900 F1-U900 F2-U2100 F2 | L800+L1800-F1 | 2cc | 2042600 | 28 |  |  | n78 | 3 | 3 | [32 empty] | IIB | AUG-6078-CSG-SAR-X-1 | 30 | #N/A | from data base
AUG6081 | Site 6716 | AUH |  | AUG6081 | AUGL6081 | AUGNR6081 |  | On Air | On Air | On Air | 2016-01-08 | Permanent | 24.5118 | 54.4532 | Nokia | Outdoor | EITC Passive Infrastructure | Greenfield | Outdoor Green field-du Owned | Du Solo | RDU | 3G+4G+5G | AirScale | LTE-5CC | 4T4R | U900 F1-U900 F2-U2100 F2 | L800+L1800-F1+L1800-F2+L2100+L700 | 2cc | 2046700 | 28 |  |  | n78 | 3 | 3 | [32 empty] | MW | 0 | 30 | #N/A | from data base
AUG6083 | Site 6717 | AUH |  | AUG6083 | AUGL6083 | AUGNR6083 |  | On Air | On Air | On Air | 2015-09-05 | Permanent | 24.3213 | 54.5962 | Nokia | Outdoor | EITC Passive Infrastructure | Greenfield | Outdoor Green field-du Owned | Du Solo | RDU | 3G+4G+5G | BTS3900 | LTE-3CC |  | U900 F1-U900 F2-U2100 F2 | L800+L1800-F1+L1800-F2 | 2cc | 2004500 | 28 |  |  | n78 | 3 | 3 | [32 empty] | MW | 0 | 30 | #N/A | from data base
AUG6084 | Site 6718 | AUH |  | AUG6084 | AUGL6084 | AUGNR6084 |  | On Air | On Air | On Air | 2015-11-04 | Permanent | 24.3465 | 54.6161 | Nokia | Outdoor | EITC Passive Infrastructure | Greenfield | Outdoor Green field-du Owned | Du Solo | RDU | 3G+4G+5G | AirScale | LTE-4CC |  | U900 F1-U900 F2-U2100 F2 | L800+L1800-F1+L1800-F2+L2100 | 2cc | 2004500 | 35 |  |  | n78 | 3 | 3 | [32 empty] | IIB | AUG-6084-CSG-IXR-E-1 | 35 | #N/A | from data base
AUG6085 | Site 6719 | AUH |  | AUG6085 | AUGL6085 | AUGNR6085 |  | On Air | On Air | On Air | 2015-10-05 | Permanent | 24.3516 | 54.611 | Nokia | Outdoor | EITC Passive Infrastructure | Greenfield | Outdoor Green field-du Owned | Du Solo | RDU | 3G+4G+5G | AirScale | LTE-3CC |  | U900 F1-U900 F2-U2100 F2 | L800+L1800-F1+L1800-F2 | 2cc | 2004500 | 30 |  |  | n78 | 3 | 3 | [32 empty] | IIB | AUG-6085-CSG-SAR-X-1 | 30 | #N/A | from data base
AUG6089 | Site 6720 | AUH | AUG6089 | AUG6089 | AUGL6089 | AUGNR6089 | Locked | On Air | On Air | On Air | 2009 | Permanent | 24.3408 | 54.5403 | Nokia | Outdoor | EITC Passive Infrastructure | Greenfield | Outdoor Green field-du Owned | Du Solo | RDU | 2G+3G+4G+5G | AirScale | LTE-3CC |  | U900 F1-U900 F2-U2100 F2 | L800+L1800-F1+L1800-F2 | 1cc | 2044801 | 29 |  |  | n41 | 3 | 3 | [32 empty] | IIB | AUG-6089-CSG-IXR-E-1 | 30 | #N/A | from data base
AUG6090 | Site 6721 | AUH |  | AUG6090 | AUGL6090 | AUGNR6090 |  | On Air | On Air | On Air | 2015-09-23 | Permanent | 24.3861 | 54.7032 | Nokia | Outdoor | EITC Passive Infrastructure | Greenfield | Outdoor Green field-du Owned | Du Solo | RDU | 3G+4G+5G | AirScale | LTE-4CC |  | U900 F1-U900 F2-U2100 F2 | L800+L1800-F1+L1800-F2+L2100 | 2cc | 2046500 | 30 |  |  | n78 | 3 | 3 | [32 empty] | IIB | AUG-6090-CSG-SAR-X-1 | 30 | #N/A | from data base
AUG6098 | Site 6722 | AUH |  | AUG6098 | AUGL6098 |  |  | On Air | On Air |  | 2016-02-22 | Permanent | 24.6436 | 55.119 | Nokia/Huawei | Outdoor | EITC Passive Infrastructure | Greenfield | Outdoor Green field-du Owned | Du Solo | RDU | 3G+4G | BTS3900 | LTE |  | U900 F1-U2100 F2 | L800 |  | 2106000 | 30 |  |  |  | 4 | [33 empty] | MW | 0 | 30 | #N/A | from data base
AUG6100 | Site 6723 | AUH |  | AUG6100 | AUGL6100 | AUGNR6100 |  | On Air | On Air | On Air | 2016-02-02 | Permanent | 24.2968 | 54.6488 | Nokia | Outdoor | EITC Passive Infrastructure | Greenfield | Outdoor Green field-du Owned | Du Solo | RDU | 3G+4G+5G | AirScale | LTE-3CC |  | U900 F1-U900 F2-U2100 F2 | L800+L1800-F1+L1800-F2 | 2cc | 2046100 | 30 |  |  | n78 | 3 | 3 | [32 empty] | IIB | AUG-6100-CSG-SAR-X-1 | 30 | #N/A | from data base
AUG6109 | Site 6724 | AUH | AUG6109 | AUG6109 | AUGL6109 | AUGNR6109 | On Air | On Air | On Air | On Air | 2016-03-28 | Permanent | 24.3297 | 54.5339 | Nokia | Outdoor | EITC Passive Infrastructure | Greenfield | Outdoor Green field-du Owned | Du Solo | RDU | 2G+3G+4G+5G | AirScale | LTE-4CC | 4T4R | U900 F1-U900 F2-U2100 F2 | L800+L1800-F1+L1800-F2+L2100 | 1cc | 2044802 | 30 |  |  | n41 | 4 | 3 | [32 empty] | IIB | AUG-6109-CSG-SAR-X-1 | 30 | #N/A | from data base
AUG6114 | Site 6725 | AUH |  | AUG6114 | AUGL6114 | AUGNR6114 |  | On Air | On Air | On Air | 2017-03-11 | Temporary-Permanent | 24.3277 | 54.6104 | Nokia | Outdoor | EITC Passive Infrastructure | GRD | Outdoor Green field-du Owned | Du Solo | GRD | 3G+4G+5G | AirScale | LTE-3CC |  | U900 F1-U900 F2-U2100 F2 | L800+L1800-F1+L1800-F2 | 2cc | 2004500 | 20 |  |  | n78 | 3 | 3 | [32 empty] | MW | 0 | 20 | #N/A | from data base
AUG6131 | Site 6726 | AUH |  | AUG6131 | AUGL6131 | AUGNR6131 |  | On Air | On Air | On Air | 2017-04-30 | Permanent | 24.3823 | 54.8982 | Nokia | Outdoor | EITC Passive Infrastructure | Greenfield | Outdoor Green field-du Owned | Du Solo | RDU | 3G+4G+5G | AirScale | LTE-4CC |  | U900 F1-U900 F2-U2100 F2 | L800+L1800-F1+L1800-F2+L2100 | 1cc | 2042900 | 35 |  |  | n41 | 3 | 3 | [32 empty] | IIB | AUG-6131-CSG-IXR-E-1 | 35 | #N/A | from data base
AUG6155 | Site 6727 | AUH | AUG6155 | AUG6155 | AUGL6155 |  | On Air | On Air | On Air |  | 2017 | Temporary-Permanent | 24.5027 | 54.3804 | Nokia | Outdoor | EITC Passive Infrastructure | GRD | Outdoor Green field-du Owned | Du Solo | GRD | 2G+3G+4G | AirScale | LTE-4CC |  | U900 F1-U900 F2-U2100 F2 | L800+L1800-F1+L1800-F2+L2100 |  | 2500002 | 17 |  |  |  | 3 | [33 empty] | MW | 0 | 35 | #N/A | from data base
AUG6157 | Site 6728 | AUH |  | AUG6157 | AUGL6157 | AUGNR6157 |  | On Air | On Air | On Air | 2009 | Permanent | 24.4071 | 54.5506 | Nokia | Outdoor | EITC Passive Infrastructure | Greenfield | Outdoor Green field-du Owned | Du Solo | Greenfield | 3G+4G+5G | AirScale | LTE-3CC |  | U900 F1-U900 F2-U2100 F2 | L800+L1800-F1+L1800-F2 | 2cc | 2042600 | 30 |  |  | n78 | 3 | 3 | [32 empty] | IIB | Passive AUH-2360-PREAGG-SR7-1 | 30 | #N/A | from data base
AUG6244 | Site 6729 | AUH |  | AUG6244 | AUGL6244 | AUGNR6244 |  | On air | On Air | On Air | 2023 | Temporary | 24.4218 | 54.6801 | Nokia | Outdoor | EITC Passive Infrastructure | Greenfield | Outdoor Green field-du Owned | Du Solo | Monopole | 3G+4G+5G | Airscale | LTE-3CC |  | U900 F1-U900 F2 | L800+L1800-F1+L1800-F2 | 2cc | 2043100 | 20 |  |  | n78 | 3 | 3 | [32 empty] | MW | 0
AUG6451 | Site 6730 | AUH | AUG6451 | AUG6451 | AUGL6451 | AUGNR6451 | On Air | On Air | On Air | On Air | 2014-07-28 | Permanent | 24.3603 | 54.4873 | Nokia | Outdoor | EITC Passive Infrastructure | Greenfield | Outdoor Green field-du Owned | Du Solo | RDU | 2G+3G+4G+5G | AirScale | LTE-4CC | 4T4R | U900 F1-U900 F2-U2100 F2 | L800+L1800-F1+L1800-F2+L2100 | 1cc | 2600200 | 28.5 |  |  | n41 | 3 | 3 | [32 empty] | IIB | AUG-6451-CSG-SAR-X-1 | 30 | #N/A | from data base
AUH2128 | Site 6731 | AUH |  | AUH2128 | AUHL2128 |  |  | On Air | On Air |  | 2022-09-27 | Permanent | 24.5031 | 54.488 | Nokia | Outdoor | Site Sharing | SS Capex | Outdoor Taawn-Etisalat Lead | SS Capex | ETC Capex | 3G+4G | AirScale | LTE-3CC |  | U900 F1-U900 F2-U2100 F2 | L800+L1800-F1+L1800-F2 |  | 2122400 | 35 |  |  |  | 4 | [33 empty] | MW | 0 | 40 | Monopole
AUH2155 | Site 6732 | AUH |  | AUH2155 | AUHL2155 | AUHNR2155 |  | On Air | On Air | On Air | 2021 | Permanent | 24.4119 | 54.4681 | Nokia | Outdoor | Site Sharing | SS Capex | Outdoor Taawn-Etisalat Lead | SS Capex | ETC Capex | 3G+4G+5G | AirScale | LTE-4CC |  | U900 F1-U900 F2-U2100 F2 | L800+L1800-F1+L1800-F2+L2100 | 2cc | 2501700 | 25 |  |  | n78 | 4 | 3 | [32 empty] | MW | 0 | 30 | Monopole | sharing site/ from data base
AUH2004 | Site 6733 | AUH | AUH2004 | AUH2004 | AUHL2004 | AUHNR2004 | On Air | On Air | On Air | On Air | 2009 | Permanent | 24.4916 | 54.3837 | Nokia | Outdoor | EITC Passive Infrastructure | Rooftop | RT-du Owned | Du Solo | Rooftop | 2G+3G+4G+5G | AirScale | LTE-4CC |  | U900 F1-U900 F2-U2100 F2 | L800+L1800-F1+L1800-F2+L2100 | 2cc | 2500100 | 30 |  |  | n78+n41 | 6 | 3 | [32 empty] | IIB | AUH-2004-CSG-SAR-8-1 | 3 | #N/A | Rooftop
AUH1717 | Site 6734 | AUH |  |  | AUHL1717 | AUHNR1717 |  |  | On Air | On Air | 2009 | Permanent | 24.4344 | 54.6247 | Nokia | Outdoor | EITC Passive Infrastructure | Greenfield | Outdoor Green field-du Owned | Du Solo | Greenfield | 4G+5G | Airscale | LTE-2CC |  |  | L800+L1800-F1 | 2cc | 2042600 | 40 |  |  | n78 | 3 | 3 | [32 empty] | IIB | AUH-1717-CSG-N540-LD-1
AUH2006 | Site 6735 | AUH | AUH2006 | AUH2006 | AUHL2006 | AUHNR2006 | On Air | On Air | On Air | On Air | 2010-10-01 | Permanent | 24.4953 | 54.3726 | Nokia | Outdoor | EITC Passive Infrastructure | Rooftop | RT-du Owned | Du Solo | Rooftop | 2G+3G+4G+5G | AirScale | LTE-4CC | 4T4R | U900 F1-U900 F2-U2100 F2 | L800+L1800-F1+L1800-F2+L2100 | 2cc | 2500200 | 20 |  |  | n78 | 3 | 3 | [32 empty] | IIB | AUH-2006-CSG-SAR-X-1 | 3 | #N/A | Rooftop
AUH2007 | Site 6736 | AUH | AUH2007 | AUH2007 | AUHL2007 | AUHNR2007 | On Air | On Air | On Air | On Air | 2009 | Permanent | 24.4949 | 54.3688 | Nokia | Outdoor | EITC Passive Infrastructure | Rooftop | RT-du Owned | Du Solo | Rooftop | 2G+3G+4G+5G | AirScale | LTE-4CC |  | U900 F1-U900 F2-U2100 F2 | L800+L1800-F1+L1800-F2+L2100 | 2cc | 2500200 | 28 |  |  | n78 | 3 | 3 | [32 empty] | IIB | AUH-2007-CSG-ASR920-LD-1 | 3 | #N/A | Rooftop
AUH2008 | Site 6737 | AUH | AUH2008 | AUH2008 | AUHL2008 | AUHNR2008 | On Air | On Air | On Air | On Air | 2009 | Permanent | 24.4933 | 54.371 | Nokia | Outdoor | EITC Passive Infrastructure | Rooftop | RT-du Owned | Du Solo | Rooftop | 2G+3G+4G+5G | AirScale | LTE-3CC |  | U900 F1-U900 F2-U2100 F2 | L800+L1800-F1+L1800-F2 | 2cc | 2500200 | 23 |  |  | n78 | 3 | 3 | [32 empty] | IIB | AUH-2008-CSG-ASR920-LD-1 | 3 | #N/A | Rooftop
AUH2009 | Site 6738 | AUH | AUH2009 | AUH2009 | AUHL2009 | AUHNR2009 | On Air | On Air | On Air | On Air | 2009 | Permanent | 24.4908 | 54.3685 | Nokia | Outdoor | EITC Passive Infrastructure | Rooftop | RT-du Owned | Du Solo | Rooftop | 2G+3G+4G+5G | AirScale | LTE-4CC | 4T4R | U900 F1-U900 F2-U2100 F2 | L800+L1800-F1+L1800-F2+L2100 | 2cc | 2500200 | 29 |  |  | n78 | 3 | 3 | [32 empty] | IIB | AUH-2009-CSG-SAR-X-1 | 3 | #N/A | Rooftop
AUH2010 | Site 6739 | AUH |  | AUH2010 | AUHL2010 | AUHNR2010 |  | On Air | On Air | On Air | 2022-09-01 | Permanent | 24.4764 | 54.698 | Nokia | Outdoor | Site Sharing | ETC Site Share | Outdoor Site Sharing-Etisalat Owned | SS Opex | Etisalat_Opex | 3G+4G+5G | AirScale | LTE-3CC |  | U900 F1-U900 F2-U2100 F2 | L800+L1800-F1+L1800-F2 | 1cc | 2044700 | 35 |  |  | n41 | 3 | 3 | [32 empty] | MW | 0 | 0 | LatticeTower | sharing site/ from data base
AUH2012 | Site 6740 | AUH | AUH2012 | AUH2012 | AUHL2012 | AUHNR2012 | On Air | On Air | On Air | On Air | 2009 | Permanent | 24.4903 | 54.3659 | Nokia | Outdoor | EITC Passive Infrastructure | Rooftop | RT-du Owned | Du Solo | Rooftop | 2G+3G+4G+5G | AirScale | LTE-4CC | 4T4R | U900 F1-U900 F2-U2100 F2 | L800+L1800-F1+L1800-F2+L2100 | 2cc | 2500200 | 23 |  |  | n78+n41 | 3 | 3 | [32 empty] | IIB | AUH-2012-CSG-SAR-X-1 | 3 | #N/A | Rooftop
AUH2014 | Site 6741 | AUH | AUH2014 | AUH2014 | AUHL2014 | AUHNR2014 | On Air | On Air | On Air | On Air | 2009 | Permanent | 24.4861 | 54.3616 | Nokia | Outdoor | EITC Passive Infrastructure | Rooftop | RT-du Owned | Du Solo | Rooftop | 2G+3G+4G+5G | AirScale | LTE-4CC |  | U900 F1-U900 F2-U2100 F2 | L800+L1800-F1+L1800-F2+L2100 | 2cc | 2500200 | 27 |  |  | n78+n41 | 3 | 3 | [32 empty] | IIB | AUH-2014-CSG-SAR-X-1 | 3 | #N/A | Rooftop
AUH2002 | Site 6742 | AUH | AUH2002 | AUH2002 | AUHL2002 | AUHNR2002 | On Air | On Air | On Air | On Air | 2009 | Permanent | 24.4995 | 54.378 | Nokia | Outdoor | EITC Passive Infrastructure | Greenfield | Outdoor Green field-du Owned | Du Solo | Palm Tree | 2G+3G+4G+5G | AirScale | LTE-4CC | 4T4R | U900 F1-U900 F2-U2100 F2 | L800+L1800-F1+L1800-F2+L2100 | 2cc | 2500100 | 29 |  |  | n78 | 3 | 3 | [32 empty] | IIB | AUH-2002-CSG-IXR-E-1 | 30 | #N/A | from data base
AUH2003 | Site 6743 | AUH | AUH2003 | AUH2003 | AUHL2003 | AUHNR2003 | On Air | On Air | On Air | On Air | 2009 | Permanent | 24.4458 | 54.3583 | Nokia | Outdoor | EITC Passive Infrastructure | Greenfield | Outdoor Green field-du Owned | Du Solo | Monopole | 2G+3G+4G+5G | AirScale | LTE-2CC |  | U900 F1-U900 F2-U2100 F2 | L800+L1800-F1 | 2cc | 2500600 | 26 |  |  | n78 | 4 | 3 | [32 empty] | IIB | AUH-2003-CSG-IXR-E-1 | 30 | #N/A | from data base
AUH2005 | Site 6744 | AUH | AUH2005 | AUH2005 | AUHL2005 | AUHNR2005 | On Air | On Air | On Air | On Air | 2009 | Permanent | 24.5013 | 54.371 | Nokia | Outdoor | EITC Passive Infrastructure | Greenfield | Outdoor Green field-du Owned | Du Solo | Monopole | 2G+3G+4G+5G | AirScale | LTE-4CC |  | U900 F1-U900 F2-U2100 F2 | L800+L1800-F1+L1800-F2+L2100 | 2cc | 2500100 | 29 |  |  | n78+n41 | 3 | 3 | [32 empty] | MW | 0 | 30 | #N/A | from data base
AUH2019 | Site 6745 | AUH | AUH2019 | AUH2019 | AUHL2019 | AUHNR2019 | On Air | On Air | On Air | On Air | 2009 | Permanent | 24.4764 | 54.3564 | Nokia | Outdoor | EITC Passive Infrastructure | Rooftop | RT-du Owned | Du Solo | Rooftop | 2G+3G+4G+5G | AirScale | LTE-4CC | 4T4R | U900 F1-U900 F2-U2100 F2 | L800+L1800-F1+L1800-F2+L2100 | 1cc | 2501300 | 30 |  |  | n41 | 3 | 3 | [32 empty] | IIB | AUH-2019-CSG-IXR-E-1 | 3 | #N/A | Rooftop
AUH2021 | Site 6746 | AUH | AUH2021 | AUH2021 | AUHL2021 | AUHNR2021 | On Air | On Air | On Air | On Air | 2009 | Permanent | 24.4714 | 54.3493 | Nokia | Outdoor | EITC Passive Infrastructure | Rooftop | RT-du Owned | Du Solo | Rooftop | 2G+3G+4G+5G | AirScale | LTE-4CC |  | U900 F1-U900 F2-U2100 F2 | L800+L1800-F1+L1800-F2+L2100 | 2cc | 2501300 | 30 |  |  | n78 | 3 | 3 | [32 empty] | IIB | AUH-2021-CSG-SAR-X-1 | 3 | #N/A | Rooftop
AUH2022 | Site 6747 | AUH | AUH2022 | AUH2022 | AUHL2022 | AUHNR2022 | On Air | On Air | On Air | On Air | 2010-09-20 | Permanent | 24.4745 | 54.3462 | Nokia | Outdoor | Site Sharing | ETC Site Share | Outdoor Site Sharing-Etisalat Owned | SS Opex | Etisalat_Opex | 2G+3G+4G+5G | AirScale | LTE-4CC |  | U900 F1-U900 F2-U2100 F2 | L800+L1800-F1+L1800-F2+L2100 | 2cc | 2501300 | 39 |  |  | n78 | 3 | 3 | [32 empty] | IIB | AUH-2022-CSG-SAR-X-1 | 35 | 35m Mp | sharing site/ from data base
AUH2015 | Site 6748 | AUH | AUH2015 | AUH2015 | AUHL2015 | AUHNR2015 | On Air | On Air | On Air | On Air | 2009 | Permanent | 24.4894 | 54.3536 | Nokia | Outdoor | EITC Passive Infrastructure | Greenfield | Outdoor Green field-du Owned | DU Solo | Monopole | 2G+3G+4G+5G | AirScale | LTE-4CC |  | U900 F1-U900 F2-U2100 F2 | L800+L1800-F1+L1800-F2+L2100 | 2cc | 2500200 | 26 |  |  | n78 | 3 | 3 | [32 empty] | IIB | AUH-2015-CSG-SAR-X-1 | 30 | #N/A | from data base
AUH2017 | Site 6749 | AUH | AUH2017 | AUH2017 | AUHL2017 | AUHNR2017 | On Air | On Air | On Air | On Air | 2009 | Permanent | 24.48 | 54.353 | Nokia | Outdoor | EITC Passive Infrastructure | Greenfield | Outdoor Green field-du Owned | Du Solo | Monopole | 2G+3G+4G+5G | AirScale | LTE-4CC | 4T4R | U900 F1-U900 F2-U2100 F2 | L800+L1800-F1+L1800-F2+L2100 | 2cc | 2500300 | 26 |  |  | n78 | 3 | 3 | [32 empty] | IIB | AUH-2017-CSG-IXR-E-1 | 30 | #N/A | from data base
AUH2029 | Site 6750 | AUH | AUH2029 | AUH2029 | AUHL2029 | AUHNR2029 | On Air | On Air | On Air | On Air | 2009 | Permanent | 24.5006 | 54.3686 | Nokia | Outdoor | EITC Passive Infrastructure | Rooftop | RT-du Owned | Du Solo | Rooftop | 2G+3G+4G+5G | AirScale | LTE-3CC |  | U900 F1-U900 F2-U2100 F2 | L800+L1800-F1+L1800-F2 | 2cc | 2500100 | 37 |  |  | n78 | 3 | 3 | [32 empty] | IIB | AUH-2029-CSG-IXR-E-1 | 3 | #N/A | Rooftop
AUH2031 | Site 6751 | AUH | AUH2031 | AUH2031 | AUHL2031 | AUHNR2031 | On Air | On Air | On Air | On Air | 2009 | Permanent | 24.4767 | 54.3228 | Nokia | Outdoor | EITC Passive Infrastructure | Rooftop | RT-du Owned | Du Solo | Rooftop | 2G+3G+4G+5G | AirScale | LTE-4CC |  | U900 F1-U900 F2-U2100 F2 | L800+L1800-F1+L1800-F2+L2100 | 2cc | 2500500 | 22 |  |  | n78 | 3 | 3 | [32 empty] | IIB | AUH-2031-CSG-SAR-X-1 | 3 | #N/A | Rooftop
AUH2018 | Site 6752 | AUH | AUH2018 | AUH2018 | AUHL2018 | AUHNR2018 | On Air | On Air | On Air | On Air | 2009 | Permanent | 24.4842 | 54.3535 | Nokia | Outdoor | EITC Passive Infrastructure | Greenfield | Outdoor Green field-du Owned | Du Solo | Monopole | 2G+3G+4G+5G | AirScale | LTE-4CC | 4T4R | U900 F1-U900 F2-U2100 F2 | L800+L1800-F1+L1800-F2+L2100 | 2cc | 2500300 | 30 |  |  | n78 | 3 | 3 | [32 empty] | IIB | AUH-2018-CSG-SAR-X-1 | 30 | #N/A | from data base
AUH2024 | Site 6753 | AUH | AUH2024 | AUH2024 | AUHL2024 | AUHNR2024 | On Air | On Air | On Air | On Air | 2009 | Permanent | 24.4663 | 54.3337 | Nokia | Outdoor | EITC Passive Infrastructure | Greenfield | Outdoor Green field-du Owned | Du Solo | Monopole | 2G+3G+4G+5G | AirScale | LTE-4CC | 4T4R | U900 F1-U900 F2-U2100 F2 | L800+L1800-F1+L1800-F2+L2100 | 2cc | 2500400 | 26 |  |  | n78 | 4 | 3 | [32 empty] | IIB | AUH-2024-CSG-SAR-8-1 | 30 | #N/A | from data base
AUH2028 | Site 6754 | AUH | AUH2028 | AUH2028 | AUHL2028 | AUHNR2028 | On Air | On Air | On Air | On Air | 2009 | Permanent | 24.4414 | 54.4095 | Nokia | Outdoor | EITC Passive Infrastructure | Greenfield | Outdoor Green field-du Owned | Du Solo | Monopole | 2G+3G+4G+5G | AirScale | LTE-4CC |  | U900 F1-U900 F2-U2100 F2 | L800+L1800-F1+L1800-F2+L2100 | 2cc | 2501500 | 28 |  |  | n78 | 3 | 3 | [32 empty] | IIB | AUH-2028-CSG-SAR-X-1 | 30 | #N/A | from data base
AUH2042 | Site 6755 | AUH | AUH2042 | AUH2042 | AUHL2042 | AUHNR2042 | On Air | On Air | On Air | On Air | 2009 | Permanent | 24.4822 | 54.3764 | Nokia | Outdoor | EITC Passive Infrastructure | Rooftop | RT-du Owned | Du Solo | Rooftop | 2G+3G+4G+5G | AirScale | LTE-4CC | 4T4R | U900 F1-U900 F2-U2100 F2 | L800+L1800-F1+L1800-F2+L2100 | 2cc | 2501200 | 29 |  |  | n78 | 3 | 3 | [32 empty] | IIB | AUH-2042-CSG-SAR-X-1 | 3 | #N/A | Rooftop
AUH2034 | Site 6756 | AUH | AUH2034 | AUH2034 | AUHL2034 | AUHNR2034 | On Air | On Air | On Air | On Air | 2009 | Permanent | 24.5133 | 54.3805 | Nokia | Outdoor | EITC Passive Infrastructure | Greenfield | Outdoor Green field-du Owned | Du Solo | Monopole | 2G+3G+4G+5G | AirScale | LTE-4CC | 4T4R | U900 F1-U900 F2-U2100 F2 | L800+L1800-F1+L1800-F2+L2100 | 2cc | 2500001 | 28 |  |  | n78 | 3 | 3 | [32 empty] | IIB | AUH-2034-CSG-IXR-E-1 | 30 | #N/A | from data base
AUH2045 | Site 6757 | AUH | AUH2045 | AUH2045 | AUHL2045 | AUHNR2045 | On Air | On Air | On Air | On Air | 2009 | Permanent | 24.4778 | 54.3834 | Nokia | Outdoor | EITC Passive Infrastructure | Rooftop | RT-du Owned | Du Solo | Rooftop | 2G+3G+4G+5G | AirScale | LTE-3CC |  | U900 F1-U900 F2-U2100 F2 | L800+L1800-F1+L1800-F2 | 2cc | 2501000 | 25 |  |  | n78 | 3 | 3 | [32 empty] | IIB | AUH-2045-CSG-SAR-8-1 | 3 | #N/A | Rooftop
AUH2048 | Site 6758 | AUH | AUH2048 | AUH2048 | AUHL2048 | AUHNR2048 | Locked | On Air | On Air | On Air | 2009 | Permanent | 24.462 | 54.3372 | Nokia | Outdoor | EITC Passive Infrastructure | Rooftop | RT-du Owned | Du Solo | Rooftop | 2G+3G+4G+5G | AirScale | LTE-3CC | 4T4R | U900 F1-U900 F2-U2100 F2 | L800+L1800-F1+L1800-F2 | 2cc | 2500400 | 18 |  |  | n78 | 3 | 3 | [32 empty] | IIB | AUH-1048-PREAGG-SR7-1 | 3 | #N/A | Rooftop
AUH2052 | Site 6759 | AUH | AUH2052 | AUH2052 | AUHL2052 | AUHNR2052 | Locked | On Air | On Air | On Air | 2009 | Permanent | 24.4621 | 54.3506 | Nokia | Outdoor | EITC Passive Infrastructure | Rooftop | RT-du Owned | Du Solo | Rooftop | 2G+3G+4G+5G | AirScale | LTE-3CC |  | U900 F1-U900 F2-U2100 F2 | L800+L1800-F1+L1800-F2 | 2cc | 2500800 | 17 |  |  | n78 | 3 | 3 | [32 empty] | IIB | AUH-2052-CSG-ASR920-LD-1 | 3 | #N/A | Rooftop
AUH2053 | Site 6760 | AUH | AUH2053 | AUH2053 | AUHL2053 | AUHNR2053 | On Air | On Air | On Air | On Air | 2009 | Permanent | 24.4785 | 54.3658 | Nokia | Outdoor | EITC Passive Infrastructure | Rooftop | RT-du Owned | Du Solo | Rooftop | 2G+3G+4G+5G | AirScale | LTE-4CC | 4T4R | U900 F1-U900 F2-U2100 F2 | L800+L1800-F1+L1800-F2+L2100 | 2cc | 2501200 | 28 |  |  | n78+n41 | 3 | 3 | [32 empty] | IIB | AUH-2053-CSG-IXR-E-1 | 3 | #N/A | Rooftop
AUH2036 | Site 6761 | AUH | AUH2036 | AUH2036 | AUHL2036 | AUHNR2036 | On Air | On Air | On Air | On Air | 2009 | Permanent | 24.4747 | 54.6343 | Nokia | Outdoor | EITC Passive Infrastructure | Greenfield | Outdoor Green field-du Owned | Du Solo | Monopole | 2G+3G+4G+5G | AirScale | LTE-4CC |  | U900 F1-U900 F2-U2100 F2 | L800+L1800-F1+L1800-F2+L2100 | 2cc | 2042400 | 29 |  |  | n78 | 3 | 3 | [32 empty] | IIB | AUH-2036-CSG-SAR-8-1 | 30 | #N/A | from data base
AUH2056 | Site 6762 | AUH | AUH2056 | AUH2056 | AUHL2056 | AUHNR2056 | On Air | On Air | On Air | On Air | 2009 | Permanent | 24.4703 | 54.3795 | Nokia | Outdoor | EITC Passive Infrastructure | Rooftop | RT-du Owned | Du Solo | Rooftop | 2G+3G+4G+5G | AirScale | LTE-4CC |  | U900 F1-U900 F2-U2100 F2 | L800+L1800-F1+L1800-F2+L2100 | 2cc | 2501000 | 6 |  |  | n78 | 3 | 3 | [32 empty] | IIB | AUH-2056-CSG-SAR-8-1 | 3 | #N/A | Rooftop
AUH2039 | Site 6763 | AUH | AUH2039 | AUH2039 | AUHL2039 | AUHNR2039 | On Air | On Air | On Air | On Air | 2009 | Permanent | 24.484 | 54.3679 | Nokia | Outdoor | EITC Passive Infrastructure | Greenfield | Outdoor Green field-du Owned | Du Solo | Monopole | 2G+3G+4G+5G | AirScale | LTE-4CC |  | U900 F1-U900 F2-U2100 F2 | L800+L1800-F1+L1800-F2+L2100 | 2cc | 2501200 | 29 |  |  | n78 | 3 | 3 | [32 empty] | IIB | AUH-2039-PREAGG-SR7-1 | 30 | #N/A | from data base
AUH2044 | Site 6764 | AUH | AUH2044 | AUH2044 | AUHL2044 | AUHNR2044 | On Air | On Air | On Air | On Air | 2009 | Permanent | 24.4765 | 54.3712 | Nokia | Outdoor | EITC Passive Infrastructure | Greenfield | Outdoor Green field-du Owned | Du Solo | Monopole | 2G+3G+4G+5G | AirScale | LTE-4CC | 4T4R | U900 F1-U900 F2-U2100 F2 | L800+L1800-F1+L1800-F2+L2100 | 2cc | 2501200 | 28 |  |  | n78+n41 | 3 | 3 | [32 empty] | IIB | AUH-2044-CSG-IXR-E-1 | 30 | #N/A | from data base
AUH2065 | Site 6765 | AUH | AUH2065 | AUH2065 | AUHL2065 | AUHNR2065 | On Air | On Air | On Air | On Air | 2009 | Permanent | 24.4874 | 54.3639 | Nokia | Outdoor | EITC Passive Infrastructure | Rooftop | RT-du Owned | Du Solo | Rooftop | 2G+3G+4G+5G | AirScale | LTE-4CC |  | U900 F1-U900 F2-U2100 F2 | L800+L1800-F1+L1800-F2+L2100 | 2cc | 2500200 | 32 |  |  | n78 | 3 | 3 | [32 empty] | IIB | AUH-2065-CSG-SAR-8-1 | 3 | #N/A | Rooftop
AUH2054 | Site 6766 | AUH | AUH2054 | AUH2054 | AUHL2054 | AUHNR2054 | On Air | On Air | On Air | On Air | 2009 | Permanent | 24.4325 | 54.4079 | Nokia | Outdoor | EITC Passive Infrastructure | Greenfield | Outdoor Green field-du Owned | DU Solo | Monopole | 2G+3G+4G+5G | AirScale | LTE-4CC |  | U900 F1-U900 F2-U2100 F2 | L800+L1800-F1+L1800-F2+L2100 | 2cc | 2500700 | 26 |  |  | n78 | 3 | 3 | [32 empty] | IIB | AUH-2054-PREAGG-SR7-1 | 30 | #N/A | from data base
AUH2069 | Site 6767 | AUH | AUH2069 | AUH2069 | AUHL2069 | AUHNR2069 | On Air | On Air | On Air | On Air | 2009 | Permanent | 24.4901 | 54.3601 | Nokia | Outdoor | EITC Passive Infrastructure | Rooftop | RT-du Owned | Du Solo | Rooftop | 2G+3G+4G+5G | AirScale | LTE-4CC | 4T4R | U900 F1-U900 F2-U2100 F2 | L800+L1800-F1+L1800-F2+L2100 | 2cc | 2500200 | 35 |  |  | n78 | 3 | 3 | [32 empty] | IIB | AUH-2069-CSG-ASR920-LD-1 | 3 | #N/A | Rooftop
AUH2070 | Site 6768 | AUH | AUH2070 | AUH2070 | AUHL2070 |  | On Air | On Air | On Air |  | 2012-12-09 | Permanent | 24.1925 | 54.9319 | Nokia | Outdoor | Site Sharing | ETC Site Share | Outdoor Site Sharing-Etisalat Owned | SS Opex | Etisalat_Opex | 2G+3G+4G | AirScale | LTE-4CC |  | U900 F1-U900 F2-U2100 F2 | L800+L1800-F1+L1800-F2+L2100 |  | 2430100 | 35 |  |  |  | 6 | [33 empty] | IIB | AUH-2070-CSG-IXR-E-1 | 40 | Monopole | sharing site/ from data base
AUH2057 | Site 6769 | AUH | AUH2057 | AUH2057 | AUHL2057 | AUHNR2057 | On Air | On Air | On Air | On Air | 2009 | Permanent | 24.4419 | 54.4249 | Nokia | Outdoor | EITC Passive Infrastructure | Greenfield | Outdoor Green field-du Owned | Du Solo | Monopole | 2G+3G+4G+5G | AirScale | LTE-4CC | 4T4R | U900 F1-U900 F2-U2100 F2 | L800+L1800-F1+L1800-F2+L2100 | 2cc | 2501500 | 28 |  |  | n78 | 3 | 3 | [32 empty] | IIB | AUH-2057-CSG-SAR-X-1 | 30 | #N/A | from data base
AUH2062 | Site 6770 | AUH | AUH2062 | AUH2062 | AUHL2062 | AUHNR2062 | On Air | On Air | On Air | On Air | 2009 | Permanent | 24.4522 | 54.3512 | Nokia | Outdoor | EITC Passive Infrastructure | Greenfield | Outdoor Green field-du Owned | Du Solo | Monopole | 2G+3G+4G+5G | AirScale | LTE-3CC |  | U900 F1-U900 F2-U2100 F2 | L800+L1800-F1+L1800-F2 | 2cc | 2500600 | 26 |  |  | n78 | 3 | 3 | [32 empty] | IIB | AUH-2062-CSG-SAR-8-1 | 30 | #N/A | from data base
AUH2075 | Site 6771 | AUH | AUH2075 | AUH2075 | AUHL2075 | AUHNR2075 | On Air | On Air | On Air | On Air | 2009 | Permanent | 24.4476 | 54.3913 | Nokia | Outdoor | EITC Passive Infrastructure | Rooftop | RT-du Owned | Du Solo | Rooftop | 2G+3G+4G+5G | AirScale | LTE-3CC |  | U900 F1-U900 F2-U2100 F2 | L800+L1800-F1+L1800-F2 | 2cc | 2500700 | 27 |  |  | n78 | 3 | 3 | [32 empty] | IIB | AUH-2075-CSG-SAR-X-1 | 3 | #N/A | Rooftop
AUH2076 | Site 6772 | AUH | AUH2076 | AUH2076 | AUHL2076 | AUHNR2076 | Locked | On Air | On Air | On Air | 2009 | Permanent | 24.4562 | 54.3914 | Nokia | Outdoor | EITC Passive Infrastructure | Rooftop | RT-du Owned | Du Solo | Rooftop | 2G+3G+4G+5G | AirScale | LTE-3CC |  | U900 F1-U900 F2-U2100 F2 | L800+L1800-F1+L1800-F2 | 2cc | 2501000 | 30 |  |  | n78 | 6 | 3 | [32 empty] | IIB | AUH-2076-CSG-IXR-E-1 | 3 | #N/A | Rooftop
AUH2066 | Site 6773 | AUH | AUH2066 | AUH2066 | AUHL2066 | AUHNR2066 | On Air | On Air | On Air | On Air | 2009 | Permanent | 24.45 | 54.3601 | Nokia | Outdoor | EITC Passive Infrastructure | Greenfield | Outdoor Green field-du Owned | Du Solo | Monopole | 2G+3G+4G+5G | AirScale | LTE-3CC |  | U900 F1-U900 F2-U2100 F2 | L800+L1800-F1+L1800-F2 | 2cc | 2500800 | 26 |  |  | n78 | 3 | 3 | [32 empty] | IIB | AUH-2066-CSG-IXR-E-1 | 30 | #N/A | from data base
AUH2078 | Site 6774 | AUH | AUH2078 | AUH2078 | AUHL2078 | AUHNR2078 | On Air | On Air | On Air | On Air | 2009 | Permanent | 24.4412 | 54.4017 | Nokia | Outdoor | Site Sharing | ETC Site Share | Outdoor Site Sharing-Etisalat Owned | SS Opex | Etisalat_Opex | 2G+3G+4G+5G | AirScale | LTE-4CC |  | U900 F1-U900 F2-U2100 F2 | L800+L1800-F1+L1800-F2+L2100 | 2cc | 2501500 | 35 |  |  | n78 | 3 | 3 | [32 empty] | IIB | AUH-2078-CSG-ASR920-LD-1 | 30 | Monopole | sharing site/ from data base
AUH2072 | Site 6775 | AUH | AUH2072 | AUH2072 | AUHL2072 | AUHNR2072 | Locked | On Air | On Air | On Air | 2009 | Permanent | 24.4419 | 54.3618 | Nokia | Outdoor | EITC Passive Infrastructure | Greenfield | Outdoor Green field-du Owned | DU Solo | Monopole | 2G+3G+4G+5G | AirScale | LTE-4CC |  | U900 F1-U900 F2-U2100 F2 | L800+L1800-F1+L1800-F2+L2100 | 2cc | 2500600 | 30 |  |  | n78 | 3 | 3 | [32 empty] | IIB | AUH-2072-CSG-IXR-E-1 | 30 | #N/A | from data base
AUH2073 | Site 6776 | AUH | AUH2073 | AUH2073 | AUHL2073 | AUHNR2073 | On Air | On Air | On Air | On Air | 2009 | Permanent | 24.466 | 54.3651 | Nokia | Outdoor | EITC Passive Infrastructure | Greenfield | Outdoor Green field-du Owned | Du Solo | Monopole | 2G+3G+4G+5G | AirScale | LTE-4CC |  | U900 F1-U900 F2-U2100 F2 | L800+L1800-F1+L1800-F2+L2100 | 2cc | 2501400 | 28 |  |  | n78 | 3 | 3 | [32 empty] | IIB | AUH-2073-CSG-IXR-E-1 | 30 | #N/A | from data base
AUH2077 | Site 6777 | AUH | AUH2077 | AUH2077 | AUHL2077 | AUHNR2077 | On Air | On Air | On Air | On Air | 2009 | Permanent | 24.4549 | 54.4011 | Nokia | Outdoor | EITC Passive Infrastructure | Greenfield | Outdoor Green field-du Owned | Du Solo | Lattice Tower | 2G+3G+4G+5G | AirScale | LTE-4CC |  | U900 F1-U900 F2-U2100 F2 | L800+L1800-F1+L1800-F2+L2100 | 2cc | 2501000 | 29 |  |  | n78 | 4 | 3 | [32 empty] | IIB | AUH-2077-CSG-IXR-E-1 | 30 | #N/A | from data base
AUH2079 | Site 6778 | AUH | AUH2079 | AUH2079 | AUHL2079 | AUHNR2079 | On Air | On Air | On Air | On Air | 2009 | Permanent | 24.4375 | 54.3934 | Nokia | Outdoor | EITC Passive Infrastructure | Greenfield | Outdoor Green field-du Owned | Du Solo | Lattice Tower | 2G+3G+4G+5G | AirScale | LTE-3CC |  | U900 F1-U900 F2-U2100 F2 | L800+L1800-F1+L1800-F2 | 2cc | 2500700 | 31 |  |  | n78 | 3 | 3 | [32 empty] | IIB | AUH-2079-CSG-ASR920-LD-1 | 35 | #N/A | from data base
AUH2085 | Site 6779 | AUH | AUH2085 | AUH2085 | AUHL2085 | AUHNR2085 | On Air | On Air | On Air | On Air | 2009 | Permanent | 24.4653 | 54.3959 | Nokia | Outdoor | Site Sharing | ETC Site Share | Outdoor Site Sharing-Etisalat Owned | SS Opex | Etisalat_Opex | 2G+3G+4G+5G | AirScale | LTE-4CC |  | U900 F1-U900 F2-U2100 F2 | L800+L1800-F1+L1800-F2+L2100 | 2cc | 2501000 | 33 |  |  | n78 | 3 | 3 | [32 empty] | IIB | AUH-2085-CSG-SAR-X-1 | 35 | 35m Mp | sharing site/ from data base
AUH2080 | Site 6780 | AUH | AUH2080 | AUH2080 | AUHL2080 | AUHNR2080 | On Air | On Air | On Air | On Air | 2009 | Permanent | 24.4265 | 54.3838 | Nokia | Outdoor | EITC Passive Infrastructure | Greenfield | Outdoor Green field-du Owned | Du Solo | Monopole | 2G+3G+4G+5G | AirScale | LTE-2CC |  | U900 F1-U900 F2-U2100 F2 | L800+L1800-F1 | 2cc | 2500900 | 28 |  |  | n78 | 3 | 3 | [32 empty] | IIB | AUH-2080-PREAGG-SR7-1 | 30 | #N/A | from data base
AUH2087 | Site 6781 | AUH | AUH2087 | AUH2087 | AUHL2087 | AUHNR2087 | On Air | On Air | On Air | On Air | 2009 | Permanent | 24.475 | 54.3665 | Nokia | Outdoor | EITC Passive Infrastructure | Rooftop | RT-du Owned | Du Solo | Rooftop | 2G+3G+4G+5G | AirScale | LTE-4CC | 4T4R | U900 F1-U900 F2-U2100 F2 | L800+L1800-F1+L1800-F2+L2100 | 2cc | 2501200 | 28 |  |  | n78 | 3 | 3 | [32 empty] | IIB | AUH-2087-CSG-IXR-E-1 | 3 | #N/A | Rooftop
AUH2082 | Site 6782 | AUH | AUH2082 | AUH2082 | AUHL2082 | AUHNR2082 | On Air | On Air | On Air | On Air | 2009 | Permanent | 24.4386 | 54.4054 | Nokia | Outdoor | EITC Passive Infrastructure | Greenfield | Outdoor Green field-du Owned | Du Solo | Monopole | 2G+3G+4G+5G | AirScale | LTE-4CC | 4T4R | U900 F1-U900 F2-U2100 F2 | L800+L1800-F1+L1800-F2+L2100 | 2cc | 2501500 | 28 |  |  | n78 | 3 | 3 | [32 empty] | IIB | AUH-2082-CSG-ASR920-LD-1 | 30 | #N/A | from data base
AUH2089 | Site 6783 | AUH | AUH2089 | AUH2089 | AUHL2089 | AUHNR2089 | On Air | On Air | On Air | On Air | 2009 | Permanent | 24.4385 | 54.4162 | Nokia | Outdoor | EITC Passive Infrastructure | Rooftop | RT-du Owned | Du Solo | Rooftop | 2G+3G+4G+5G | AirScale | LTE-4CC | 4T4R | U900 F1-U900 F2-U2100 F2 | L800+L1800-F1+L1800-F2+L2100 | 2cc | 2501500 | 25 |  |  | n78 | 6 | 3 | [32 empty] | IIB | AUH-2089-CSG-IXR-E-1 | 3 | #N/A | Rooftop
AUH2083 | Site 6784 | AUH | AUH2083 | AUH2083 | AUHL2083 | AUHNR2083 | On Air | On Air | On Air | On Air | 2009 | Permanent | 24.446 | 54.4096 | Nokia | Outdoor | EITC Passive Infrastructure | Greenfield | Outdoor Green field-du Owned | Du Solo | Monopole | 2G+3G+4G+5G | AirScale | LTE-4CC | 4T4R | U900 F1-U900 F2-U2100 F2 | L800+L1800-F1+L1800-F2+L2100 | 2cc | 2501500 | 29 |  |  | n78 | 4 | 3 | [32 empty] | IIB | AUH-2083-CSG-IXR-E-1 | 30 | #N/A | from data base
AUH2086 | Site 6785 | AUH | AUH2086 | AUH2086 | AUHL2086 | AUHNR2086 | On Air | On Air | On Air | On Air | 2009 | Permanent | 24.4596 | 54.3726 | Nokia | Outdoor | EITC Passive Infrastructure | Greenfield | Outdoor Green field-du Owned | Du Solo | Monopole | 2G+3G+4G+5G | AirScale | LTE-4CC |  | U900 F1-U900 F2-U2100 F2 | L800+L1800-F1+L1800-F2+L2100 | 2cc | 2501400 | 27 |  |  | n78 | 6 | 3 | [32 empty] | IIB | AUH-2086-CSG-IXR-E-1 | 30 | #N/A | from data base
AUH2088 | Site 6786 | AUH | AUH2088 | AUH2088 | AUHL2088 | AUHNR2088 | On Air | On Air | On Air | On Air | 2009 | Permanent | 24.4256 | 54.4096 | Nokia | Outdoor | EITC Passive Infrastructure | Greenfield | Outdoor Green field-du Owned | Du Solo | Monopole | 2G+3G+4G+5G | AirScale | LTE-4CC |  | U900 F1-U900 F2-U2100 F2 | L800+L1800-F1+L1800-F2+L2100 | 2cc | 2500700 | 28 |  |  | n78 | 9 | 3 | [32 empty] | IIB | AUH-2088-PREAGG-SR7-1 | 30 | #N/A | from data base
AUH2090 | Site 6787 | AUH | AUH2090 | AUH2090 | AUHL2090 | AUHNR2090 | On Air | On Air | On Air | On Air | 2009 | Permanent | 24.4338 | 54.4271 | Nokia | Outdoor | EITC Passive Infrastructure | Greenfield | Outdoor Green field-du Owned | DU Solo | Monopole | 2G+3G+4G+5G | AirScale | LTE-3CC | 4T4R | U900 F1-U900 F2-U2100 F2 | L800+L1800-F1+L1800-F2 | 2cc | 2501500 | 26 |  |  | n78 | 3 | 3 | [32 empty] | IIB | AUH-1090-PREAGG-SR7-1 | 30 | #N/A | from data base
AUH2091 | Site 6788 | AUH |  | AUH2091 | AUHL2091 | AUHNR2091 |  | On Air | On Air | On Air | 2022-04-28 | Permanent | 24.4517 | 54.356 | Nokia | Outdoor | EITC Passive Infrastructure | Greenfield | Outdoor Green field-du Owned | Du Solo | Greenfield | 3G+4G+5G | AirScale | LTE-3CC |  | U900 F1-U900 F2-U2100 F2 | L800+L1800-F1+L1800-F2 | 2cc | 2500800 | 35 |  |  | n78 | 4 | 3 | [32 empty] | MW | 0 | 35 | 35m-MD-LP | confirmed
AUH2093 | Site 6789 | AUH | AUH2093 | AUH2093 | AUHL2093 | AUHNR2093 | On Air | On Air | On Air | On Air | 2009 | Permanent | 24.428 | 54.438 | Nokia | Outdoor | EITC Passive Infrastructure | Greenfield | Outdoor Green field-du Owned | DU Solo | Monopole | 2G+3G+4G+5G | AirScale | LTE-3CC |  | U900 F1-U900 F2-U2100 F2 | L800+L1800-F1+L1800-F2 | 2cc | 2501800 | 26 |  |  | n78 | 3 | 3 | [32 empty] | IIB | AUH-1093-PREAGG-SR7-1 | 30 | #N/A | from data base
AUH2094 | Site 6790 | AUH | AUH2094 | AUH2094 | AUHL2094 |  | On Air | On Air | On Air |  | 2009 | Permanent | 24.4188 | 54.4333 | Nokia | Outdoor | EITC Passive Infrastructure | Greenfield | Outdoor Green field-du Owned | DU Solo | Palm Tree | 2G+3G+4G | AirScale | LTE |  | U2100 F2 | L1800-F1 |  | 2501901 | 28.5 |  |  |  | 3 | [33 empty] | MW | 0 | 30 | #N/A | from data base
AUH2100 | Site 6791 | AUH | AUH2100 | AUH2100 | AUHL2100 | AUHNR2100 | Locked | On Air | On Air | On Air | 2009 | Permanent | 24.4249 | 54.4156 | Nokia | Outdoor | Site Sharing | ETC Site Share | Outdoor Site Sharing-Etisalat Owned | SS Opex | Etisalat_Opex | 2G+3G+4G+5G | AirScale | LTE-3CC |  | U900 F1-U900 F2-U2100 F2 | L800+L1800-F1+L1800-F2 | 2cc | 2501902 | 30 |  |  | n78 | 3 | 3 | [32 empty] | MW | 0 | 35 | 35m Mp | sharing site/ from data base
AUH2101 | Site 6792 | AUH | AUH2101 | AUH2101 | AUHL2101 | AUHNR2101 | On Air | On Air | On Air | On Air | 2009 | Permanent | 24.4374 | 54.4524 | Nokia | Outdoor | Site Sharing | ETC Site Share | Outdoor Site Sharing-Etisalat Owned | SS Opex | Etisalat_Opex | 2G+3G+4G+5G | AirScale | LTE-4CC |  | U900 F1-U900 F2-U2100 F2 | L800+L1800-F1+L1800-F2+L2100 | 2cc | 2501600 | 26 |  |  | n78 | 3 | 3 | [32 empty] | IIB | AUH-2101-CSG-ASR920-LD-1 | 30 | Monopole | sharing site/ from data base
AUH2095 | Site 6793 | AUH | AUH2095 | AUH2095 | AUHL2095 | AUHNR2095 | On Air | On Air | On Air | On Air | 2009 | Permanent | 24.4117 | 54.4579 | Nokia | Outdoor | EITC Passive Infrastructure | Greenfield | Outdoor Green field-du Owned | Du Solo | Monopole | 2G+3G+4G+5G | AirScale | LTE-3CC |  | U900 F1-U900 F2-U2100 F2 | L800+L1800-F1+L1800-F2 | 2cc | 2501700 | 30 |  |  | n78 | 3 | 3 | [32 empty] | MW | 0 | 30 | #N/A | from data base
AUH2097 | Site 6794 | AUH | AUH2097 | AUH2097 | AUHL2097 | AUHNR2097 | On Air | On Air | On Air | On Air | 2009 | Permanent | 24.4162 | 54.4656 | Nokia | Outdoor | EITC Passive Infrastructure | Greenfield | Outdoor Green field-du Owned | Du Solo | Monopole | 2G+3G+4G+5G | AirScale | LTE-3CC |  | U900 F1-U900 F2-U2100 F2 | L800+L1800-F1+L1800-F2 | 2cc | 2501700 | 30 |  |  | n78 | 3 | 3 | [32 empty] | IIB | AUH-1097-PREAGG-SR7-1 | 30 | #N/A | from data base
AUH2105 | Site 6795 | AUH | AUH2105 | AUH2105 | AUHL2105 | AUHNR2105 | Locked | On Air | On Air | On Air | 2009 | Permanent | 24.4054 | 54.5043 | Nokia | Outdoor | EITC Passive Infrastructure | Rooftop | RT-du Owned | Du Solo | Rooftop | 2G+3G+4G+5G | AirScale | LTE-3CC |  | U900 F1-U900 F2-U2100 F2 | L800+L1800-F1+L1800-F2 | 2cc | 2044000 | 21 |  |  | n78 | 3 | 3 | [32 empty] | MW | 0 | 3 | #N/A | Rooftop
AUH2106 | Site 6796 | AUH | AUH2106 | AUH2106 | AUHL2106 | AUHNR2106 | On Air | On Air | On Air | On Air | 2009 | Permanent | 24.4064 | 54.518 | Nokia | Outdoor | EITC Passive Infrastructure | Rooftop | RT-du Owned | Du Solo | Rooftop | 2G+3G+4G+5G | AirScale | LTE-4CC |  | U900 F1-U900 F2-U2100 F2 | L800+L1800-F1+L1800-F2+L2100 | 2cc | 2044000 | 24 |  |  | n78 | 4 | 3 | [32 empty] | MW | 0 | 3 | #N/A | Rooftop
AUH2099 | Site 6797 | AUH | AUH2099 | AUH2099 | AUHL2099 | AUHNR2099 | On Air | On Air | On Air | On Air | 2009 | Permanent | 24.4035 | 54.4801 | Nokia | Outdoor | EITC Passive Infrastructure | Greenfield | Outdoor Green field-du Owned | Du Solo | Monopole | 2G+3G+4G+5G | AirScale | LTE-4CC |  | U900 F1-U900 F2-U2100 F2 | L800+L1800-F1+L1800-F2+L2100 | 2cc | 2501700 | 27 |  |  | n78 | 3 | 3 | [32 empty] | IIB | AUH-2099-PREAGG-SR7-1 | 30 | #N/A | from data base
AUH2103 | Site 6798 | AUH | AUH2103 | AUH2103 | AUHL2103 | AUHNR2103 | On Air | On Air | On Air | On Air | 2009 | Permanent | 24.422 | 54.4922 | Nokia | Outdoor | EITC Passive Infrastructure | Greenfield | Outdoor Green field-du Owned | Du Solo | Monopole | 2G+3G+4G+5G | AirScale | LTE-4CC |  | U900 F1-U900 F2-U2100 F2 | L800+L1800-F1+L1800-F2+L2100 | 2cc | 2044600 | 26 |  |  | n78 | 3 | 3 | [32 empty] | IIB | AUH-2103-CSG-IXR-E-1 | 30 | #N/A | from data base
AUH2104 | Site 6799 | AUH | AUH2104 | AUH2104 | AUHL2104 | AUHNR2104 | On Air | On Air | On Air | On Air | 2009 | Permanent | 24.4612 | 54.3417 | Nokia | Outdoor | EITC Passive Infrastructure | Greenfield | Outdoor Green field-du Owned | Du Solo | Monopole | 2G+3G+4G+5G | AirScale | LTE-3CC |  | U900 F1-U900 F2-U2100 F2 | L800+L1800-F1+L1800-F2 | 2cc | 2500400 | 26 |  |  | n78 | 3 | 3 | [32 empty] | IIB | AUH-2104-CSG-SAR-8-1 | 30 | #N/A | from data base
AUH2107 | Site 6800 | AUH | AUH2107 | AUH2107 | AUHL2107 | AUHNR2107 | On Air | On Air | On Air | On Air | 2009 | Permanent | 24.4115 | 54.5062 | Nokia | Outdoor | EITC Passive Infrastructure | Greenfield | Outdoor Green field-du Owned | DU Solo | Monopole | 2G+3G+4G+5G | AirScale | LTE-4CC |  | U900 F1-U900 F2-U2100 F2 | L800+L1800-F1+L1800-F2+L2100 | 2cc | 2044000 | 29 |  |  | n78 | 3 | 3 | [32 empty] | IIB | AUH-2107-CSG-IXR-E-1 | 30 | #N/A | from data base
AUH2108 | Site 6801 | AUH |  | AUH2108 | AUHL2108 | AUHNR2108 |  | On Air | On Air | On Air | 2012-07-31 | Permanent | 24.543 | 54.6357 | Nokia | Outdoor | EITC Passive Infrastructure | Greenfield | Outdoor Green field-du Owned | Du Solo | Monopole | 3G+4G+5G | AirScale | LTE-4CC |  | U900 F1-U900 F2-U2100 F2 | L800+L1800-F1+L1800-F2+L2100 | 1cc | 2044200 | 30 |  |  | n41 | 3 | 3 | [32 empty] | IIB | AUH-2108-CSG-IXR-E-1 | 30 | #N/A | from data base
AUH2109 | Site 6802 | AUH | AUH2109 | AUH2109 | AUHL2109 | AUHNR2109 | On Air | On Air | On Air | On Air | 2009 | Permanent | 24.3986 | 54.5295 | Nokia | Outdoor | EITC Passive Infrastructure | Greenfield | Outdoor Green field-du Owned | DU Solo | Monopole | 2G+3G+4G+5G | AirScale | LTE-2CC |  | U900 F1-U900 F2-U2100 F2 | L800+L1800-F1 | 2cc | 2044000 | 39 |  |  | n78 | 6 | 3 | [32 empty] | IIB | AUH-2109-CSG-IXR-E-1 | 40 | #N/A | from data base
AUH2110 | Site 6803 | AUH | AUH2110 | AUH2110 | AUHL2110 | AUHNR2110 | On Air | On Air | On Air | On Air | 2009 | Permanent | 24.4228 | 54.5343 | Nokia | Outdoor | EITC Passive Infrastructure | Greenfield | Outdoor Green field-du Owned | Du Solo | Monopole | 2G+3G+4G+5G | AirScale | LTE-2CC |  | U900 F1-U900 F2-U2100 F2 | L800+L1800-F1 | 2cc | 2042600 | 29 |  |  | n78 | 3 | 3 | [32 empty] | MW | 0 | 30 | #N/A | from data base
AUH2111 | Site 6804 | AUH | AUH2111 | AUH2111 | AUHL2111 | AUHNR2111 | On Air | On Air | On Air | On Air | 2009 | Permanent | 24.4357 | 54.4337 | Nokia | Outdoor | EITC Passive Infrastructure | Greenfield | Outdoor Green field-du Owned | DU Solo | Monopole | 2G+3G+4G+5G | AirScale | LTE-3CC |  | U900 F1-U900 F2-U2100 F2 | L800+L1800-F1+L1800-F2 | 2cc | 2501800 | 26 |  |  | n78 | 3 | 3 | [32 empty] | IIB | AUH-2111-CSG-SAR-8-1 | 30 | #N/A | from data base
AUH2112 | Site 6805 | AUH | AUH2112 | AUH2112 | AUHL2112 | AUHNR2112 | Locked | On Air | On Air | On Air | 2009 | Permanent | 24.4013 | 54.581 | Nokia | Outdoor | EITC Passive Infrastructure | Greenfield | Outdoor Green field-du Owned | DU Solo | Monopole | 2G+3G+4G+5G | AirScale | LTE-4CC |  | U900 F1-U900 F2-U2100 F2 | L800+L1800-F1+L1800-F2+L2100 | 2cc | 2042600 | 29 |  |  | n78 | 3 | 3 | [32 empty] | OSN/IIB | OSN + AUH-1112-CSG-SAR-8-1 | 30 | #N/A | from data base
AUH2113 | Site 6806 | AUH | AUH2113 | AUH2113 | AUHL2113 | AUHNR2113 | Locked | On Air | On Air | On Air | 2009 | Permanent | 24.4326 | 54.58 | Nokia | Outdoor | EITC Passive Infrastructure | Greenfield | Outdoor Green field-du Owned | Du Solo | Monopole | 2G+3G+4G+5G | AirScale | LTE-2CC |  | U900 F1-U900 F2-U2100 F2 | L800+L1800-F1 | 2cc | 2042600 | 28 |  |  | n78 | 3 | 3 | [32 empty] | MW | 0 | 30 | #N/A | from data base
AUH2114 | Site 6807 | AUH | AUH2114 | AUH2114 | AUHL2114 | AUHNR2114 | On Air | On Air | On Air | On Air | 2009 | Permanent | 24.3976 | 54.5575 | Nokia | Outdoor | EITC Passive Infrastructure | Greenfield | Outdoor Green field-du Owned | Du Solo | Monopole | 2G+3G+4G+5G | AirScale | LTE-3CC |  | U900 F1-U900 F2-U2100 F2 | L800+L1800-F1+L1800-F2 | 2cc | 2042600 | 29 |  |  | n78 | 3 | 3 | [32 empty] | IIB | AUH-2114-CSG-IXR-E-1 | 30 | #N/A | from data base
AUH2115 | Site 6808 | AUH | AUH2115 | AUH2115 | AUHL2115 | AUHNR2115 | On Air | On Air | On Air | On Air | 2009 | Permanent | 24.3742 | 54.5199 | Nokia | Outdoor | EITC Passive Infrastructure | Greenfield | Outdoor Green field-du Owned | DU Solo | Monopole | 2G+3G+4G+5G | AirScale | LTE-4CC | 4T4R | U900 F1-U900 F2-U2100 F2 | L800+L1800-F1+L1800-F2+L2100 | 1cc | 2600200 | 26 |  |  | n41 | 3 | 3 | [32 empty] | IIB | AUH-2115-CSG-SAR-X-1 | 30 | #N/A | from data base
AUH2119 | Site 6809 | AUH | AUH2119 | AUH2119 | AUHL2119 | AUHNR2119 | On Air | On Air | On Air | On Air | 2009 | Permanent | 24.3588 | 54.5023 | Nokia | Outdoor | Site Sharing | ETC Site Share | Outdoor Site Sharing-Etisalat Owned | SS Opex | Etisalat_Opex | 2G+3G+4G+5G | AirScale | LTE-4CC |  | U900 F1-U900 F2-U2100 F2 | L800+L1800-F1+L1800-F2+L2100 | 1cc | 2600200 | 30 |  |  | n41 | 3 | 3 | [32 empty] | IIB | AUH-2119-CSG-SAR-X-1 | 30 | Monopole | sharing site/ from data base
AUH2116 | Site 6810 | AUH | AUH2116 | AUH2116 | AUHL2116 | AUHNR2116 | Locked | On Air | On Air | On Air | 2009 | Permanent | 24.355 | 54.5184 | Nokia | Outdoor | EITC Passive Infrastructure | Greenfield | Outdoor Green field-du Owned | Du Solo | Monopole | 2G+3G+4G+5G | AirScale | LTE-4CC | 4T4R | U900 F1-U900 F2-U2100 F2 | L800+L1800-F1+L1800-F2+L2100 | 1cc | 2600200 | 29 |  |  | n41 | 3 | 3 | [32 empty] | IIB | AUH-2116-CSG-SAR-8-1 | 30 | #N/A | from data base
AUH2117 | Site 6811 | AUH | AUH2117 | AUH2117 | AUHL2117 | AUHNR2117 | On Air | On Air | On Air | On Air | 2009 | Permanent | 24.4391 | 54.4316 | Nokia | Outdoor | EITC Passive Infrastructure | Greenfield | Outdoor Green field-du Owned | Du Solo | Monopole | 2G+3G+4G+5G | AirScale | LTE-4CC |  | U900 F1-U900 F2-U2100 F2 | L800+L1800-F1+L1800-F2+L2100 | 2cc | 2501800 | 26 |  |  | n78 | 6 | 3 | [32 empty] | IIB | AUH-2117-CSG-ASR920-LD-1 | 30 | #N/A | from data base
AUH2118 | Site 6812 | AUH | AUH2118 | AUH2118 | AUHL2118 | AUHNR2118 | On Air | On Air | On Air | On Air | 2009 | Permanent | 24.3436 | 54.4723 | Nokia | Outdoor | EITC Passive Infrastructure | Greenfield | Outdoor Green field-du Owned | Du Solo | Monopole | 2G+3G+4G+5G | AirScale | LTE-4CC |  | U900 F1-U900 F2-U2100 F2 | L800+L1800-F1+L1800-F2+L2100 | 2cc | 2600100 | 29 |  |  | n78 | 3 | 3 | [32 empty] | IIB | AUH-2118-PREAGG-SR7-1 | 30 | #N/A | from data base
AUH2121 | Site 6813 | AUH | AUH2121 | AUH2121 | AUHL2121 | AUHNR2121 | On Air | On Air | On Air | On Air | 2009 | Permanent | 24.3799 | 54.4965 | Nokia | Outdoor | EITC Passive Infrastructure | Greenfield | Outdoor Green field-du Owned | DU Solo | Monopole | 2G+3G+4G+5G | AirScale | LTE-3CC |  | U900 F1-U900 F2-U2100 F2 | L800+L1800-F1+L1800-F2 | 1cc | 2600200 | 28 |  |  | n41 | 3 | 3 | [32 empty] | IIB | AUH-2121-CSG-SAR-8-1 | 30 | #N/A | from data base
AUH2122 | Site 6814 | AUH | AUH2122 | AUH2122 | AUHL2122 | AUHNR2122 | On Air | On Air | On Air | On Air | 2009 | Permanent | 24.3424 | 54.4951 | Nokia | Outdoor | EITC Passive Infrastructure | Greenfield | Outdoor Green field-du Owned | Du Solo | Monopole | 2G+3G+4G+5G | AirScale | LTE-4CC | 4T4R | U900 F1-U900 F2-U2100 F2 | L800+L1800-F1+L1800-F2+L2100 | 1cc | 2600200 | 35 |  |  | n41 | 3 | 3 | [32 empty] | IIB | AUH-2122-PREAGG-SR7-1 | 35 | #N/A | from data base
AUH2123 | Site 6815 | AUH | AUH2123 | AUH2123 | AUHL2123 | AUHNR2123 | On Air | On Air | On Air | On Air | 2009 | Permanent | 24.3932 | 54.5112 | Nokia | Outdoor | EITC Passive Infrastructure | Greenfield | Outdoor Green field-du Owned | Du Solo | Monopole | 2G+3G+4G+5G | AirScale | LTE-3CC |  | U900 F1-U900 F2-U2100 F2 | L800+L1800-F1+L1800-F2 | 2cc | 2043900 | 30 |  |  | n78 | 3 | 3 | [32 empty] | IIB | AUH-2123-PREAGG-SR7-1 | 30 | #N/A | from data base
AUH2124 | Site 6816 | AUH | AUH2124 | AUH2124 | AUHL2124 | AUHNR2124 | On Air | On Air | On Air | On Air | 2009 | Permanent | 24.411 | 54.4353 | Nokia | Outdoor | EITC Passive Infrastructure | Greenfield | Outdoor Green field-du Owned | Du Solo | Monopole | 2G+3G+4G+5G | AirScale | LTE-3CC |  | U900 F1-U900 F2-U2100 F2 | L800+L1800-F1+L1800-F2 | 2cc | 2502000 | 30 |  |  | n78 | 3 | 3 | [32 empty] | IIB | AUH-2124-CSG-IXR-E-1 | 30 | #N/A | from data base
AUH2171 | Site 6817 | AUH |  | AUH2171 | AUHL2171 | AUHNR2171 |  | On Air | On Air | On Air | 2022-10-04 | Permanent | 24.4241 | 54.5772 | Nokia | Outdoor | Site Sharing | SS Capex | Outdoor Taawn-Etisalat Lead | SS Capex | ETC Capex | 3G+4G+5G | AirScale | LTE-3CC |  | U900 F1-U900 F2-U2100 F2 | L800+L1800-F1+L1800-F2 | 2cc | 2042600 | 30 |  |  | n78 | 3 | 3 | [32 empty] | MW | 0 | 35 | Monopole
AUH2125 | Site 6818 | AUH | AUH2125 | AUH2125 | AUHL2125 | AUHNR2125 | On Air | On Air | On Air | On Air | 2009 | Permanent | 24.443 | 54.43 | Nokia | Outdoor | EITC Passive Infrastructure | Greenfield | Outdoor Green field-du Owned | DU Solo | Monopole | 2G+3G+4G+5G | AirScale | LTE-4CC |  | U900 F1-U900 F2-U2100 F2 | L800+L1800-F1+L1800-F2+L2100 | 2cc | 2501500 | 30 |  |  | n78 | 3 | 3 | [32 empty] | IIB | AUH-2125-CSG-ASR920-LD-1 | 30 | #N/A | from data base
AUH2126 | Site 6819 | AUH | AUH2126 | AUH2126 | AUHL2126 | AUHNR2126 | On Air | On Air | On Air | On Air | 2009 | Permanent | 24.4404 | 54.4199 | Nokia | Outdoor | EITC Passive Infrastructure | Greenfield | Outdoor Green field-du Owned | Du Solo | Monopole | 2G+3G+4G+5G | AirScale | LTE-4CC |  | U900 F1-U900 F2-U2100 F2 | L800+L1800-F1+L1800-F2+L2100 | 2cc | 2501500 | 26 |  |  | n78 | 3 | 3 | [32 empty] | IIB | AUH-2126-CSG-SAR-X-1 | 30 | #N/A | from data base
AUH2131 | Site 6820 | AUH | AUH2131 | AUH2131 | AUHL2131 | AUHNR2131 | Locked | On Air | On Air | On Air | 2009 | Permanent | 24.4271 | 54.6466 | Nokia | Outdoor | EITC Passive Infrastructure | Rooftop | RT-du Owned | Du Solo | Rooftop | 2G+3G+4G+5G | BTS3900/Ultra 2G | LTE-2CC |  | U900 F1-U900 F2-U2100 F2 | L800+L1800-F1 | 2cc | 2044300 | 21 |  |  | n78 | 3 | 3 | [32 empty] | IIB | AUH-2131-CSG-SAR-X-1 | 3 | #N/A | Rooftop
AUH2127 | Site 6821 | AUH | AUH2127 | AUH2127 | AUHL2127 | AUHNR2127 | On Air | On Air | On Air | On Air | 2009 | Permanent | 24.433 | 54.4143 | Nokia | Outdoor | EITC Passive Infrastructure | Greenfield | Outdoor Green field-du Owned | Du Solo | Monopole | 2G+3G+4G+5G | AirScale | LTE-4CC |  | U900 F1-U900 F2-U2100 F2 | L800+L1800-F1+L1800-F2+L2100 | 2cc | 2501500 | 26 |  |  | n78 | 3 | 3 | [32 empty] | IIB | AUH-2127-CSG-IXR-E-1 | 30 | #N/A | from data base
AUH2133 | Site 6822 | AUH | AUH2133 | AUH2133 | AUHL2133 | AUHNR2133 | On Air | On Air | On Air | On Air | 2009 | Permanent | 24.4938 | 54.3651 | Nokia | Outdoor | EITC Passive Infrastructure | Rooftop | RT-du Owned | Du Solo | Rooftop | 2G+3G+4G+5G | AirScale | LTE-4CC | 4T4R | U900 F1-U900 F2-U2100 F2 | L800+L1800-F1+L1800-F2+L2100 | 2cc | 2500200 | 38 |  |  | n78 | 3 | 3 | [32 empty] | IIB | AUH-2133-CSG-SAR-X-1 | 3 | #N/A | Rooftop
AUH2129 | Site 6823 | AUH | AUH2129 | AUH2129 | AUHL2129 | AUHNR2129 | Locked | On Air | On Air | On Air | 2009 | Permanent | 24.4227 | 54.4283 | Nokia | Outdoor | EITC Passive Infrastructure | Greenfield | Outdoor Green field-du Owned | DU Solo | Monopole | 2G+3G+4G+5G | AirScale | LTE-3CC |  | U900 F1-U900 F2-U2100 F2 | L800+L1800-F1+L1800-F2 | 2cc | 2501901 | 26 |  |  | n78 | 3 | 3 | [32 empty] | IIB | AUH-2129-PREAGG-SR7-1 | 30 | #N/A | from data base
AUH2130 | Site 6824 | AUH | AUH2130 | AUH2130 | AUHL2130 | AUHNR2130 | On Air | On Air | On Air | On Air | 2014-09-03 | Permanent | 24.4106 | 54.6358 | Nokia | Outdoor | EITC Passive Infrastructure | Greenfield | Outdoor Green field-du Owned | Du Solo | Monopole | 2G+3G+4G+5G | AirScale | LTE-3CC |  | U900 F1-U900 F2-U2100 F2 | L800+L1800-F1+L1800-F2 | 2cc | 2044300 | 28.5 |  |  | n78 | 4 | 3 | [32 empty] | IIB | AUH-2130-CSG-SAR-X-1 | 30 | #N/A | from data base
AUH2132 | Site 6825 | AUH | AUH2132 | AUH2132 | AUHL2132 | AUHNR2132 | On Air | On Air | On Air | On Air | 2009 | Permanent | 24.3476 | 54.5658 | Nokia | Outdoor | EITC Passive Infrastructure | Greenfield | Outdoor Green field-du Owned | DU Solo | Monopole | 2G+3G+4G+5G | AirScale | LTE-4CC |  | U900 F1-U900 F2-U2100 F2 | L800+L1800-F1+L1800-F2+L2100 | 1cc | 2044801 | 28 |  |  | n41 | 3 | 3 | [32 empty] | IIB | AUH-2132-PREAGG-SR7-1 | 30 | #N/A | from data base
AUH2134 | Site 6826 | AUH | AUH2134 | AUH2134 | AUHL2134 | AUHNR2134 | On Air | On Air | On Air | On Air | 2009 | Permanent | 24.3364 | 54.6373 | Nokia | Outdoor | EITC Passive Infrastructure | Greenfield | Outdoor Green field-du Owned | Du Solo | Monopole | 2G+3G+4G+5G | AirScale | LTE-3CC |  | U900 F1-U900 F2-U2100 F2 | L800+L1800-F1+L1800-F2 | 2cc | 2046400 | 28 |  |  | n78 | 4 | 3 | [32 empty] | IIB | AUH-2134-PREAGG-SR7-1 | 30 | #N/A | from data base
AUH2135 | Site 6827 | AUH | AUH2135 | AUH2135 | AUHL2135 | AUHNR2135 | On Air | On Air | On Air | On Air | 2009 | Permanent | 24.285 | 54.6582 | Nokia | Outdoor | EITC Passive Infrastructure | Greenfield | Outdoor Green field-du Owned | Du Solo | Monopole | 2G+3G+4G+5G | AirScale | LTE-4CC |  | U900 F1-U900 F2-U2100 F2 | L800+L1800-F1+L1800-F2+L2100 | 2cc | 2046100 | 30 |  |  | n78 | 4 | 3 | [32 empty] | IIB | AUH-2135-CSG-SAR-X-1 | 30 | #N/A | from data base
AUH2139 | Site 6828 | AUH |  | AUH2139 | AUHL2139 | AUHNR2139 |  | On air | On Air | On Air | 2023-01-19 | Permanent | 24.4024 | 54.75 | Nokia | Outdoor | Site Sharing | ETC Site Share | Outdoor Site Sharing-Etisalat Owned | SS Opex | Etisalat_Opex | 3G+4G+5G | Airscale | LTE-4CC |  | U900 F1-U900 F2 | L800+L1800-F1+L1800-F2+L2100 | 2cc | 2046500 | 35 |  |  | n78 | 3 | 3 | [32 empty] | IIB | AUH-2139-CSG-IXR-E-1
AUH2136 | Site 6829 | AUH | AUH2136 | AUH2136 | AUHL2136 | AUHNR2136 | On Air | On Air | On Air | On Air | 2009 | Permanent | 24.2907 | 54.567 | Nokia | Outdoor | EITC Passive Infrastructure | Greenfield | Outdoor Green field-du Owned | Du Solo | Monopole | 2G+3G+4G+5G | AirScale | LTE-4CC |  | U900 F1-U900 F2-U2100 F2 | L800+L1800-F1+L1800-F2+L2100 | 2cc | 2044400 | 29 |  |  | n78 | 3 | 3 | [32 empty] | IIB | AUH-2136-PREAGG-SR7-1 | 30 | #N/A | from data base
AUH2137 | Site 6830 | AUH | AUH2137 | AUH2137 | AUHL2137 | AUHNR2137 | On Air | On Air | On Air | On Air | 2009 | Permanent | 24.237 | 54.7426 | Nokia | Outdoor | EITC Passive Infrastructure | Greenfield | Outdoor Green field-du Owned | Du Solo | Lattice Tower | 2G+3G+4G+5G | AirScale | LTE-3CC |  | U900 F1-U900 F2-U2100 F2 | L800+L1800-F1+L1800-F2 | 1cc | 2045400 | 40 |  |  | n41 | 4 | 2 | [32 empty] | IIB | Passive to AUH-5002-AGGR-SR7-1 | 40 | #N/A | from data base
AUH2138 | Site 6831 | AUH | AUH2138 | AUH2138 | AUHL2138 | AUHNR2138 | On Air | On Air | On Air | On Air | 2009 | Permanent | 24.4501 | 54.6816 | Nokia | Outdoor | EITC Passive Infrastructure | Greenfield | Outdoor Green field-du Owned | Du Solo | Monopole | 2G+3G+4G+5G | AirScale | LTE-2CC |  | U900 F1-U900 F2-U2100 F2 | L800+L1800-F1 | 2cc | 2043100 | 29 |  |  | n78 | 3 | 3 | [32 empty] | IIB | AUH-2138-PREAGG-SR7-1 | 30 | #N/A | from data base
AUH2140 | Site 6832 | AUH | AUH2140 | AUH2140 | AUHL2140 | AUHNR2140 | On Air | On Air | On Air | On Air | 2009 | Permanent | 24.5162 | 54.6661 | Nokia | Outdoor | EITC Passive Infrastructure | Greenfield | Outdoor Green field-du Owned | Du Solo | Monopole | 2G+3G+4G+5G | AirScale | LTE-4CC | 4T4R | U900 F1-U900 F2-U2100 F2 | L800+L1800-F1+L1800-F2+L2100 | 1cc | 2044200 | 28 |  |  | n41 | 3 | 3 | [32 empty] | OSN/IIB | AUH-2140-CSG-SAR-8-1 | 30 | #N/A | from data base
AUH2144 | Site 6833 | AUH | AUH2144 | AUH2144 | AUHL2144 | AUHNR2144 | On Air | On Air | On Air | On Air | 2009 | Permanent | 24.4935 | 54.3812 | Nokia | Outdoor | EITC Passive Infrastructure | Rooftop | RT-du Owned | Du Solo | Rooftop | 2G+3G+4G+5G | AirScale | LTE-4CC | 4T4R | U900 F1-U900 F2-U2100 F2 | L800+L1800-F1+L1800-F2+L2100 | 2cc | 2500100 | 36 |  |  | n78 | 4 | 3 | [32 empty] | IIB | AUH-2144-CSG-SAR-X-1 | 3 | #N/A | Rooftop
AUH2145 | Site 6834 | AUH | AUH2145 | AUH2145 | AUHL2145 | AUHNR2145 | On Air | On Air | On Air | On Air | 2009 | Permanent | 24.4817 | 54.3627 | Nokia | Outdoor | EITC Passive Infrastructure | Rooftop | RT-du Owned | Du Solo | Rooftop | 2G+3G+4G+5G | AirScale | LTE-4CC | 4T4R | U900 F1-U900 F2-U2100 F2 | L800+L1800-F1+L1800-F2+L2100 | 2cc | 2501200 | 23 |  |  | n78+n41 | 3 | 3 | [32 empty] | IIB | AUH-2145-CSG-SAR-X-1 | 3 | #N/A | Rooftop
AUH2146 | Site 6835 | AUH | AUH2146 | AUH2146 | AUHL2146 | AUHNR2146 | On Air | On Air | On Air | On Air | 2009 | Permanent | 24.3471 | 54.5102 | Nokia | Outdoor | EITC Passive Infrastructure | Rooftop | RT-du Owned | Du Solo | Rooftop | 2G+3G+4G+5G | AirScale | LTE-4CC |  | U900 F1-U900 F2-U2100 F2 | L800+L1800-F1+L1800-F2+L2100 | 1cc | 2600200 | 20 |  |  | n41 | 3 | 3 | [32 empty] | IIB | AUH-2146-CSG-SAR-X-1 | 3 | #N/A | Rooftop
AUH2141 | Site 6836 | AUH | AUH2141 | AUH2141 | AUHL2141 | AUHNR2141 | On Air | On Air | On Air | On Air | 2009 | Permanent | 24.5611 | 54.6764 | Nokia | Outdoor | EITC Passive Infrastructure | Greenfield | Outdoor Green field-du Owned | Du Solo | Lattice Tower | 2G+3G+4G+5G | AirScale | LTE-4CC | 4T4R | U900 F1-U900 F2-U2100 F2 | L800+L1800-F1+L1800-F2+L2100 | 1cc | 2004100 | 29 |  |  | n41 | 3 | 3 | [32 empty] | IIB | AUH-5003-PREAGG-SR7-1 | 30 | #N/A | from data base
AUH2142 | Site 6837 | AUH | AUH2142 | AUH2142 | AUHL2142 | AUHNR2142 | On Air | On Air | On Air | On Air | 2009 | Permanent | 24.5542 | 54.7457 | Nokia | Outdoor | EITC Passive Infrastructure | Greenfield | Outdoor Green field-du Owned | DU Solo | Monopole | 2G+3G+4G+5G | AirScale | LTE-4CC |  | U900 F1-U900 F2-U2100 F2 | L800+L1800-F1+L1800-F2+L2100 | 1cc | 2044700 | 29 |  |  | n41 | 3 | 3 | [32 empty] | IIB | AUH-2142-PREAGG-SR7-1 | 30 | #N/A | from data base
AUH2143 | Site 6838 | AUH | AUH2143 | AUH2143 | AUHL2143 | AUHNR2143 | On Air | On Air | On Air | On Air | 2009 | Permanent | 24.4982 | 54.3759 | Nokia | Outdoor | EITC Passive Infrastructure | Greenfield | Outdoor Green field-du Owned | Du Solo | Monopole | 2G+3G+4G+5G | AirScale | LTE-4CC | 4T4R | U900 F1-U900 F2-U2100 F2 | L800+L1800-F1+L1800-F2+L2100 | 2cc | 2500100 | 29 |  |  | n78 | 3 | 3 | [32 empty] | IIB | AUH-2143-CSG-IXR-E-1 | 30 | #N/A | from data base
AUH2147 | Site 6839 | AUH | AUH2147 | AUH2147 | AUHL2147 | AUHNR2147 | On Air | On Air | On Air | On Air | 2009 | Permanent | 24.3101 | 54.6572 | Nokia | Outdoor | EITC Passive Infrastructure | Greenfield | Outdoor Green field-du Owned | DU Solo | Monopole | 2G+3G+4G+5G | AirScale | LTE-4CC |  | U900 F1-U900 F2-U2100 F2 | L800+L1800-F1+L1800-F2+L2100 | 2cc | 2046100 | 29 |  |  | n78 | 4 | 3 | [32 empty] | IIB | AUH-2147-CSG-IXR-E-1 | 30 | #N/A | from data base
AUH2149 | Site 6840 | AUH | AUH2149 | AUH2149 | AUHL2149 | AUHNR2149 | On Air | On Air | On Air | On Air | 2009 | Permanent | 24.61 | 54.7074 | Nokia | Outdoor | EITC Passive Infrastructure | Greenfield | Outdoor Green field-du Owned | Du Solo | Monopole | 2G+3G+4G+5G | BTS3900/Ultra 2G | LTE-3CC |  | U900 F1-U900 F2-U2100 F2 | L800+L1800-F1+L1800-F2 | 1cc | 2004100 | 29 |  |  | n41 | 3 | 3 | [32 empty] | IIB | AUH-2149-PREAGG-SR7-1 | 30 | #N/A | from data base
AUH2154 | Site 6841 | AUH | AUH2154 | AUH2154 | AUHL2154 | AUHNR2154 | On Air | On Air | On Air | On Air | 2009 | Permanent | 24.4884 | 54.3826 | Nokia | Outdoor | EITC Passive Infrastructure | Rooftop | RT-du Owned | Du Solo | Rooftop | 2G+3G+4G+5G | AirScale | LTE-3CC |  | U900 F1-U900 F2-U2100 F2 | L800+L1800-F1+L1800-F2 | 2cc | 2500100 | 32 |  |  | n78 | 3 | 3 | [32 empty] | IIB | AUH-2154-CSG-IXR-E-1 | 3 | #N/A | Rooftop
AUH2243 | Site 6842 | AUH |  | AUH2243 | AUHL2243 | AUHNR2243 |  | On Air | On Air | On Air | 2022-10-18 | Permanent | 24.3708 | 54.6301 | Nokia | Outdoor | Site Sharing | SS Capex | Outdoor Taawn-Etisalat Lead | SS Capex | ETC Capex | 3G+4G+5G | AirScale | LTE-3CC |  | U900 F1-U900 F2-U2100 F2 | L800+L1800-F1+L1800-F2 | 2cc | 2004500 | 35 |  |  | n78 | 3 | 3 | [32 empty] | MW | 0 | 40 | Monopole
AUH2150 | Site 6843 | AUH | AUH2150 | AUH2150 | AUHL2150 | AUHNR2150 | On Air | On Air | On Air | On Air | 2009 | Permanent | 24.6539 | 54.7388 | Nokia | Outdoor | EITC Passive Infrastructure | Greenfield | Outdoor Green field-du Owned | Du Solo | Monopole | 2G+3G+4G+5G | BTS3900/Ultra 2G | LTE-3CC | 4T4R | U900 F1-U900 F2-U2100 F2 | L800+L1800-F1+L1800-F2 | 1cc | 2004100 | 30 |  |  | n41 | 3 | 3 | [32 empty] | IIB | AUH-2150-CSG-IXR-E-1 | 30 | #N/A | from data base
AUH2157 | Site 6844 | AUH | AUH2157 | AUH2157 | AUHL2157 | AUHNR2157 | On Air | On Air | On Air | On Air | 2010-12-29 | Permanent | 24.4315 | 54.5689 | Nokia | Outdoor | Site Sharing | ETC Site Share | Outdoor Site Sharing-Etisalat Owned | SS Opex | Etisalat_Opex | 2G+3G+4G+5G | AirScale | LTE-3CC |  | U900 F1-U900 F2-U2100 F2 | L800+L1800-F1+L1800-F2 | 2cc | 2042600 | 35 |  |  | n78 | 3 | 3 | [32 empty] | MW | 0 | 40 | Monopole | sharing site/ from data base
AUH2151 | Site 6845 | AUH | AUH2151 | AUH2151 | AUHL2151 | AUHNR2151 | On Air | On Air | On Air | On Air | 2009 | Permanent | 24.6879 | 54.6666 | Nokia | Outdoor | EITC Passive Infrastructure | Greenfield | Outdoor Green field-du Owned | Du Solo | Monopole | 2G+3G+4G+5G | BTS3900/Flexi 2G | LTE-3CC |  | U900 F1-U900 F2-U2100 F2 | L800+L1800-F1+L1800-F2 | 1cc | 2043000 | 38.5 |  |  | n41 | 4 | 3 | [32 empty] | IIB | AUH-2151-CSG-ASR920-LD-1 | 40 | #N/A | from data base
AUH2152 | Site 6846 | AUH | AUH2152 | AUH2152 | AUHL2152 | AUHNR2152 | On Air | On Air | On Air | On Air | 2009 | Permanent | 24.6119 | 54.7948 | Nokia | Outdoor | EITC Passive Infrastructure | Greenfield | Outdoor Green field-du Owned | Du Solo | Monopole | 2G+3G+4G+5G | BTS3900/Ultra 2G | LTE-4CC |  | U900 F1-U900 F2-U2100 F2 | L800+L1800-F1+L1800-F2+L2100 | 2cc | 2122000 | 29 |  |  | n78 | 3 | 3 | [32 empty] | IIB | AUH-2152-CSG-IXR-E-1 | 30 | #N/A | from data base
AUH2156 | Site 6847 | AUH | AUH2156 | AUH2156 | AUHL2156 | AUHNR2156 | On Air | On Air | On Air | On Air | 2009 | Permanent | 24.4041 | 54.6125 | Nokia | Outdoor | EITC Passive Infrastructure | Greenfield | Outdoor Green field-du Owned | Du Solo | Monopole | 2G+3G+4G+5G | AirScale | LTE-2CC |  | U900 F1-U900 F2-U2100 F2 | L800+L1800-F1 | 2cc | 2440000 | 26 |  |  | n78 | 3 | 3 | [32 empty] | OSN/IIB | AUH-2156-CSG-SAR-X-1 | 30 | #N/A | from data base
AUH2158 | Site 6848 | AUH | AUH2158 | AUH2158 | AUHL2158 | AUHNR2158 | Locked | On Air | On Air | On Air | 2009 | Permanent | 24.37 | 54.5085 | Nokia | Outdoor | EITC Passive Infrastructure | Greenfield | Outdoor Green field-du Owned | Du Solo | Monopole | 2G+3G+4G+5G | AirScale | LTE-4CC | 4T4R | U900 F1-U900 F2-U2100 F2 | L800+L1800-F1+L1800-F2+L2100 | 1cc | 2600200 | 29 |  |  | n41 | 3 | 3 | [32 empty] | IIB | AUH-2158-CSG-IXR-E-1 | 30 | #N/A | from data base
AUH2159 | Site 6849 | AUH |  | AUH2159 | AUHL2159 | AUHNR2159 |  | On Air | On Air | On Air | 2009 | Permanent | 24.5655 | 54.6449 | Nokia | Outdoor | EITC Passive Infrastructure | Greenfield | Outdoor Green field-du Owned | DU Solo | Monopole | 3G+4G+5G | AirScale | LTE-4CC |  | U900 F1-U900 F2-U2100 F2 | L800+L1800-F1+L1800-F2+L2100 | 1cc | 2044200 | 29 |  |  | n41 | 3 | 3 | [32 empty] | IIB | AUH-2159-CSG-SAR-8-1 | 30 | #N/A | from data base
AUH2163 | Site 6850 | AUH | AUH2163 | AUH2163 | AUHL2163 | AUHNR2163 | On Air | On Air | On Air | On Air | 2009 | Permanent | 24.4231 | 54.4571 | Nokia | Outdoor | Site Sharing | ETC Site Share | Outdoor Site Sharing-Etisalat Owned | SS Opex | Etisalat_Opex | 2G+3G+4G+5G | AirScale | LTE-3CC | 4T4R | U900 F1-U900 F2-U2100 F2 | L800+L1800-F1+L1800-F2 | 2cc | 2501600 | 27 |  |  | n78 | 3 | 3 | [32 empty] | IIB | AUH-2163-CSG-SAR-X-1 | 30 | Monopole | sharing site/ from data base
AUH2160 | Site 6851 | AUH | AUH2160 | AUH2160 | AUHL2160 | AUHNR2160 | On Air | On Air | On Air | On Air | 2009 | Permanent | 24.6358 | 54.6628 | Nokia | Outdoor | EITC Passive Infrastructure | Greenfield | Outdoor Green field-du Owned | Du Solo | Monopole | 2G+3G+4G+5G | BTS3900/Ultra 2G | LTE-3CC |  | U900 F1-U900 F2-U2100 F2 | L800+L1800-F1+L1800-F2 | 1cc | 2043000 | 29 |  |  | n41 | 3 | 3 | [32 empty] | IIB | AUH-2160-CSG-SAR-8-1 | 30 | #N/A | from data base
AUH2161 | Site 6852 | AUH | AUH2161 | AUH2161 | AUHL2161 |  | On Air | On Air | On Air |  | 2010-11-12 | Permanent | 24.5539 | 54.8456 | Nokia | Outdoor | EITC Passive Infrastructure | Greenfield | Outdoor Green field-du Owned | DU Solo | Monopole | 2G+3G+4G | BTS3900/Ultra 2G | LTE-3CC |  | U900 F1-U900 F2-U2100 F2 | L800+L1800-F1+L1800-F2 |  | 2043200 | 29 |  |  |  | 9 | [33 empty] | IIB | AUH-2161-CSG-IXR-E-1 | 30 | #N/A | from data base
AUH2162 | Site 6853 | AUH | AUH2162 | AUH2162 | AUHL2162 | AUHNR2162 | On Air | On Air | On Air | On Air | 2009 | Permanent | 24.4355 | 54.3985 | Nokia | Outdoor | EITC Passive Infrastructure | Greenfield | Outdoor Green field-du Owned | Du Solo | Monopole | 2G+3G+4G+5G | AirScale | LTE-4CC |  | U900 F1-U900 F2-U2100 F2 | L800+L1800-F1+L1800-F2+L2100 | 2cc | 2500700 | 29 |  |  | n78 | 3 | 3 | [32 empty] | IIB | AUH-2162-CSG-SAR-X-1 | 30 | #N/A | from data base
AUH2164 | Site 6854 | AUH | AUH2164 | AUH2164 | AUHL2164 | AUHNR2164 | On Air | On Air | On Air | On Air | 2009 | Permanent | 24.4298 | 54.4235 | Nokia | Outdoor | EITC Passive Infrastructure | Greenfield | Outdoor Green field-du Owned | Du Solo | Monopole | 2G+3G+4G+5G | AirScale | LTE-4CC |  | U900 F1-U900 F2-U2100 F2 | L800+L1800-F1+L1800-F2+L2100 | 2cc | 2501500 | 27 |  |  | n78 | 4 | 3 | [32 empty] | IIB | AUH-2164-CSG-SAR-X-1 | 30 | #N/A | from data base
AUH2168 | Site 6855 | AUH | AUH2168 | AUH2168 | AUHL2168 |  | On Air | On Air | On Air |  | 2014-12-25 | Permanent | 24.2234 | 54.5443 | Nokia | Outdoor | Site Sharing | ETC Site Share | Outdoor Site Sharing-Etisalat Owned | SS Opex | Etisalat_Opex | 2G+3G+4G | AirScale | LTE |  | U900 F1-U900 F2-U2100 F2 | L800 |  | 2042200 | 35 |  |  |  | 4 | [33 empty] | MW | 0 | 40 | Monopole | sharing site/ from data base
AUH2165 | Site 6856 | AUH | AUH2165 | AUH2165 | AUHL2165 | AUHNR2165 | On Air | On Air | On Air | On Air | 2009 | Permanent | 24.3304 | 54.5089 | Nokia | Outdoor | EITC Passive Infrastructure | Greenfield | Outdoor Green field-du Owned | Du Solo | Monopole | 2G+3G+4G+5G | AirScale | LTE-3CC |  | U900 F1-U900 F2-U2100 F2 | L800+L1800-F1+L1800-F2 | 2cc | 2600000 | 29 |  |  | n78 | 3 | 3 | [32 empty] | IIB | AUH-2165-PREAGG-SR7-1 | 30 | #N/A | from data base
AUH2166 | Site 6857 | AUH | AUH2166 | AUH2166 | AUHL2166 | AUHNR2166 | On Air | On Air | On Air | On Air | 2009 | Permanent | 24.6858 | 54.778 | Nokia | Outdoor | EITC Passive Infrastructure | Greenfield | Outdoor Green field-du Owned | Du Solo | Lattice Tower | 2G+3G+4G+5G | BTS3900/Ultra 2G | LTE-4CC |  | U900 F1-U900 F2-U2100 F2 | L800+L1800-F1+L1800-F2+L2100 | 1cc | 2106000 | 26 |  |  | n41 | 3 | 3 | [32 empty] | IIB | AUH-5004-PREAGG-SR7-1 | 30 | #N/A | from data base
AUH2355 | Site 6858 | AUH |  | AUH2355 | AUHL2355 | AUHNR2355 |  | On Air | On Air | On Air | 2021 | Permanent | 24.4314 | 54.4019 | Nokia | Outdoor | Site Sharing | SS Capex | Outdoor Taawn-Etisalat Lead | SS Capex | ETC Capex | 3G+4G+5G | AirScale | LTE-3CC |  | U900 F1-U900 F2-U2100 F2 | L800+L1800-F1+L1800-F2 | 2cc | 2500700 | 25 |  |  | n78 | 3 | 3 | [32 empty] | IIB | AUH-2355-CSG-IXR-E-1 | 30 | Monopole | sharing site/ from data base
AUH2172 | Site 6859 | AUH | AUH2172 | AUH2172 | AUHL2172 | AUHNR2172 | On Air | On Air | On Air | On Air | 2009 | Permanent | 24.7366 | 54.8263 | Nokia | Outdoor | Site Sharing | ETC Site Share | Outdoor Site Sharing-Etisalat Owned | SS Opex | Etisalat_Opex | 2G+3G+4G+5G | BTS3900/Flexi 2G | LTE-4CC |  | U900 F1-U900 F2-U2100 F2 | L800+L1800-F1+L1800-F2+L2100 | 1cc | 2106000 | 60 |  |  | n41 | 3 | 3 | [32 empty] | IIB | AUH-2172-CSG-SAR-X-1 | 60 | LatticeTower | sharing site/ from data base
AUH2173 | Site 6860 | AUH | AUH2173 | AUH2173 | AUHL2173 | AUHNR2173 | On Air | On Air | On Air | On Air | 2009 | Permanent | 24.4065 | 54.5249 | Nokia | Outdoor | Site Sharing | ETC Site Share | Outdoor Site Sharing-Etisalat Owned | SS Opex | Etisalat_Opex | 2G+3G+4G+5G | AirScale | LTE-2CC |  | U900 F1-U900 F2-U2100 F2 | L800+L1800-F1 | 2cc | 2042600 | 40 |  |  | n78 | 3 | 3 | [32 empty] | IIB | AUH-2173-CSG-SAR-X-1 | 40 | Monopole | sharing site/ from data base
AUH2174 | Site 6861 | AUH | AUH2174 | AUH2174 | AUHL2174 | AUHNR2174 | On Air | On Air | On Air | On Air | 2009 | Permanent | 24.4585 | 54.3633 | Nokia | Outdoor | EITC Passive Infrastructure | Rooftop | RT-du Owned | Du Solo | Rooftop | 2G+3G+4G+5G | AirScale | LTE-4CC | 4T4R | U900 F1-U900 F2-U2100 F2 | L800+L1800-F1+L1800-F2+L2100 | 2cc | 2500800 | 23 |  |  | n78 | 3 | 3 | [32 empty] | IIB | AUH-2174-CSG-IXR-E-1 | 3 | #N/A | Rooftop
AUH2167 | Site 6862 | AUH |  | AUH2167 | AUHL2167 |  |  | On air | On Air |  | 2022-09-08 | Permanent | 24.0906 | 54.8973 | Nokia | Outdoor | EITC Passive Infrastructure | Greenfield | Outdoor Green field-du Owned | Du Solo | Greenfield | 3G+4G | AirScale | LTE-3CC |  | U900 F1-U900 F2-U2100 F2 | L800+L1800-F1+L1800-F2 |  | 2430100 | 90 |  |  |  | 4 | [33 empty] | MW | 0
AUH2169 | Site 6863 | AUH | AUH2169 | AUH2169 | AUHL2169 |  | On Air | On Air | On Air |  | 2010-10-11 | Permanent | 24.5979 | 54.9834 | Nokia | Outdoor | EITC Passive Infrastructure | Greenfield | Outdoor Green field-du Owned | Du Solo | Monopole | 2G+3G+4G | BTS3900/Ultra 2G | LTE-3CC |  | U900 F1-U900 F2-U2100 F2 | L800+L1800-F1+L1800-F2 |  | 2043200 | 29 |  |  |  | 3 | [33 empty] | MW | 0 | 30 | #N/A | from data base
AUH2170 | Site 6864 | AUH | AUH2170 | AUH2170 | AUHL2170 | AUHNR2170 | Locked | On Air | On Air | On Air | 2009 | Permanent | 24.3797 | 54.6636 | Nokia | Outdoor | EITC Passive Infrastructure | Greenfield | Outdoor Green field-du Owned | DU Solo | Monopole | 2G+3G+4G+5G | AirScale | LTE-3CC |  | U900 F1-U900 F2-U2100 F2 | L800+L1800-F1+L1800-F2 | 2cc | 2046400 | 29 |  |  | n78 | 3 | 3 | [32 empty] | IIB | AUH-2170-PREAGG-SR7-1 | 30 | #N/A | from data base
AUH2175 | Site 6865 | AUH | AUH2175 | AUH2175 | AUHL2175 | AUHNR2175 | On Air | On Air | On Air | On Air | 2009 | Permanent | 24.8157 | 54.8711 | Nokia | Outdoor | EITC Passive Infrastructure | Greenfield | Outdoor Green field-du Owned | Du Solo | Monopole | 2G+3G+4G+5G | BTS3900/Ultra 2G | LTE |  | U900 F1-U900 F2-U2100 F2 | L800 | 1cc | 2106100 | 30 |  |  | n41 | 3 | 3 | [32 empty] | MW | 0 | 30 | #N/A | from data base
AUH2176 | Site 6866 | AUH | AUH2176 | AUH2176 | AUHL2176 | AUHNR2176 | On Air | On Air | On Air | On Air | 2009 | Permanent | 24.5998 | 54.8896 | Nokia | Outdoor | EITC Passive Infrastructure | Greenfield | Outdoor Green field-du Owned | Du Solo | Monopole | 2G+3G+4G+5G | BTS3900/Ultra 2G | LTE-3CC |  | U900 F1-U900 F2-U2100 F2 | L800+L1800-F1+L1800-F2 | 1cc | 2122000 | 29 |  |  | n41 | 4 | 3 | [32 empty] | IIB | AUH-2176-CSG-IXR-E-1 | 30 | #N/A | from data base
AUH2180 | Site 6867 | AUH |  | AUH2180 | AUHL2180 | AUHNR2180 |  | On Air | On Air | On Air | 2014-10-30 | Permanent | 24.3771 | 54.5301 | Nokia | Outdoor | EITC Passive Infrastructure | Rooftop | RT-du Owned | Du Solo | Rooftop | 3G+4G+5G | AirScale | LTE-2CC |  | U900 F1-U900 F2-U2100 F2 | L1800-F1+L1800-F2 | 1cc | 2044802 | 28 |  |  | n41 | 3 | 3 | [32 empty] | IIB | AUH-2180-CSG-SAR-X-1 | 3 | #N/A | Rooftop
AUH2177 | Site 6868 | AUH | AUH2177 | AUH2177 | AUHL2177 | AUHNR2177 | On Air | On Air | On Air | On Air | 2009 | Permanent | 24.2111 | 54.901 | Nokia | Outdoor | EITC Passive Infrastructure | Greenfield | Outdoor Green field-du Owned | Du Solo | Lattice Tower | 2G+3G+4G+5G | AirScale | LTE-4CC |  | U900 F1-U900 F2-U2100 F2 | L800+L1800-F1+L1800-F2+L2100 | 1cc | 2430100 | 49 |  |  | n41 | 4 | 3 | [32 empty] | IIB | AUH-2177-CSG-IXR-E-1 | 50 | #N/A | from data base
AUH2182 | Site 6869 | AUH | AUH2182 | AUH2182 | AUHL2182 | AUHNR2182 | Locked | On Air | On Air | On Air | 2009 | Permanent | 24.4878 | 54.3783 | Nokia | Outdoor | EITC Passive Infrastructure | Rooftop | RT-du Owned | Du Solo | Rooftop | 2G+3G+4G+5G | AirScale | LTE-4CC |  | U900 F1-U900 F2-U2100 F2 | L800+L1800-F1+L1800-F2+L2100 | 2cc | 2501200 | 38 |  |  | n78 | 3 | 3 | [32 empty] | IIB | Passive Fiber on AUH-0406 SAR-X-1 | 3 | #N/A | Rooftop
AUH2178 | Site 6870 | AUH | AUH2178 | AUH2178 | AUHL2178 | AUHNR2178 | On Air | On Air | On Air | On Air | 2009 | Permanent | 24.8609 | 54.9087 | Nokia | Outdoor | EITC Passive Infrastructure | Greenfield | Outdoor Green field-du Owned | DU Solo | Lattice Tower | 2G+3G+4G+5G | BTS3900/Ultra 2G | LTE-3CC |  | U900 F1-U900 F2-U2100 F2 | L800+L1800-F1+L1800-F2 | 1cc | 2106100 | 40 |  |  | n41 | 3 | 3 | [32 empty] | IIB | AUH-2178-PREAGG-SR7-1 | 40 | #N/A | from data base
AUH2179 | Site 6871 | AUH | AUH2179 | AUH2179 | AUHL2179 | AUHNR2179 | On Air | On Air | On Air | On Air | 2009 | Permanent | 24.8953 | 54.9331 | Nokia | Outdoor | EITC Passive Infrastructure | Greenfield | Outdoor Green field-du Owned | Du Solo | Lattice Tower | 2G+3G+4G+5G | BTS3900/Ultra 2G | LTE-3CC |  | U900 F1-U900 F2-U2100 F2 | L800+L1800-F1+L1800-F2 | 1cc | 2106100 | 35 |  |  | n41 | 4 | 3 | [32 empty] | OSN/IIB | OptiX OSN 3500 + AUH-5005-CSG-SAR-8-1 | 35 | #N/A | from data base
AUH2185 | Site 6872 | AUH | AUH2185 | AUH2185 | AUHL2185 | AUHNR2185 | On Air | On Air | On Air | On Air | 2009 | Permanent | 24.4631 | 54.3849 | Nokia | Outdoor | EITC Passive Infrastructure | Rooftop | RT-du Owned | Du Solo | Rooftop | 2G+3G+4G+5G | AirScale | LTE-4CC | 4T4R | U900 F1-U900 F2-U2100 F2 | L800+L1800-F1+L1800-F2+L2100 | 2cc | 2501000 | 29 |  |  | n78 | 3 | 3 | [32 empty] | IIB | AUH-2185-CSG-IXR-E-1 | 3 | #N/A | Rooftop
AUH2186 | Site 6873 | AUH |  | AUH2186 | AUHL2186 | AUHNR2186 |  | On Air | On Air | On Air | 2019-08-14 | Permanent | 24.4817 | 54.3552 | Nokia | Outdoor | EITC Passive Infrastructure | Rooftop | RT-du Owned | Du Solo | Rooftop | 3G+4G+5G | AirScale | LTE-4CC |  | U900 F1-U900 F2-U2100 F2 | L800+L1800-F1+L1800-F2+L2100 | 2cc | 2500300 | 20 |  |  | n78 | 3 | 3 | [32 empty] | MW | 0 | 3 | #N/A | Rooftop
AUH2187 | Site 6874 | AUH |  | AUH2187 | AUHL2187 | AUHNR2187 |  | On Air | On Air | On Air | 2019-10-31 | Permanent | 24.4586 | 54.3595 | Nokia | Outdoor | EITC Passive Infrastructure | Rooftop | RT-du Owned | Du Solo | Rooftop | 3G+4G+5G | AirScale | LTE-3CC |  | U900 F1-U900 F2-U2100 F2 | L800+L1800-F1+L1800-F2 | 2cc | 2500800 | 22 |  |  | n78 | 3 | 3 | [32 empty] | MW | 0 | 3 | #N/A | Rooftop
AUH2189 | Site 6875 | AUH |  | AUH2189 | AUHL2189 | AUHNR2189 |  | On Air | On Air | On Air | 2021-07-12 | Permanent | 24.4759 | 54.3536 | Nokia | Outdoor | EITC Passive Infrastructure | Rooftop | RT-du Owned | Du Solo | Rooftop | 3G+4G+5G | AirScale | LTE-3CC |  | U900 F1-U900 F2-U2100 F2 | L800+L1800-F1+L1800-F2 | 2cc | 2501300 | 29 |  |  | n78 | 4 | 3 | [32 empty] | IIB | AUH-2189-CSG-N540-LD-1 | 4 | Rooftop | Rooftop
AUH2181 | Site 6876 | AUH | AUH2181 | AUH2181 | AUHL2181 | AUHNR2181 | On Air | On Air | On Air | On Air | 2009 | Permanent | 24.1832 | 55.0025 | Nokia | Outdoor | EITC Passive Infrastructure | Greenfield | Outdoor Green field-du Owned | Du Solo | Lattice Tower | 2G+3G+4G+5G | AirScale | LTE-4CC |  | U900 F1-U900 F2-U2100 F2 | L800+L1800-F1+L1800-F2+L2100 | 1cc | 2430100 | 49 |  |  | n41 | 4 | 3 | [32 empty] | OSN/IIB | OptiX OSN 1500 + SAR-8 | 50 | #N/A | from data base
AUH2192 | Site 6877 | AUH |  | AUH2192 | AUHL2192 | AUHNR2192 |  | On Air | On Air | On Air | 2020-02-17 | Permanent | 24.4784 | 54.3573 | Nokia | Outdoor | EITC Passive Infrastructure | Rooftop | RT-du Owned | Du Solo | Rooftop | 3G+4G+5G | AirScale | LTE-4CC |  | U900 F1-U900 F2-U2100 F2 | L800+L1800-F1+L1800-F2+L2100 | 2cc | 2501300 | 29 |  |  | n78 | 3 | 3 | [32 empty] | IIB | AUH-2192-CSG-N540-LD-1 | 0 | #N/A | Rooftop
AUH2193 | Site 6878 | AUH |  | AUH2193 | AUHL2193 | AUHNR2193 |  | On Air | On Air | On Air | 2021-03-10 | Permanent | 24.4876 | 54.3538 | Nokia | Outdoor | EITC Passive Infrastructure | Rooftop | RT-du Owned | Du Solo | Rooftop | 3G+4G+5G | AirScale | LTE-4CC |  | U900 F1-U900 F2-U2100 F2 | L800+L1800-F1+L1800-F2+L2100 | 2cc | 2500300 | 43 |  |  | n78 | 4 | 3 | [32 empty] | IIB | AUH-2193-CSG-IXR-E-1 | 4 | Rooftop | Rooftop
AUH2195 | Site 6879 | AUH |  | AUH2195 | AUHL2195 | AUHNR2195 |  | On Air | On Air | On Air | 2020-01-16 | Permanent | 24.4854 | 54.36 | Nokia | Outdoor | EITC Passive Infrastructure | Rooftop | RT-du Owned | Du Solo | Rooftop | 3G+4G+5G | AirScale | LTE-4CC |  | U900 F1-U900 F2-U2100 F2 | L800+L1800-F1+L1800-F2+L2100 | 2cc | 2500200 | 28 |  |  | n78 | 3 | 3 | [32 empty] | MW | 0 | 6 | #N/A | Rooftop
AUH2197 | Site 6880 | AUH |  | AUH2197 | AUHL2197 | AUHNR2197 |  | On Air | On Air | On Air | 2019-11-27 | Permanent | 24.4981 | 54.3693 | Nokia | Outdoor | EITC Passive Infrastructure | Rooftop | RT-du Owned | Du Solo | Rooftop | 3G+4G+5G | AirScale | LTE-4CC |  | U900 F1-U900 F2-U2100 F2 | L800+L1800-F1+L1800-F2+L2100 | 2cc | 2500200 | 26 |  |  | n78 | 3 | 3 | [32 empty] | MW | 0 | 3 | #N/A | Rooftop
AUH2198 | Site 6881 | AUH |  | AUH2198 | AUHL2198 | AUHNR2198 |  | On Air | On Air | On Air | 2020-11-15 | Permanent | 24.4982 | 54.3722 | Nokia | Outdoor | EITC Passive Infrastructure | Rooftop | RT-du Owned | Du Solo | Rooftop | 3G+4G+5G | AirScale | LTE-4CC |  | U900 F1-U900 F2 | L800+L1800-F1+L1800-F2+L2100 | 2cc | 2500100 | 25 |  |  | n78 | 3 | 3 | [32 empty] | IIB | Passive on AUH-6005-PREAGG-SRa8-1 | 4 | Rooftop | Rooftop
AUH2199 | Site 6882 | AUH | AUH2199 | AUH2199 | AUHL2199 | AUHNR2199 | On Air | On Air | On Air | On Air | 2009 | Permanent | 24.4138 | 54.4715 | Nokia | Outdoor | Site Sharing | ETC Site Share | Outdoor Site Sharing-Etisalat Owned | SS Opex | Etisalat_Opex | 2G+3G+4G+5G | AirScale | LTE-4CC | 4T4R | U900 F1-U900 F2-U2100 F2 | L800+L1800-F1+L1800-F2+L2100 | 2cc | 2501700 | 30 |  |  | n78 | 4 | 3 | [32 empty] | IIB | AUH-2199-CSG-SAR-X-1 | 30 | Monopole | sharing site/ from data base
AUH2183 | Site 6883 | AUH | AUH2183 | AUH2183 | AUHL2183 | AUHNR2183 | On Air | On Air | On Air | On Air | 2009 | Permanent | 24.4267 | 54.4508 | Nokia | Outdoor | EITC Passive Infrastructure | Greenfield | Outdoor Green field-du Owned | Du Solo | Monopole | 2G+3G+4G+5G | AirScale | LTE-3CC | 4T4R | U900 F1-U900 F2-U2100 F2 | L800+L1800-F1+L1800-F2 | 2cc | 2501600 | 26 |  |  | n78 | 4 | 3 | [32 empty] | IIB | AUH-2183-CSG-IXR-E-1 | 30 | #N/A | from data base
AUH2184 | Site 6884 | AUH | AUH2184 | AUH2184 | AUHL2184 | AUHNR2184 | On Air | On Air | On Air | On Air | 2009 | Permanent | 24.4595 | 54.3251 | Nokia | Outdoor | EITC Passive Infrastructure | Greenfield | Outdoor Green field-du Owned | Du Solo | Monopole | 2G+3G+4G+5G | AirScale | LTE-3CC | 4T4R | U900 F1-U900 F2-U2100 F2 | L800+L1800-F1+L1800-F2 | 2cc | 2500500 | 29 |  |  | n78 | 3 | 3 | [32 empty] | IIB | AUH-2184-PREAGG-SRa8-1 | 30 | #N/A | from data base
AUH2201 | Site 6885 | AUH | AUH2201 | AUH2201 | AUHL2201 | AUHNR2201 | On Air | On Air | On Air | On Air | 2009 | Permanent | 24.4201 | 54.5653 | Nokia | Outdoor | EITC Passive Infrastructure | Greenfield | Outdoor Green field-du Owned | Du Solo | Monopole | 2G+3G+4G+5G | AirScale | LTE-3CC |  | U900 F1-U900 F2-U2100 F2 | L800+L1800-F1+L1800-F2 | 2cc | 2042600 | 29 |  |  | n78 | 4 | 3 | [32 empty] | MW | 0 | 30 | #N/A | from data base
AUH2202 | Site 6886 | AUH | AUH2202 | AUH2202 | AUHL2202 | AUHNR2202 | On Air | On Air | On Air | On Air | 2009 | Permanent | 24.3111 | 54.6058 | Nokia | Outdoor | EITC Passive Infrastructure | Greenfield | Outdoor Green field-du Owned | Du Solo | Monopole | 2G+3G+4G+5G | AirScale | LTE-4CC |  | U900 F1-U900 F2-U2100 F2 | L800+L1800-F1+L1800-F2+L2100 | 2cc | 2046100 | 29 |  |  | n78 | 3 | 3 | [32 empty] | IIB | AUH-2202-SCSG-IXR-R6-1 | 30 | #N/A | from data base
AUH2203 | Site 6887 | AUH | AUH2203 | AUH2203 | AUHL2203 | AUHNR2203 | Locked | On Air | On Air | On Air | 2009 | Permanent | 24.2577 | 54.7061 | Nokia | Outdoor | EITC Passive Infrastructure | Greenfield | Outdoor Green field-du Owned | Du Solo | Monopole | 2G+3G+4G+5G | AirScale | LTE-3CC |  | U900 F1-U900 F2-U2100 F2 | L800+L1800-F1+L1800-F2 | 1cc | 2045400 | 29 |  |  | n41 | 4 | 3 | [32 empty] | IIB | AUH-2203-CSG-ASR920-LD-1 | 30 | #N/A | from data base
AUH2207 | Site 6888 | AUH | AUH2207 | AUH2207 | AUHL2207 | AUHNR2207 | On Air | On Air | On Air | On Air | 2009 | Permanent | 24.3701 | 54.5347 | Nokia | Outdoor | Site Sharing | ETC Site Share | Outdoor Site Sharing-Etisalat Owned | SS Opex | Etisalat_Opex | 2G+3G+4G+5G | AirScale | LTE-4CC |  | U900 F1-U900 F2-U2100 F2 | L800+L1800-F1+L1800-F2+L2100 | 1cc | 2044802 | 29 |  |  | n41 | 3 | 3 | [32 empty] | IIB | AUH-2207-CSG-IXR-E-1 | 30 | Monopole | sharing site/ from data base
AUH2204 | Site 6889 | AUH | AUH2204 | AUH2204 | AUHL2204 | AUHNR2204 | On Air | On Air | On Air | On Air | 2009 | Permanent | 24.2968 | 54.6423 | Nokia | Outdoor | EITC Passive Infrastructure | Greenfield | Outdoor Green field-du Owned | Du Solo | Monopole | 2G+3G+4G+5G | AirScale | LTE-4CC | 4T4R | U900 F1-U900 F2-U2100 F2 | L800+L1800-F1+L1800-F2+L2100 | 2cc | 2046100 | 36 |  |  | n78 | 3 | 3 | [32 empty] | IIB | AUH-2204-SCSG-IXR-R6-1 | 40 | #N/A | from data base
AUH2210 | Site 6890 | AUH | AUH2210 | AUH2210 | AUHL2210 | AUHNR2210 | On Air | On Air | On Air | On Air | 2010-12-11 | Permanent | 24.3693 | 54.6933 | Nokia | Outdoor | Site Sharing | ETC Site Share | Outdoor Site Sharing-Etisalat Owned | SS Opex | Etisalat_Opex | 2G+3G+4G+5G | AirScale | LTE-3CC |  | U900 F1-U900 F2-U2100 F2 | L800+L1800-F1+L1800-F2 | 2cc | 2046500 | 25 |  |  | n78 | 3 | 3 | [32 empty] | IIB | AUH-2210-CSG-SAR-X-1 | 30 | Monopole | sharing site/ from data base
AUH2205 | Site 6891 | AUH | AUH2205 | AUH2205 | AUHL2205 | AUHNR2205 | On Air | On Air | On Air | On Air | 2009 | Permanent | 24.3977 | 54.4952 | Nokia | Outdoor | EITC Passive Infrastructure | Greenfield | Outdoor Green field-du Owned | Du Solo | Monopole | 2G+3G+4G+5G | AirScale | LTE-3CC |  | U900 F1-U900 F2-U2100 F2 | L800+L1800-F1+L1800-F2 | 2cc | 2043900 | 29 |  |  | n78 | 3 | 3 | [32 empty] | IIB | AUH-2205-PREAGG-SR7-1 | 30 | #N/A | from data base
AUH2214 | Site 6892 | AUH | AUH2214 | AUH2214 | AUHL2214 | AUHNR2214 | On Air | On Air | On Air | On Air | 2009 | Permanent | 24.3558 | 54.5645 | Nokia | Outdoor | Site Sharing | ETC Site Share | Outdoor Site Sharing-Etisalat Owned | SS Opex | Etisalat_Opex | 2G+3G+4G+5G | AirScale | LTE-4CC |  | U900 F1-U900 F2-U2100 F2 | L800+L1800-F1+L1800-F2+L2100 | 1cc | 2044801 | 25 |  |  | n41 | 3 | 3 | [32 empty] | IIB | AUH-2214-CSG-SAR-X-1 | 30 | Monopole | sharing site/ from data base
AUH2215 | Site 6893 | AUH | AUH2215 | AUH2215 | AUHL2215 | AUHNR2215 | On Air | On Air | On Air | On Air | 2009 | Permanent | 24.4062 | 54.7471 | Nokia | Outdoor | Site Sharing | ETC Site Share | Outdoor Site Sharing-Etisalat Owned | SS Opex | Etisalat_Opex | 2G+3G+4G+5G | AirScale | LTE-3CC |  | U900 F1-U900 F2-U2100 F2 | L800+L1800-F1+L1800-F2 | 2cc | 2046500 | 25 |  |  | n78 | 3 | 3 | [32 empty] | IIB | AUH-2215-CSG-ASR920-LD-1 | 30 | Monopole | sharing site/ from data base
AUH2216 | Site 6894 | AUH |  | AUH2216 | AUHL2216 | AUHNR2216 |  | On Air | On Air | On Air | 2009 | Permanent | 24.3298 | 54.5462 | Nokia | Outdoor | Site Sharing | ETC Site Share | Outdoor Site Sharing-Etisalat Owned | SS Opex | Etisalat_Opex | 3G+4G+5G | AirScale | LTE-3CC |  | U900 F1-U900 F2-U2100 F2 | L800+L1800-F1+L1800-F2 | 1cc | 2044801 | 25 |  |  | n41 | 3 | 3 | [32 empty] | MW | 0 | 30 | Monopole | sharing site/ from data base
AUH2206 | Site 6895 | AUH | AUH2206 | AUH2206 | AUHL2206 | AUHNR2206 | On Air | On Air | On Air | On Air | 2009 | Permanent | 24.3377 | 54.5346 | Nokia | Outdoor | EITC Passive Infrastructure | Greenfield | Outdoor Green field-du Owned | Du Solo | Monopole | 2G+3G+4G+5G | AirScale | LTE-4CC | 4T4R | U900 F1-U900 F2-U2100 F2 | L800+L1800-F1+L1800-F2+L2100 | 1cc | 2044802 | 29 |  |  | n41 | 3 | 3 | [32 empty] | IIB | AUH-2206-CSG-SAR-X-1 | 30 | #N/A | from data base
AUH2208 | Site 6896 | AUH | AUH2208 | AUH2208 | AUHL2208 | AUHNR2208 | On Air | On Air | On Air | On Air | 2009 | Permanent | 24.3294 | 54.5371 | Nokia | Outdoor | EITC Passive Infrastructure | Greenfield | Outdoor Green field-du Owned | Du Solo | Monopole | 2G+3G+4G+5G | AirScale | LTE-4CC |  | U900 F1-U900 F2-U2100 F2 | L800+L1800-F1+L1800-F2+L2100 | 1cc | 2044802 | 29 |  |  | n41 | 3 | 3 | [32 empty] | IIB | AUH-2208-CSG-IXR-E-1 | 30 | #N/A | from data base
AUH2213 | Site 6897 | AUH |  | AUH2213 | AUHL2213 | AUHNR2213 |  | On Air | On Air | On Air | 2014-10-12 | Permanent | 24.3704 | 54.6837 | Nokia | Outdoor | EITC Passive Infrastructure | Greenfield | Outdoor Green field-du Owned | Du Solo | Monopole | 3G+4G+5G | AirScale | LTE-2CC |  | U900 F1-U900 F2-U2100 F2 | L800+L1800-F1 | 2cc | 2046500 | 38 |  |  | n78 | 9 | 3 | [32 empty] | IIB | AUH-2213-CSG-SAR-X-1 | 40 | #N/A | from data base
AUH2217 | Site 6898 | AUH |  | AUH2217 | AUHL2217 | AUHNR2217 |  | On Air | On Air | On Air | 2020-01-06 | Permanent | 24.3811 | 54.7314 | Nokia | Outdoor | EITC Passive Infrastructure | Greenfield | Outdoor Green field-du Owned | Du Solo | Monopole | 3G+4G+5G | AirScale | LTE-4CC |  | U900 F1-U900 F2-U2100 F2 | L800+L1800-F1+L1800-F2+L2100 | 2cc | 2046500 | 40 |  |  | n78 | 3 | 3 | [32 empty] | IIB | AUH-2217-CSG-SAR-X-1 | 40 | #N/A | from data base
AUH2218 | Site 6899 | AUH | AUH2218 | AUH2218 | AUHL2218 | AUHNR2218 | On Air | On Air | On Air | On Air | 2009 | Permanent | 24.4264 | 54.4297 | Nokia | Outdoor | EITC Passive Infrastructure | Greenfield | Outdoor Green field-du Owned | DU Solo | Monopole | 2G+3G+4G+5G | AirScale | LTE-4CC |  | U900 F1-U900 F2-U2100 F2 | L800+L1800-F1+L1800-F2+L2100 | 2cc | 2501901 | 28 |  |  | n78 | 3 | 3 | [32 empty] | IIB | AUH-2218-CSG-SAR-X-1 | 30 | #N/A | from data base
AUH2219 | Site 6900 | AUH | AUH2219 | AUH2219 | AUHL2219 | AUHNR2219 | On Air | On Air | On Air | On Air | 2009 | Permanent | 24.4225 | 54.4352 | Nokia | Outdoor | EITC Passive Infrastructure | Greenfield | Outdoor Green field-du Owned | Du Solo | Monopole | 2G+3G+4G+5G | AirScale | LTE-4CC |  | U900 F1-U900 F2-U2100 F2 | L800+L1800-F1+L1800-F2+L2100 | 2cc | 2501901 | 26 |  |  | n78 | 3 | 3 | [32 empty] | OSN/IIB | AUH-2219-CSG-SAR-X-1 | 30 | #N/A | from data base
AUH2225 | Site 6901 | AUH | AUH2225 | AUH2225 | AUHL2225 | AUHNR2225 | On Air | On Air | On Air | On Air | 2009 | Permanent | 24.397 | 54.7246 | Nokia | Outdoor | Site Sharing | ETC Site Share | Outdoor Site Sharing-Etisalat Owned | SS Opex | Etisalat_Opex | 2G+3G+4G+5G | AirScale | LTE-4CC | 4T4R | U900 F1-U900 F2-U2100 F2 | L800+L1800-F1+L1800-F2+L2100 | 2cc | 2046500 | 25 |  |  | n78 | 3 | 3 | [32 empty] | IIB | AUH-2225-CSG-SAR-X-1 | 30 | Monopole | sharing site/ from data base
AUH2226 | Site 6902 | AUH | AUH2226 | AUH2226 | AUHL2226 | AUHNR2226 | On Air | On Air | On Air | On Air | 2009 | Permanent | 24.3824 | 54.7122 | Nokia | Outdoor | Site Sharing | ETC Site Share | Outdoor Site Sharing-Etisalat Owned | SS Opex | Etisalat_Opex | 2G+3G+4G+5G | AirScale | LTE-4CC |  | U900 F1-U900 F2-U2100 F2 | L800+L1800-F1+L1800-F2+L2100 | 2cc | 2046500 | 25 |  |  | n78 | 3 | 3 | [32 empty] | IIB | AUH-2226-CSG-ASR920-LD-1 | 30 | Monopole | sharing site/ from data base
AUH2227 | Site 6903 | AUH | AUH2227 | AUH2227 | AUHL2227 | AUHNR2227 | On Air | On Air | On Air | On Air | 2009 | Permanent | 24.3926 | 54.6993 | Nokia | Outdoor | Site Sharing | ETC Site Share | Outdoor Site Sharing-Etisalat Owned | SS Opex | Etisalat_Opex | 2G+3G+4G+5G | AirScale | LTE-4CC | 4T4R | U900 F1-U900 F2-U2100 F2 | L800+L1800-F1+L1800-F2+L2100 | 2cc | 2046500 | 25 |  |  | n78 | 3 | 3 | [32 empty] | IIB | AUH-2227-CSG-SAR-X-1 | 30 | Monopole | sharing site/ from data base
AUH2228 | Site 6904 | AUH | AUH2228 | AUH2228 | AUHL2228 | AUHNR2228 | On Air | On Air | On Air | On Air | 2009 | Permanent | 24.4128 | 54.591 | Nokia | Outdoor | Site Sharing | ETC Site Share | Outdoor Site Sharing-Etisalat Owned | SS Opex | Etisalat_Opex | 2G+3G+4G+5G | AirScale | LTE-4CC |  | U900 F1-U900 F2-U2100 F2 | L800+L1800-F1+L1800-F2+L2100 | 2cc | 2042600 | 35 |  |  | n78 | 3 | 3 | [32 empty] | IIB | AUH-2228-CSG-IXR-E-1 | 30 | Monopole | sharing site/ from data base
AUH2229 | Site 6905 | AUH |  | AUH2229 | AUHL2229 | AUHNR2229 |  | On Air | On Air | On Air | 2009 | Permanent | 24.419 | 54.4892 | Nokia | Outdoor | Site Sharing | ETC Site Share | Outdoor Site Sharing-Etisalat Owned | SS Opex | Etisalat_Opex | 3G+4G+5G | AirScale | LTE-4CC |  | U900 F1-U900 F2-U2100 F2 | L800+L1800-F1+L1800-F2+L2100 | 2cc | 2044000 | 30 |  |  | n78 | 3 | 3 | [32 empty] | IIB | AUH-2229-CSG-SAR-X-1 | 35 | 35m Mp | sharing site/ from data base
AUH2232 | Site 6906 | AUH |  | AUH2232 | AUHL2232 | AUHNR2232 |  | On Air | On Air | On Air | 2019-10-24 | Permanent | 24.4903 | 54.3725 | Nokia | Outdoor | EITC Passive Infrastructure | Rooftop | RT-du Owned | Du Solo | Rooftop | 3G+4G+5G | AirScale | LTE-4CC |  | U900 F1-U900 F2-U2100 F2 | L800+L1800-F1+L1800-F2+L2100 | 2cc | 2501200 | 33 |  |  | n78+n41 | 3 | 3 | [32 empty] | MW | 0 | 4 | #N/A | Rooftop
AUH2234 | Site 6907 | AUH | AUH2234 | AUH2234 | AUHL2234 | AUHNR2234 | On Air | On Air | On Air | On Air | 2009 | Permanent | 24.3985 | 54.5412 | Nokia | Outdoor | Site Sharing | ETC Site Share | Outdoor Site Sharing-Etisalat Owned | SS Opex | Etisalat_Opex | 2G+3G+4G+5G | AirScale | LTE-2CC |  | U900 F1-U900 F2-U2100 F2 | L800+L1800-F1 | 2cc | 2042600 | 30 |  |  | n78 | 3 | 3 | [32 empty] | IIB | AUH-2234-CSG-SAR-X-1 | 35 | 35m Mp | sharing site/ from data base
AUH2220 | Site 6908 | AUH | AUH2220 | AUH2220 | AUHL2220 | AUHNR2220 | On Air | On Air | On Air | On Air | 2009 | Permanent | 24.4385 | 54.4283 | Nokia | Outdoor | EITC Passive Infrastructure | Greenfield | Outdoor Green field-du Owned | Du Solo | Monopole | 2G+3G+4G+5G | AirScale | LTE-3CC |  | U900 F1-U900 F2-U2100 F2 | L800+L1800-F1+L1800-F2 | 2cc | 2501500 | 26 |  |  | n78 | 6 | 3 | [32 empty] | IIB | AUH-2220-CSG-IXR-E-1 | 30 | #N/A | from data base
AUH2222 | Site 6909 | AUH | AUH2222 | AUH2222 | AUHL2222 | AUHNR2222 | Locked | On Air | On Air | On Air | 2009 | Permanent | 24.4197 | 54.4446 | Nokia | Outdoor | EITC Passive Infrastructure | Greenfield | Outdoor Green field-du Owned | Du Solo | Monopole | 2G+3G+4G+5G | AirScale | LTE-4CC | 4T4R | U900 F1-U900 F2-U2100 F2 | L800+L1800-F1+L1800-F2+L2100 | 2cc | 2501700 | 29 |  |  | n78 | 3 | 3 | [32 empty] | IIB | AUH-1222-PREAGG-SR7-1 | 30 | #N/A | from data base
AUH2239 | Site 6910 | AUH | AUH2239 | AUH2239 | AUHL2239 | AUHNR2239 | On Air | On Air | On Air | On Air | 2009 | Permanent | 24.4181 | 54.5024 | Nokia | Outdoor | EITC Passive Infrastructure | Rooftop | RT-du Owned | Du Solo | Rooftop | 2G+3G+4G+5G | AirScale | LTE-2CC |  | U900 F1-U900 F2-U2100 F2 | L800+L1800-F1 | 2cc | 2044600 | 21 |  |  | n78 | 3 | 3 | [32 empty] | MW | 0 | 3 | #N/A | Rooftop
AUH2240 | Site 6911 | AUH | AUH2240 | AUH2240 | AUHL2240 | AUHNR2240 | Locked | On Air | On Air | On Air | 2009 | Permanent | 24.4966 | 54.3698 | Nokia | Outdoor | EITC Passive Infrastructure | Rooftop | RT-du Owned | Du Solo | Rooftop | 2G+3G+4G+5G | AirScale | LTE-4CC |  | U900 F1-U900 F2-U2100 F2 | L800+L1800-F1+L1800-F2+L2100 | 2cc | 2500200 | 27 |  |  | n78+n41 | 3 | 3 | [32 empty] | MW | 0 | 3 | #N/A | Rooftop
AUH2223 | Site 6912 | AUH | AUH2223 | AUH2223 | AUHL2223 | AUHNR2223 | On Air | On Air | On Air | On Air | 2009 | Permanent | 24.406 | 54.5994 | Nokia | Outdoor | EITC Passive Infrastructure | Greenfield | Outdoor Green field-du Owned | DU Solo | Monopole | 2G+3G+4G+5G | AirScale | LTE-4CC |  | U900 F1-U900 F2-U2100 F2 | L800+L1800-F1+L1800-F2+L2100 | 2cc | 2042600 | 26 |  |  | n78 | 6 | 3 | [32 empty] | IIB | AUH-2223-PREAGG-SR7-1 | 30 | #N/A | from data base
AUH2698 | Site 6913 | AUH |  | AUH2698 | AUHL2698 | AUHNR2698 |  | On Air | On Air | On Air | 2021-07-12 | Permanent | 24.4615 | 54.3947 | Nokia | Outdoor | Site Sharing | SS Capex | Outdoor Taawn-Etisalat Lead | SS Capex | ETC Capex | 3G+4G+5G | AirScale | LTE-4CC |  | U900 F1-U900 F2-U2100 F2 | L800+L1800-F1+L1800-F2+L2100 | 2cc | 2501000 | 30 |  |  | n78 | 3 | 3 | [32 empty] | IIB | Passive AUH-2055-PREAGG-SR7-1 | 35 | 35M Monopole | sharing site/ from data base
AUH2235 | Site 6914 | AUH | AUH2235 | AUH2235 | AUHL2235 | AUHNR2235 | On Air | On Air | On Air | On Air | 2010-12-12 | Permanent | 24.4148 | 54.6961 | Nokia | Outdoor | EITC Passive Infrastructure | Greenfield | Outdoor Green field-du Owned | Du Solo | Monopole | 2G+3G+4G+5G | AirScale | LTE-2CC |  | U900 F1-U900 F2-U2100 F2 | L800+L1800-F1 | 2cc | 2043100 | 28.5 |  |  | n78 | 9 | 3 | [32 empty] | IIB | AUH-2235-CSG-SAR-X-1 | 30 | #N/A | from data base
AUH2237 | Site 6915 | AUH | AUH2237 | AUH2237 | AUHL2237 | AUHNR2237 | On Air | On Air | On Air | On Air | 2009 | Permanent | 24.3617 | 54.6446 | Nokia | Outdoor | EITC Passive Infrastructure | Greenfield | Outdoor Green field-du Owned | Du Solo | Monopole | 2G+3G+4G+5G | AirScale | LTE-3CC |  | U900 F1-U900 F2-U2100 F2 | L800+L1800-F1+L1800-F2 | 2cc | 2004500 | 30 |  |  | n78 | 3 | 3 | [32 empty] | IIB | AUH-2237-CSG-SAR-X-1 | 30 | #N/A | from data base
AUH2247 | Site 6916 | AUH |  | AUH2247 | AUHL2247 | AUHNR2247 |  | On Air | On Air | On Air | 2022-04-14 | Permanent | 24.492 | 54.3734 | Nokia | Outdoor | EITC Passive Infrastructure | Rooftop | RT-du Owned | Du Solo | Rooftop | 3G+4G+5G | AirScale | LTE-4CC |  | U900 F1-U900 F2-U2100 F2 | L800+L1800-F1+L1800-F2+L2100 | 2cc | 2501200 | 66 |  |  | n78 | 3 | 3 | [32 empty] | MW | 0 | 4 | Rooftop | Rooftop
AUH2248 | Site 6917 | AUH |  | AUH2248 | AUHL2248 | AUHNR2248 |  | On Air | On Air | On Air | 2019-12-15 | Permanent | 24.49 | 54.3825 | Nokia | Outdoor | EITC Passive Infrastructure | Rooftop | RT-du Owned | Du Solo | Rooftop | 3G+4G+5G | AirScale | LTE-4CC |  | U900 F1-U900 F2-U2100 F2 | L800+L1800-F1+L1800-F2+L2100 | 2cc | 2500100 | 41 |  |  | n78 | 3 | 3 | [32 empty] | IIB | AUH-2248-CSG-SAR-X-1 | 3 | #N/A | Rooftop
AUH2249 | Site 6918 | AUH |  | AUH2249 | AUHL2249 | AUHNR2249 |  | On Air | On Air | On Air | 2021-03-15 | Permanent | 24.4886 | 54.3807 | Nokia | Outdoor | EITC Passive Infrastructure | Rooftop | RT-du Owned | Du Solo | Rooftop | 3G+4G+5G | AirScale | LTE-3CC |  | U900 F1-U900 F2-U2100 F2 | L800+L1800-F1+L1800-F2 | 2cc | 2500100 | 45 |  |  | n78 | 4 | 3 | [32 empty] | IIB | AUH-2249-CSG-IXR-E-1 | 3 | Rooftop | Rooftop
AUH2258 | Site 6919 | AUH | AUH2258 | AUH2258 | AUHL2258 | AUHNR2258 | On Air | On Air | On Air | On Air | 2010-12-26 | Permanent | 24.4362 | 54.5853 | Nokia | Outdoor | Site Sharing | ETC Site Share | Outdoor Site Sharing-Etisalat Owned | SS Opex | Etisalat_Opex | 2G+3G+4G+5G | AirScale | LTE-3CC |  | U900 F1-U900 F2-U2100 F2 | L800+L1800-F1+L1800-F2 | 2cc | 2042600 | 27 |  |  | n78 | 3 | 3 | [32 empty] | IIB | AUH-2258-CSG-IXR-E-1 | 40 | Monopole | sharing site/ from data base
AUH2259 | Site 6920 | AUH | AUH2259 | AUH2259 | AUHL2259 | AUHNR2259 | On Air | On Air | On Air | On Air | 2010-12-26 | Permanent | 24.4405 | 54.5982 | Nokia | Outdoor | Site Sharing | ETC Site Share | Outdoor Site Sharing-Etisalat Owned | SS Opex | Etisalat_Opex | 2G+3G+4G+5G | AirScale | LTE-3CC |  | U900 F1-U900 F2-U2100 F2 | L800+L1800-F1+L1800-F2 | 2cc | 2042600 | 27 |  |  | n78 | 3 | 3 | [32 empty] | IIB | AUH-2259-CSG-IXR-E-1 | 40 | Monopole | sharing site/ from data base
AUH2241 | Site 6921 | AUH | AUH2241 | AUH2241 | AUHL2241 | AUHNR2241 | On Air | On Air | On Air | On Air | 2010-11-23 | Permanent | 24.6762 | 55.1673 | Nokia | Outdoor | EITC Passive Infrastructure | Greenfield | Outdoor Green field-du Owned | Du Solo | RDU | 2G+3G+4G+5G | BTS3900/Flexi 2G | LTE-4CC | 4T4R | U900 F1-U900 F2-U2100 F2 | L800+L1800-F1+L1800-F2+L2100 | 1cc | 8005200 | 28.5 |  |  | n41 | 3 | 3 | [32 empty] | IIB | AUH-2241-CSG-IXR-E-1 | 30 | #N/A | from data base
AUH2262 | Site 6922 | AUH | AUH2262 | AUH2262 | AUHL2262 | AUHNR2262 | On Air | On Air | On Air | On Air | 2012-10-30 | Permanent | 24.2812 | 54.6075 | Nokia | Outdoor | Site Sharing | ETC Site Share | Outdoor Site Sharing-Etisalat Owned | SS Opex | Etisalat_Opex | 2G+3G+4G+5G | AirScale | LTE-4CC |  | U900 F1-U900 F2-U2100 F2 | L800+L1800-F1+L1800-F2+L2100 | 2cc | 2044400 | 15 |  |  | n78 | 3 | 3 | [32 empty] | IIB | AUH-2262-CSG-SAR-X-1 | 25 | Monopole | sharing site/ from data base
AUH2263 | Site 6923 | AUH | AUH2263 | AUH2263 | AUHL2263 | AUHNR2263 | On Air | On Air | On Air | On Air | 2012-12-29 | Permanent | 24.2622 | 54.4669 | Nokia | Outdoor | Site Sharing | ETC Site Share | Outdoor Site Sharing-Etisalat Owned | SS Opex | Etisalat_Opex | 2G+3G+4G+5G | AirScale | LTE-3CC |  | U900 F1-U900 F2-U2100 F2 | L800+L1800-F1+L1800-F2 | 2cc | 2041000 | 25 |  |  | n78 | 3 | 3 | [32 empty] | IIB | AUH-2263-CSG-SAR-X-1 | 30 | Monopole | sharing site/ from data base
AUH2244 | Site 6924 | AUH |  | AUH2244 | AUHL2244 | AUHNR2244 |  | On Air | On Air | On Air | 2023 | Permanent | 24.5241 | 54.8959 | Nokia | Outdoor | EITC Passive Infrastructure | Greenfield | Outdoor Green field-du Owned | Du Solo | Greenfield | 3G+4G+5G | AirScale | LTE-4CC |  | U900 F1-U900 F2 | L800+L1800-F1+L1800-F2+L2100 | 1cc | 2043200 | 40 |  |  | n41 | 4 | 3 | [32 empty] | IIB | AUH-2244-CSG-IXR-E-1
AUH2265 | Site 6925 | AUH | AUH2265 | AUH2265 | AUHL2265 | AUHNR2265 | On Air | On Air | On Air | On Air | 2014-12-17 | Permanent | 24.4441 | 54.3691 | Nokia | Outdoor | Site Sharing | ETC Site Share | Outdoor Site Sharing-Etisalat Owned | SS Opex | Etisalat_Opex | 2G+3G+4G+5G | AirScale | LTE-3CC |  | U900 F1-U900 F2-U2100 F2 | L800+L1800-F1+L1800-F2 | 2cc | 2500700 | 30 |  |  | n78 | 4 | 3 | [32 empty] | IIB | AUH-2265-CSG-SAR-X-1 | 35 | 35m Mp | sharing site/ from data base
AUH2246 | Site 6926 | AUH |  | AUH2246 | AUHL2246 | AUHNR2246 |  | On air | On Air | On Air | 2022-07-26 | Permanent | 24.5647 | 54.6921 | Nokia | Outdoor | EITC Passive Infrastructure | Greenfield | Outdoor Green field-du Owned | Du Solo | Greenfield | 3G+4G+5G | AirScale | LTE-3CC |  | U900 F1-U900 F2-U2100 F2 | L800+L1800-F1+L1800-F2 | 1cc | 2004100 | 40 |  |  | n41 | 3 | 3 | [32 empty] | IIB | AUH-2246-CSG-IXR-E-1 | 40 | 40m-MD-MP | confirmed
AUH2270 | Site 6927 | AUH | AUH2270 | AUH2270 | AUHL2270 | AUHNR2270 | On Air | On Air | On Air | On Air | 2009 | Permanent | 24.5719 | 54.6901 | Nokia | Outdoor | Site Sharing | ETC Site Share | Outdoor Site Sharing-Etisalat Owned | SS Opex | Etisalat_Opex | 2G+3G+4G+5G | BTS3900/Ultra 2G | LTE-4CC |  | U900 F1-U900 F2-U2100 F2 | L800+L1800-F1+L1800-F2+L2100 | 1cc | 2004100 | 35 |  |  | n41 | 3 | 3 | [32 empty] | IIB | AUH-2270-CSG-IXR-E-1 | 35 | 35m Mp | sharing site/ from data base
AUH2272 | Site 6928 | AUH | AUH2272 | AUH2272 | AUHL2272 | AUHNR2272 | On Air | On Air | On Air | On Air | 2009 | Permanent | 24.4263 | 54.4754 | Nokia | Outdoor | Site Sharing | ETC Site Share | Outdoor Site Sharing-Etisalat Owned | SS Opex | Etisalat_Opex | 2G+3G+4G+5G | AirScale | LTE-3CC |  | U900 F1-U900 F2-U2100 F2 | L800+L1800-F1+L1800-F2 | 2cc | 2501600 | 25 |  |  | n78 | 3 | 3 | [32 empty] | MW | 0 | 30 | Monopole | sharing site/ from data base
AUH2273 | Site 6929 | AUH | AUH2273 | AUH2273 | AUHL2273 | AUHNR2273 | On Air | On Air | On Air | On Air | 2009 | Permanent | 24.3105 | 54.5191 | Nokia | Outdoor | Site Sharing | ETC Site Share | Outdoor Site Sharing-Etisalat Owned | SS Opex | Etisalat_Opex | 2G+3G+4G+5G | AirScale | LTE |  | U900 F1-U900 F2-U2100 F2 | L800 | 2cc | 2041000 | 38 |  |  | n78 | 3 | 3 | [32 empty] | MW | 0 | 35 | 35m Mp | sharing site/ from data base
AUH2261 | Site 6930 | AUH | AUH2261 | AUH2261 | AUHL2261 | AUHNR2261 | On Air | On Air | On Air | On Air | 2009 | Permanent | 24.515 | 54.5373 | Nokia | Outdoor | EITC Passive Infrastructure | Greenfield | Outdoor Green field-du Owned | Du Solo | RDU | 2G+3G+4G+5G | AirScale | LTE-3CC |  | U900 F1-U900 F2-U2100 F2 | L800+L1800-F1+L1800-F2 | 1cc | 2004400 | 28.5 |  |  | n41 | 3 | 3 | [32 empty] | IIB | AUH-2261-CSG-IXR-E-1 | 30 | #N/A | from data base
AUH2264 | Site 6931 | AUH | AUH2264 | AUH2264 | AUHL2264 | AUHNR2264 | On Air | On Air | On Air | On Air | 2012-09-25 | Permanent | 24.8348 | 55.0484 | Nokia | Outdoor | EITC Passive Infrastructure | Greenfield | Outdoor Green field-du Owned | Du Solo | Monopole | 2G+3G+4G+5G | BTS3900/Flexi 2G | LTE-2CC |  | U900 F1-U900 F2-U2100 F2 | L800+L1800-F1 | 1cc | 2106100 | 38 |  |  | n41 | 4 | 3 | [32 empty] | IIB | AUH-2264-CSG-ASR920-LD-1 | 40 | #N/A | from data base
AUH2267 | Site 6932 | AUH | AUH2267 | AUH2267 | AUHL2267 | AUHNR2267 | Locked | On Air | On Air | On Air | 2013-11-30 | Permanent | 24.315 | 54.6177 | Nokia | Outdoor | EITC Passive Infrastructure | Greenfield | Outdoor Green field-du Owned | DU Solo | Monopole | 2G+3G+4G+5G | AirScale | LTE-2CC |  | U900 F1-U900 F2-U2100 F2 | L800+L1800-F1 | 2cc | 2046100 | 28.5 |  |  | n78 | 3 | 3 | [32 empty] | IIB | AUH-2267-CSG-IXR-E-1 | 30 | #N/A | from data base
AUH2279 | Site 6933 | AUH | AUH2279 | AUH2279 | AUHL2279 | AUHNR2279 | On Air | On Air | On Air | On Air | 2009 | Permanent | 24.3504 | 54.5165 | Nokia | Outdoor | Site Sharing | ETC Site Share | Outdoor Site Sharing-Etisalat Owned | SS Opex | Etisalat_Opex | 2G+3G+4G+5G | AirScale | LTE-4CC |  | U900 F1-U900 F2-U2100 F2 | L800+L1800-F1+L1800-F2+L2100 | 1cc | 2600200 | 28 |  |  | n41 | 3 | 3 | [32 empty] | IIB | AUH-2279-CSG-ASR920-LD-1 | 30 | Monopole | sharing site/ from data base
AUH2284 | Site 6934 | AUH | AUH2284 | AUH2284 | AUHL2284 | AUHNR2284 | On Air | On Air | On Air | On Air | 2009 | Permanent | 24.2812 | 54.4383 | Nokia | Outdoor | Site Sharing | ETC Site Share | Outdoor Site Sharing-Etisalat Owned | SS Opex | Etisalat_Opex | 2G+3G+4G+5G | AirScale | LTE-3CC |  | U900 F1-U900 F2-U2100 F2 | L800+L1800-F1+L1800-F2 | 2cc | 2041000 | 25 |  |  | n78 | 3 | 3 | [32 empty] | IIB | AUH-2284-CSG-SAR-X-1 | 30 | Monopole | sharing site/ from data base
AUH2292 | Site 6935 | AUH | AUH2292 | AUH2292 | AUHL2292 | AUHNR2292 | On Air | On Air | On Air | On Air | 2009 | Permanent | 24.349 | 54.6482 | Nokia | Outdoor | Site Sharing | ETC Site Share | Outdoor Site Sharing-Etisalat Owned | SS Opex | Etisalat_Opex | 2G+3G+4G+5G | AirScale | LTE-4CC |  | U900 F1-U900 F2-U2100 F2 | L800+L1800-F1+L1800-F2+L2100 | 2cc | 2046400 | 29 |  |  | n78 | 3 | 3 | [32 empty] | IIB | AUH-2292-CSG-SAR-X-1 | 30 | Monopole | sharing site/ from data base
AUH2293 | Site 6936 | AUH | AUH2293 | AUH2293 | AUHL2293 | AUHNR2293 | On Air | On Air | On Air | On Air | 2009 | Permanent | 24.3997 | 54.4733 | Nokia | Outdoor | EITC Passive Infrastructure | Rooftop | RT-du Owned | Du Solo | Rooftop | 2G+3G+4G+5G | AirScale | LTE-2CC |  | U900 F1-U900 F2-U2100 F2 | L800+L1800-F1 | 2cc | 2501700 | 19 |  |  | n78 | 3 | 3 | [32 empty] | IIB | AUH-2293-CSG-SAR-X-1 | 3 | #N/A | Rooftop
AUH2296 | Site 6937 | AUH | AUH2296 | AUH2296 | AUHL2296 | AUHNR2296 | Locked | On Air | On Air | On Air | 2014-11-30 | Permanent | 24.2959 | 54.4903 | Nokia | Outdoor | Site Sharing | ETC Site Share | Outdoor Site Sharing-Etisalat Owned | SS Opex | Etisalat_Opex | 2G+3G+4G+5G | AirScale | LTE-3CC |  | U900 F1-U900 F2-U2100 F2 | L800+L1800-F1+L1800-F2 | 2cc | 2041000 | 25 |  |  | n78 | 3 | 3 | [32 empty] | IIB | AUH-2296-CSG-SAR-X-1 | 30 | Monopole | sharing site/ from data base
AUH2297 | Site 6938 | AUH | AUH2297 | AUH2297 | AUHL2297 | AUHNR2297 | On Air | On Air | On Air | On Air | 2009 | Permanent | 24.4706 | 54.3825 | Nokia | Outdoor | Site Sharing | ETC Site Share | Outdoor Site Sharing-Etisalat Owned | SS Opex | Etisalat_Opex | 2G+3G+4G+5G | AirScale | LTE-4CC |  | U900 F1-U900 F2-U2100 F2 | L800+L1800-F1+L1800-F2+L2100 | 2cc | 2501000 | 29 |  |  | n78 | 3 | 3 | [32 empty] | IIB | AUH-2297-CSG-SAR-X-1 | 30 | Monopole | sharing site/ from data base
AUH2301 | Site 6939 | AUH | AUH2301 | AUH2301 | AUHL2301 | AUHNR2301 | On Air | On Air | On Air | On Air | 2010-11-21 | Permanent | 24.5 | 54.3745 | Nokia | Outdoor | EITC Passive Infrastructure | Rooftop | RT-du Owned | Du Solo | Rooftop | 2G+3G+4G+5G | AirScale | LTE-4CC | 4T4R | U900 F1-U900 F2-U2100 F2 | L800+L1800-F1+L1800-F2+L2100 | 2cc | 2500100 | 47 |  |  | n78 | 3 | 3 | [32 empty] | IIB | AUH-2301-CSG-ASR920-LD-1 | 3 | #N/A | Rooftop
AUH2303 | Site 6940 | AUH | AUH2303 | AUH2303 | AUHL2303 | AUHNR2303 | On Air | On Air | On Air | On Air | 2014-12-28 | Permanent | 24.4971 | 54.3637 | Nokia | Outdoor | Site Sharing | ETC Site Share | Outdoor Site Sharing-Etisalat Owned | SS Opex | Etisalat_Opex | 2G+3G+4G+5G | AirScale | LTE-4CC |  | U900 F1-U900 F2-U2100 F2 | L800+L1800-F1+L1800-F2+L2100 | 2cc | 2500200 | 25 |  |  | n78 | 6 | 3 | [32 empty] | IIB | AUH-2303-CSG-SAR-X-1 | 30 | Monopole | sharing site/ from data base
AUH2274 | Site 6941 | AUH | AUH2274 | AUH2274 | AUHL2274 | AUHNR2274 | On Air | On Air | On Air | On Air | 2012-11-24 | Permanent | 24.8344 | 54.8861 | Nokia | Outdoor | EITC Passive Infrastructure | Greenfield | Outdoor Green field-du Owned | Du Solo | Monopole | 2G+3G+4G+5G | BTS3900/Flexi 2G | LTE |  | U900 F1-U900 F2-U2100 F2 | L800 | 1cc | 2106100 | 38.5 |  |  | n41 | 3 | 3 | [32 empty] | MW | 0 | 40 | #N/A | from data base
AUH2275 | Site 6942 | AUH | AUH2275 | AUH2275 | AUHL2275 | AUHNR2275 | On Air | On Air | On Air | On Air | 2012-11-05 | Permanent | 24.7981 | 54.865 | Nokia | Outdoor | EITC Passive Infrastructure | Greenfield | Outdoor Green field-du Owned | DU Solo | Monopole | 2G+3G+4G+5G | BTS3900/Flexi 2G | LTE-3CC |  | U900 F1-U900 F2-U2100 F2 | L800+L1800-F1+L1800-F2 | 1cc | 2106100 | 38 |  |  | n41 | 4 | 3 | [32 empty] | IIB | AUH-2275-CSG-IXR-E-1 | 40 | #N/A | from data base
AUH2306 | Site 6943 | AUH | AUH2306 | AUH2306 | AUHL2306 | AUHNR2306 | On Air | On Air | On Air | On Air | 2009 | Permanent | 24.4772 | 54.3545 | Nokia | Outdoor | EITC Passive Infrastructure | Rooftop | RT-du Owned | Du Solo | Rooftop | 2G+3G+4G+5G | AirScale | LTE-4CC |  | U900 F1-U900 F2-U2100 F2 | L800+L1800-F1+L1800-F2+L2100 | 2cc | 2501300 | 15 |  |  | n78 | 3 | 3 | [32 empty] | IIB | AUH-2306-CSG-ASR920-LD-1 | 3 | #N/A | Rooftop
AUH2307 | Site 6944 | AUH | AUH2307 | AUH2307 | AUHL2307 | AUHNR2307 | Locked | On Air | On Air | On Air | 2009 | Permanent | 24.4798 | 54.3579 | Nokia | Outdoor | EITC Passive Infrastructure | Rooftop | RT-du Owned | Du Solo | Rooftop | 2G+3G+4G+5G | AirScale | LTE-3CC |  | U900 F1-U900 F2-U2100 F2 | L800+L1800-F1+L1800-F2 | 2cc | 2501300 | 24 |  |  | n78 | 3 | 3 | [32 empty] | IIB | AUH-2307-CSG-IXR-E-1 | 3 | #N/A | Rooftop
AUH2310 | Site 6945 | AUH | AUH2310 | AUH2310 | AUHL2310 | AUHNR2310 | Locked | On Air | On Air | On Air | 2009 | Permanent | 24.4746 | 54.3518 | Nokia | Outdoor | EITC Passive Infrastructure | Rooftop | RT-du Owned | Du Solo | Rooftop | 2G+3G+4G+5G | AirScale | LTE-4CC | 4T4R | U900 F1-U900 F2-U2100 F2 | L800+L1800-F1+L1800-F2+L2100 | 2cc | 2501300 | 15 |  |  | n78+n41 | 3 | 3 | [32 empty] | IIB | AUH-2310-CSG-IXR-E-1 | 3 | #N/A | Rooftop
AUH2277 | Site 6946 | AUH | AUH2277 | AUH2277 | AUHL2277 | AUHNR2277 | On Air | On Air | On Air | On Air | 2012-10-23 | Permanent | 24.7121 | 54.7975 | Nokia | Outdoor | EITC Passive Infrastructure | Greenfield | Outdoor Green field-du Owned | Du Solo | Monopole | 2G+3G+4G+5G | BTS3900/Flexi 2G | LTE-4CC |  | U900 F1-U900 F2-U2100 F2 | L800+L1800-F1+L1800-F2+L2100 | 1cc | 2106000 | 38.5 |  |  | n41 | 9 | 3 | [32 empty] | IIB | AUH-2277-CSG-IXR-E-1 | 40 | #N/A | from data base
AUH2313 | Site 6947 | AUH | AUH2313 | AUH2313 | AUHL2313 | AUHNR2313 | Locked | On Air | On Air | On Air | 2009 | Permanent | 24.47 | 54.3402 | Nokia | Outdoor | EITC Passive Infrastructure | Rooftop | RT-du Owned | Du Solo | Rooftop | 2G+3G+4G+5G | BTS3900/Flexi 2G | LTE-3CC |  | U900 F1-U900 F2-U2100 F2 | L800+L1800-F1+L1800-F2 | 2cc | 2501300 | 47 |  |  | n78+n41 | 3 | 3 | [32 empty] | MW | 0 | 3 | #N/A | Rooftop
AUH2304 | Site 6948 | AUH | AUH2304 | AUH2304 | AUHL2304 | AUHNR2304 | On Air | On Air | On Air | On Air | 2010-10-16 | Permanent | 24.486 | 54.3749 | Nokia | Outdoor | EITC Passive Infrastructure | Greenfield | Outdoor Green field-du Owned | Du Solo | RDU | 2G+3G+4G+5G | AirScale | LTE-3CC |  | U900 F1-U900 F2-U2100 F2 | L800+L1800-F1+L1800-F2 | 2cc | 2501200 | 28 |  |  | n78+n41 | 6 | 3 | [32 empty] | IIB | AUH-2304-CSG-SAR-8-1 | 30 | #N/A | from data base
AUH2305 | Site 6949 | AUH | AUH2305 | AUH2305 | AUHL2305 | AUHNR2305 | Locked | On Air | On Air | On Air | 2009 | Permanent | 24.4844 | 54.3698 | Nokia | Outdoor | EITC Passive Infrastructure | Greenfield | Outdoor Green field-du Owned | Du Solo | RDU | 2G+3G+4G+5G | AirScale | LTE-4CC |  | U900 F1-U900 F2-U2100 F2 | L800+L1800-F1+L1800-F2+L2100 | 2cc | 2501200 | 29 |  |  | n78 | 3 | 3 | [32 empty] | IIB | AUH-2305-CSG-IXR-E-1 | 30 | #N/A | from data base
AUH2311 | Site 6950 | AUH | AUH2311 | AUH2311 | AUHL2311 | AUHNR2311 | On Air | On Air | On Air | On Air | 2009 | Permanent | 24.4689 | 54.3465 | Nokia | Outdoor | EITC Passive Infrastructure | Greenfield | Outdoor Green field-du Owned | Du Solo | Lattice Tower | 2G+3G+4G+5G | AirScale | LTE-4CC | 4T4R | U900 F1-U900 F2-U2100 F2 | L800+L1800-F1+L1800-F2+L2100 | 2cc | 2501300 | 26 |  |  | n78 | 3 | 3 | [32 empty] | IIB | AUH-IBS-2311-SAR-M-1 | 30 | #N/A | from data base
AUH2314 | Site 6951 | AUH | AUH2314 | AUH2314 | AUHL2314 | AUHNR2314 | Locked | On Air | On Air | On Air | 2009 | Permanent | 24.4582 | 54.3381 | Nokia | Outdoor | EITC Passive Infrastructure | Greenfield | Outdoor Green field-du Owned | DU Solo | Monopole | 2G+3G+4G+5G | AirScale | LTE-3CC | 4T4R | U900 F1-U900 F2-U2100 F2 | L800+L1800-F1+L1800-F2 | 2cc | 2500400 | 25 |  |  | n78 | 3 | 3 | [32 empty] | IIB | AUH-2314-CSG-SAR-X-1 | 25 | #N/A | from data base
AUH2320 | Site 6952 | AUH | AUH2320 | AUH2320 | AUHL2320 | AUHNR2320 | Locked | On Air | On Air | On Air | 2009 | Permanent | 24.4688 | 54.3704 | Nokia | Outdoor | Site Sharing | ETC Site Share | Outdoor Site Sharing-Etisalat Owned | SS Opex | Etisalat_Opex | 2G+3G+4G+5G | AirScale | LTE-4CC | 4T4R | U900 F1-U900 F2-U2100 F2 | L800+L1800-F1+L1800-F2+L2100 | 2cc | 2501400 | 39 |  |  | n78 | 3 | 3 | [32 empty] | IIB | AUH-2320-CSG-IXR-E-1 | 35 | 35m Mp | sharing site/ from data base
AUH2322 | Site 6953 | AUH | AUH2322 | AUH2322 | AUHL2322 | AUHNR2322 | On Air | On Air | On Air | On Air | 2009 | Permanent | 24.4751 | 54.3768 | Nokia | Outdoor | EITC Passive Infrastructure | Rooftop | RT-du Owned | Du Solo | Rooftop | 2G+3G+4G+5G | AirScale | LTE-4CC | 4T4R | U900 F1-U900 F2-U2100 F2 | L800+L1800-F1+L1800-F2+L2100 | 2cc | 2501200 | 27 |  |  | n78 | 3 | 3 | [32 empty] | IIB | AUH-2322-CSG-SAR-X-1 | 3 | #N/A | Rooftop
AUH2315 | Site 6954 | AUH | AUH2315 | AUH2315 | AUHL2315 | AUHNR2315 | On Air | On Air | On Air | On Air | 2009 | Permanent | 24.4595 | 54.3448 | Nokia | Outdoor | EITC Passive Infrastructure | Greenfield | Outdoor Green field-du Owned | Du Solo | Monopole | 2G+3G+4G+5G | AirScale | LTE-3CC |  | U900 F1-U900 F2-U2100 F2 | L800+L1800-F1+L1800-F2 | 2cc | 2500400 | 19 |  |  | n78 | 9 | 3 | [32 empty] | IIB | AUH-2315-CSG-SAR-X-1 | 20 | #N/A | from data base
AUH2329 | Site 6955 | AUH | AUH2329 | AUH2329 | AUHL2329 | AUHNR2329 | On Air | On Air | On Air | On Air | 2010-10-01 | Permanent | 24.4597 | 54.3881 | Nokia | Outdoor | EITC Passive Infrastructure | Rooftop | RT-du Owned | Du Solo | Rooftop | 2G+3G+4G+5G | AirScale | LTE-4CC |  | U900 F1-U900 F2-U2100 F2 | L800+L1800-F1+L1800-F2+L2100 | 2cc | 2501000 | 26 |  |  | n78 | 3 | 3 | [32 empty] | IIB | AUH-2329-CSG-IXR-E-1 | 3 | #N/A | Rooftop
AUH2330 | Site 6956 | AUH | AUH2330 | AUH2330 | AUHL2330 | AUHNR2330 | On Air | On Air | On Air | On Air | 2012-08-06 | Permanent | 24.4627 | 54.3823 | Nokia | Outdoor | EITC Passive Infrastructure | Rooftop | RT-du Owned | Du Solo | Rooftop | 2G+3G+4G+5G | AirScale | LTE-4CC |  | U900 F1-U900 F2-U2100 F2 | L800+L1800-F1+L1800-F2+L2100 | 2cc | 2501000 | 15 |  |  | n78 | 3 | 3 | [32 empty] | IIB | AUH-2330-CSG-ASR920-LD-1 | 3 | #N/A | Rooftop
AUH2316 | Site 6957 | AUH | AUH2316 | AUH2316 | AUHL2316 | AUHNR2316 | On Air | On Air | On Air | On Air | 2009 | Permanent | 24.4652 | 54.3511 | Nokia | Outdoor | EITC Passive Infrastructure | Greenfield | Outdoor Green field-du Owned | DU Solo | Monopole | 2G+3G+4G+5G | AirScale | LTE-3CC |  | U900 F1-U900 F2-U2100 F2 | L800+L1800-F1+L1800-F2 | 2cc | 2501300 | 28 |  |  | n78+n41 | 3 | 3 | [32 empty] | IIB | AUH-1316-PREAGG-SR7-1 | 30 | #N/A | from data base
AUH2332 | Site 6958 | AUH | AUH2332 | AUH2332 | AUHL2332 | AUHNR2332 | On Air | On Air | On Air | On Air | 2012-09-12 | Permanent | 24.4613 | 54.3784 | Nokia | Outdoor | EITC Passive Infrastructure | Rooftop | RT-du Owned | Du Solo | Rooftop | 2G+3G+4G+5G | AirScale | LTE-4CC | 4T4R | U900 F1-U900 F2-U2100 F2 | L800+L1800-F1+L1800-F2+L2100 | 2cc | 2501400 | 15 |  |  | n78 | 3 | 3 | [32 empty] | IIB | AUH-2332-CSG-SAR-X-1 | 3 | #N/A | Rooftop
AUH2333 | Site 6959 | AUH | AUH2333 | AUH2333 | AUHL2333 | AUHNR2333 | On Air | On Air | On Air | On Air | 2013-10-03 | Permanent | 24.4518 | 54.3922 | Nokia | Outdoor | EITC Passive Infrastructure | Rooftop | RT-du Owned | Du Solo | Rooftop | 2G+3G+4G+5G | AirScale | LTE-4CC |  | U900 F1-U900 F2-U2100 F2 | L800+L1800-F1+L1800-F2+L2100 | 2cc | 2501000 | 19 |  |  | n78 | 3 | 3 | [32 empty] | IIB | Passive fiber on IAD5143-CSG-SAR-8-1 | 3 | #N/A | Rooftop
AUH2334 | Site 6960 | AUH | AUH2334 | AUH2334 | AUHL2334 | AUHNR2334 | On Air | On Air | On Air | On Air | 2009 | Permanent | 24.4521 | 54.3867 | Nokia | Outdoor | EITC Passive Infrastructure | Rooftop | RT-du Owned | Du Solo | Rooftop | 2G+3G+4G+5G | AirScale | LTE-3CC |  | U900 F1-U900 F2-U2100 F2 | L800+L1800-F1+L1800-F2 | 2cc | 2500700 | 26 |  |  | n78 | 3 | 3 | [32 empty] | IIB | AUH-2334-CSG-SAR-X-1 | 3 | #N/A | Rooftop
AUH2317 | Site 6961 | AUH | AUH2317 | AUH2317 | AUHL2317 | AUHNR2317 | Locked | On Air | On Air | On Air | 2009 | Permanent | 24.4614 | 54.367 | Nokia | Outdoor | EITC Passive Infrastructure | Greenfield | Outdoor Green field-du Owned | DU Solo | Monopole | 2G+3G+4G+5G | AirScale | LTE-3CC |  | U900 F1-U900 F2-U2100 F2 | L800+L1800-F1+L1800-F2 | 2cc | 2501400 | 29 |  |  | n78 | 9 | 3 | [32 empty] | MW | 0 | 30 | #N/A | from data base
AUH2325 | Site 6962 | AUH |  | AUH2325 | AUHL2325 | AUHNR2325 |  | On Air | On Air | On Air | 2020-01-06 | Permanent | 24.4351 | 54.4384 | Nokia | Outdoor | EITC Passive Infrastructure | Greenfield | Outdoor Green field-du Owned | Du Solo | RDU | 3G+4G+5G | AirScale | LTE-4CC | 4T4R | U900 F1-U900 F2-U2100 F2 | L800+L1800-F1+L1800-F2+L2100 | 2cc | 2501800 | 30 |  |  | n78 | 3 | 3 | [32 empty] | IIB | AUH-2325-CSG-IXR-E-1 | 30 | #N/A | from data base
AUH2331 | Site 6963 | AUH | AUH2331 | AUH2331 | AUHL2331 | AUHNR2331 | Locked | On Air | On Air | On Air | 2010-09-20 | Permanent | 24.4649 | 54.379 | Nokia | Outdoor | EITC Passive Infrastructure | Greenfield | Outdoor Green field-du Owned | Du Solo | RDU | 2G+3G+4G+5G | AirScale | LTE-4CC |  | U900 F1-U900 F2-U2100 F2 | L800+L1800-F1+L1800-F2+L2100 | 2cc | 2501000 | 28 |  |  | n78 | 3 | 3 | [32 empty] | IIB | AUH-2331-CSG-SAR-X-1 | 30 | #N/A | from data base
AUH2336 | Site 6964 | AUH | AUH2336 | AUH2336 | AUHL2336 | AUHNR2336 | On Air | On Air | On Air | On Air | 2009 | Permanent | 24.4518 | 54.3741 | Nokia | Outdoor | EITC Passive Infrastructure | Greenfield | Outdoor Green field-du Owned | DU Solo | Monopole | 2G+3G+4G+5G | AirScale | LTE-4CC |  | U900 F1-U900 F2-U2100 F2 | L800+L1800-F1+L1800-F2+L2100 | 2cc | 2501400 | 30 |  |  | n78 | 6 | 3 | [32 empty] | IIB | AUH-1336-PREAGG-SR7-1 | 30 | #N/A | from data base
AUH2338 | Site 6965 | AUH | AUH2338 | AUH2338 | AUHL2338 | AUHNR2338 | On Air | On Air | On Air | On Air | 2009 | Permanent | 24.4546 | 54.3607 | Nokia | Outdoor | EITC Passive Infrastructure | Greenfield | Outdoor Green field-du Owned | Du Solo | Monopole | 2G+3G+4G+5G | AirScale | LTE-4CC |  | U900 F1-U900 F2-U2100 F2 | L800+L1800-F1+L1800-F2+L2100 | 2cc | 2500800 | 30 |  |  | n78 | 3 | 3 | [32 empty] | IIB | AUH-2338-CSG-IXR-E-1 | 30 | #N/A | from data base
AUH2341 | Site 6966 | AUH | AUH2341 | AUH2341 | AUHL2341 | AUHNR2341 | On Air | On Air | On Air | On Air | 2009 | Permanent | 24.4466 | 54.387 | Nokia | Outdoor | EITC Passive Infrastructure | Greenfield | Outdoor Green field-du Owned | DU Solo | Monopole | 2G+3G+4G+5G | AirScale | LTE-3CC |  | U900 F1-U900 F2-U2100 F2 | L800+L1800-F1+L1800-F2 | 2cc | 2500700 | 28.5 |  |  | n78 | 3 | 3 | [32 empty] | IIB | AUH-1341-CSG-SAR-8-1 | 30 | #N/A | from data base
AUH2345 | Site 6967 | AUH | AUH2345 | AUH2345 | AUHL2345 | AUHNR2345 | On Air | On Air | On Air | On Air | 2009 | Permanent | 24.4422 | 54.394 | Nokia | Outdoor | EITC Passive Infrastructure | Greenfield | Outdoor Green field-du Owned | Du Solo | Monopole | 2G+3G+4G+5G | AirScale | LTE-3CC |  | U900 F1-U900 F2-U2100 F2 | L800+L1800-F1+L1800-F2 | 2cc | 2500700 | 28.5 |  |  | n78 | 6 | 3 | [32 empty] | IIB | AUH-2345-CSG-ASR920-LD-1 | 30 | #N/A | from data base
AUH2351 | Site 6968 | AUH | AUH2351 | AUH2351 | AUHL2351 | AUHNR2351 | On Air | On Air | On Air | On Air | 2009 | Permanent | 24.4326 | 54.4338 | Nokia | Outdoor | EITC Passive Infrastructure | Rooftop | RT-du Owned | Du Solo | Rooftop | 2G+3G+4G+5G | AirScale | LTE-4CC | 4T4R | U900 F1-U900 F2-U2100 F2 | L800+L1800-F1+L1800-F2+L2100 | 2cc | 2501800 | 26 |  |  | n78 | 3 | 3 | [32 empty] | IIB | AUH-2351-CSG-SAR-X-1 | 3 | #N/A | Rooftop
AUH2347 | Site 6969 | AUH | AUH2347 | AUH2347 | AUHL2347 | AUHNR2347 | On Air | On Air | On Air | On Air | 2009 | Permanent | 24.4301 | 54.3934 | Nokia | Outdoor | EITC Passive Infrastructure | Greenfield | Outdoor Green field-du Owned | Du Solo | Monopole | 2G+3G+4G+5G | AirScale | LTE-3CC |  | U900 F1-U900 F2-U2100 F2 | L800+L1800-F1+L1800-F2 | 2cc | 2500700 | 28.5 |  |  | n78 | 9 | 3 | [32 empty] | IIB | AUH-2347-CSG-IXR-E-1 | 30 | #N/A | from data base
AUH2349 | Site 6970 | AUH | AUH2349 | AUH2349 | AUHL2349 | AUHNR2349 | On Air | On Air | On Air | On Air | 2010-09-23 | Permanent | 24.4306 | 54.4109 | Nokia | Outdoor | EITC Passive Infrastructure | Greenfield | Outdoor Green field-du Owned | Du Solo | RDU | 2G+3G+4G+5G | AirScale | LTE-4CC |  | U900 F1-U900 F2-U2100 F2 | L800+L1800-F1+L1800-F2+L2100 | 2cc | 2500700 | 28 |  |  | n78 | 3 | 3 | [32 empty] | IIB | AUH-2349-CSG-SAR-X-1 | 30 | #N/A | from data base
AUH2354 | Site 6971 | AUH | AUH2354 | AUH2354 | AUHL2354 |  | On Air | On Air | On Air |  | 2012-05-01 | Permanent | 24.4393 | 54.5199 | Nokia | Outdoor | EITC Passive Infrastructure | Rooftop | RT-du Owned | Du Solo | Water Tank | 2G+3G+4G | BTS3900/Ultra 2G | LTE-3CC |  | U900 F1-U900 F2-U2100 F2 | L800+L1800-F1+L1800-F2 |  | 2044600 | 29 |  |  |  | 6 | [33 empty] | MW | 0 | 3 | #N/A | Rooftop
AUH2710 | Site 6972 | AUH |  | AUH2710 | AUHL2710 | AUHNR2710 |  | On Air | On Air | On Air | 2020-04-12 | Permanent | 24.221 | 54.6817 | Nokia | Outdoor | Site Sharing | SS Capex | Outdoor Taawn-Etisalat Lead | SS Capex | ETC Capex | 3G+4G+5G | AirScale | LTE-5CC |  | U900 F1-U900 F2-U2100 F2 | L800+L1800-F1+L1800-F2+L2100+L700 | 3cc | 2047502 | 30 |  |  | n78+n41 | 3 | 3 | [32 empty] | IIB | AUH-2710-CSG-ASR920-LD-1 | 35 | Monopole | sharing site/ from data base
AUH2350 | Site 6973 | AUH | AUH2350 | AUH2350 | AUHL2350 | AUHNR2350 | Locked | On Air | On Air | On Air | 2009 | Permanent | 24.4265 | 54.4188 | Nokia | Outdoor | EITC Passive Infrastructure | Greenfield | Outdoor Green field-du Owned | DU Solo | Monopole | 2G+3G+4G+5G | AirScale | LTE-3CC |  | U900 F1-U900 F2-U2100 F2 | L800+L1800-F1+L1800-F2 | 2cc | 2501902 | 28 |  |  | n78 | 3 | 3 | [32 empty] | IIB | AUH-2350-CSG-ASR920-LD-1 | 30 | #N/A | from data base
AUH2357 | Site 6974 | AUH | AUH2357 | AUH2357 | AUHL2357 |  | Locked | On Air | On Air |  | 2009 | Permanent | 24.4216 | 54.5079 | Nokia | Outdoor | Site Sharing | ETC Site Share | Outdoor Site Sharing-Etisalat Owned | SS Opex | Etisalat_Opex | 2G+3G+4G | AirScale | LTE-3CC |  | U900 F1-U900 F2-U2100 F2 | L800+L1800-F1+L1800-F2 |  | 2044600 | 40 |  |  |  | 6 | [33 empty] | MW | 0 | 40 | Monopole | sharing site/ from data base
AUH2352 | Site 6975 | AUH | AUH2352 | AUH2352 | AUHL2352 | AUHNR2352 | On Air | On Air | On Air | On Air | 2009 | Permanent | 24.4337 | 54.4426 | Nokia | Outdoor | EITC Passive Infrastructure | Greenfield | Outdoor Green field-du Owned | DU Solo | Monopole | 2G+3G+4G+5G | AirScale | LTE-4CC |  | U900 F1-U900 F2-U2100 F2 | L800+L1800-F1+L1800-F2+L2100 | 2cc | 2501600 | 28.5 |  |  | n78 | 3 | 3 | [32 empty] | IIB | AUH-2352-CSG-IXR-E-1 | 30 | #N/A | from data base
AUH2353 | Site 6976 | AUH | AUH2353 | AUH2353 | AUHL2353 | AUHNR2353 | Locked | On Air | On Air | On Air | 2010-12-22 | Permanent | 24.4435 | 54.4378 | Nokia | Outdoor | EITC Passive Infrastructure | Greenfield | Outdoor Green field-du Owned | DU Solo | Monopole | 2G+3G+4G+5G | AirScale | LTE-3CC |  | U900 F1-U900 F2-U2100 F2 | L800+L1800-F1+L1800-F2 | 2cc | 2501800 | 19 |  |  | n78 | 6 | 3 | [32 empty] | IIB | AUH-2353-CSG-SAR-X-1 | 20 | #N/A | from data base
AUH2356 | Site 6977 | AUH |  | AUH2356 | AUHL2356 |  |  | On Air | On Air |  | 2021-11-30 | Permanent | 24.7475 | 54.6576 | Nokia | Outdoor | EITC Passive Infrastructure | Greenfield | Outdoor Green field-du Owned | Du Solo | Greenfield | 3G+4G | AirScale | LTE-3CC |  | U900 F1-U900 F2 | L800+L1800-F1+L1800-F2 |  | 2120200 | 40 |  |  |  | 3 | [33 empty] | MW | 0 | 40 | 40m-HD-LP | confirmed
AUH2358 | Site 6978 | AUH | AUH2358 | AUH2358 | AUHL2358 | AUHNR2358 | On Air | On Air | On Air | On Air | 2009 | Permanent | 24.4135 | 54.4988 | Nokia | Outdoor | EITC Passive Infrastructure | Greenfield | Outdoor Green field-du Owned | DU Solo | Monopole | 2G+3G+4G+5G | AirScale | LTE-4CC |  | U900 F1-U900 F2-U2100 F2 | L800+L1800-F1+L1800-F2+L2100 | 2cc | 2044000 | 26 |  |  | n78 | 6 | 3 | [32 empty] | IIB | AUH-2358-CSG-IXR-E-1 | 30 | #N/A | from data base
AUH2359 | Site 6979 | AUH | AUH2359 | AUH2359 | AUHL2359 | AUHNR2359 | On Air | On Air | On Air | On Air | 2009 | Permanent | 24.3879 | 54.5278 | Nokia | Outdoor | EITC Passive Infrastructure | Greenfield | Outdoor Green field-du Owned | DU Solo | Monopole | 2G+3G+4G+5G | AirScale | LTE-3CC |  | U900 F1-U900 F2-U2100 F2 | L800+L1800-F1+L1800-F2 | 1cc | 2044802 | 36 |  |  | n41 | 3 | 3 | [32 empty] | IIB | AUH-1359-PREAGG-SR7-1 | 40 | #N/A | from data base
AUH2363 | Site 6980 | AUH | AUH2363 | AUH2363 | AUHL2363 | AUHNR2363 | On Air | On Air | On Air | On Air | 2009 | Permanent | 24.3761 | 54.4803 | Nokia | Outdoor | Site Sharing | ETC Site Share | Outdoor Site Sharing-Etisalat Owned | SS Opex | Etisalat_Opex | 2G+3G+4G+5G | AirScale | LTE-3CC |  | U900 F1-U900 F2-U2100 F2 | L800+L1800-F1+L1800-F2 | 1cc | 2600200 | 25 |  |  | n41 | 3 | 3 | [32 empty] | IIB | AUH-2363-CSG-SAR-X-1 | 30 | Monopole | sharing site/ from data base
AUH2360 | Site 6981 | AUH | AUH2360 | AUH2360 | AUHL2360 | AUHNR2360 | Locked | On Air | On Air | On Air | 2009 | Permanent | 24.3857 | 54.5378 | Nokia | Outdoor | EITC Passive Infrastructure | Greenfield | Outdoor Green field-du Owned | Du Solo | Monopole | 2G+3G+4G+5G | AirScale | LTE-2CC |  | U900 F1-U900 F2-U2100 F2 | L1800-F1+L1800-F2 | 1cc | 2044801 | 40 |  |  | n41 | 3 | 3 | [32 empty] | IIB | AUH-2360-PREAGG-SR7-1 | 40 | #N/A | from data base
AUH2365 | Site 6982 | AUH | AUH2365 | AUH2365 | AUHL2365 | AUHNR2365 | On Air | On Air | On Air | On Air | 2010-12-16 | Permanent | 24.3635 | 54.5005 | Nokia | Outdoor | EITC Passive Infrastructure | Rooftop | RT-du Owned | Du Solo | Rooftop | 2G+3G+4G+5G | AirScale | LTE-4CC |  | U900 F1-U900 F2-U2100 F2 | L800+L1800-F1+L1800-F2+L2100 | 1cc | 2600200 | 14 |  |  | n41 | 3 | 3 | [32 empty] | IIB | Passive fiber on AUH-2364-CSG-SAR-8-1 | 3 | #N/A | Rooftop
AUH2361 | Site 6983 | AUH | AUH2361 | AUH2361 | AUHL2361 | AUHNR2361 | On Air | On Air | On Air | On Air | 2010-10-05 | Permanent | 24.3807 | 54.5412 | Nokia | Outdoor | EITC Passive Infrastructure | Greenfield | Outdoor Green field-du Owned | Du Solo | RDU | 2G+3G+4G+5G | AirScale | LTE-4CC |  | U900 F1-U900 F2-U2100 F2 | L800+L1800-F1+L1800-F2+L2100 | 1cc | 2044801 | 27 |  |  | n41 | 3 | 3 | [32 empty] | IIB | AUH-2361-CSG-SAR-X-1 | 30 | #N/A | from data base
AUH2367 | Site 6984 | AUH | AUH2367 | AUH2367 | AUHL2367 | AUHNR2367 | On Air | On Air | On Air | On Air | 2009 | Permanent | 24.3711 | 54.5545 | Nokia | Outdoor | Site Sharing | ETC Site Share | Outdoor Site Sharing-Etisalat Owned | SS Opex | Etisalat_Opex | 2G+3G+4G+5G | AirScale | LTE-3CC |  | U900 F1-U900 F2-U2100 F2 | L800+L1800-F1+L1800-F2 | 1cc | 2044801 | 35 |  |  | n41 | 3 | 3 | [32 empty] | IIB | AUH-2367-CSG-SAR-X-1 | 40 | Monopole | sharing site/ from data base
AUH2362 | Site 6985 | AUH | AUH2362 | AUH2362 | AUHL2362 | AUHNR2362 | On Air | On Air | On Air | On Air | 2009 | Permanent | 24.3817 | 54.5096 | Nokia | Outdoor | EITC Passive Infrastructure | Greenfield | Outdoor Green field-du Owned | DU Solo | Monopole | 2G+3G+4G+5G | AirScale | LTE-4CC | 4T4R | U900 F1-U900 F2-U2100 F2 | L800+L1800-F1+L1800-F2+L2100 | 1cc | 2600200 | 29 |  |  | n41 | 3 | 3 | [32 empty] | IIB | AUH-2362-CSG-SAR-X-1 | 30 | #N/A | from data base
AUH2370 | Site 6986 | AUH |  | AUH2370 | AUHL2370 | AUHNR2370 |  | On Air | On Air | On Air | 2009 | Permanent | 24.3586 | 54.5358 | Nokia | Outdoor | Site Sharing | ETC Site Share | Outdoor Site Sharing-Etisalat Owned | SS Opex | Etisalat_Opex | 3G+4G+5G | AirScale | LTE-2CC |  | U900 F1-U900 F2-U2100 F2 | L1800-F1+L1800-F2 | 1cc | 2044802 | 30 |  |  | n41 | 3 | 3 | [32 empty] | MW | 0 | 30 | Monopole | sharing site/ from data base
AUH2364 | Site 6987 | AUH | AUH2364 | AUH2364 | AUHL2364 | AUHNR2364 | Locked | On Air | On Air | On Air | 2009 | Permanent | 24.3722 | 54.4966 | Nokia | Outdoor | EITC Passive Infrastructure | Greenfield | Outdoor Green field-du Owned | Du Solo | Monopole | 2G+3G+4G+5G | AirScale | LTE-4CC | 4T4R | U900 F1-U900 F2-U2100 F2 | L800+L1800-F1+L1800-F2+L2100 | 1cc | 2600200 | 28 |  |  | n41 | 4 | 3 | [32 empty] | IIB | AUH-2364-CSG-IXR-E-1 | 30 | #N/A | from data base
AUH2366 | Site 6988 | AUH | AUH2366 | AUH2366 | AUHL2366 | AUHNR2366 | On Air | On Air | On Air | On Air | 2009 | Permanent | 24.3649 | 54.5192 | Nokia | Outdoor | EITC Passive Infrastructure | Greenfield | Outdoor Green field-du Owned | Du Solo | Monopole | 2G+3G+4G+5G | AirScale | LTE-4CC |  | U900 F1-U900 F2-U2100 F2 | L800+L1800-F1+L1800-F2+L2100 | 1cc | 2600200 | 30 |  |  | n41 | 3 | 3 | [32 empty] | IIB | AUH-2366-PREAGG-SR7-1 | 30 | #N/A | from data base
AUH2373 | Site 6989 | AUH | AUH2373 | AUH2373 | AUHL2373 | AUHNR2373 | On Air | On Air | On Air | On Air | 2010-09-02 | Permanent | 24.3592 | 54.4815 | Nokia | Outdoor | Site Sharing | ETC Site Share | Outdoor Site Sharing-Etisalat Owned | SS Opex | Etisalat_Opex | 2G+3G+4G+5G | AirScale | LTE-3CC |  | U900 F1-U900 F2-U2100 F2 | L800+L1800-F1+L1800-F2 | 1cc | 2600200 | 29 |  |  | n41 | 3 | 3 | [32 empty] | IIB | AUH-2373-CSG-SAR-X-1 | 30 | Monopole | sharing site/ from data base
AUH2374 | Site 6990 | AUH | AUH2374 | AUH2374 | AUHL2374 | AUHNR2374 | On Air | On Air | On Air | On Air | 2010-08-11 | Permanent | 24.354 | 54.4897 | Nokia | Outdoor | EITC Passive Infrastructure | Rooftop | RT-du Owned | Du Solo | Rooftop | 2G+3G+4G+5G | AirScale | LTE-4CC |  | U900 F1-U900 F2-U2100 F2 | L800+L1800-F1+L1800-F2+L2100 | 1cc | 2600200 | 12 |  |  | n41 | 3 | 3 | [32 empty] | IIB | AUH-2374-CSG-SAR-X-1 | 3 | #N/A | Rooftop
AUH2368 | Site 6991 | AUH | AUH2368 | AUH2368 | AUHL2368 | AUHNR2368 | Locked | On Air | On Air | On Air | 2010-11-30 | Permanent | 24.3635 | 54.4922 | Nokia | Outdoor | EITC Passive Infrastructure | Greenfield | Outdoor Green field-du Owned | Du Solo | RDU | 2G+3G+4G+5G | AirScale | LTE-3CC |  | U900 F1-U900 F2-U2100 F2 | L800+L1800-F1+L1800-F2 | 1cc | 2600200 | 28 |  |  | n41 | 3 | 3 | [32 empty] | IIB | AUH-2368-CSG-ASR920-LD-1 | 30 | #N/A | from data base
AUH2371 | Site 6992 | AUH | AUH2371 | AUH2371 | AUHL2371 | AUHNR2371 | On Air | On Air | On Air | On Air | 2009 | Permanent | 24.3648 | 54.5443 | Nokia | Outdoor | EITC Passive Infrastructure | Greenfield | Outdoor Green field-du Owned | DU Solo | Monopole | 2G+3G+4G+5G | AirScale | LTE-4CC |  | U900 F1-U900 F2-U2100 F2 | L800+L1800-F1+L1800-F2+L2100 | 1cc | 2044801 | 35 |  |  | n41 | 6 | 3 | [32 empty] | IIB | AUH-2371-CSG-IXR-E-1 | 35 | #N/A | from data base
AUH2377 | Site 6993 | AUH | AUH2377 | AUH2377 | AUHL2377 | AUHNR2377 | On Air | On Air | On Air | On Air | 2010-10-26 | Permanent | 24.3429 | 54.5311 | Nokia | Outdoor | Site Sharing | ETC Site Share | Outdoor Site Sharing-Etisalat Owned | SS Opex | Etisalat_Opex | 2G+3G+4G+5G | AirScale | LTE-4CC | 4T4R | U900 F1-U900 F2-U2100 F2 | L800+L1800-F1+L1800-F2+L2100 | 1cc | 2044802 | 30 |  |  | n41 | 4 | 3 | [32 empty] | IIB | AUH-2377-CSG-SAR-X-1 | 35 | 35m Mp | sharing site/ from data base
AUH2378 | Site 6994 | AUH | AUH2378 | AUH2378 | AUHL2378 | AUHNR2378 | On Air | On Air | On Air | On Air | 2009 | Permanent | 24.3461 | 54.5512 | Nokia | Outdoor | Site Sharing | ETC Site Share | Outdoor Site Sharing-Etisalat Owned | SS Opex | Etisalat_Opex | 2G+3G+4G+5G | AirScale | LTE-3CC |  | U900 F1-U900 F2-U2100 F2 | L800+L1800-F1+L1800-F2 | 1cc | 2044801 | 33 |  |  | n41 | 3 | 3 | [32 empty] | IIB | AUH-2378-CSG-SAR-X-1 | 35 | 35m Mp | sharing site/ from data base
AUH2372 | Site 6995 | AUH | AUH2372 | AUH2372 | AUHL2372 | AUHNR2372 | On Air | On Air | On Air | On Air | 2009 | Permanent | 24.3556 | 54.5448 | Nokia | Outdoor | EITC Passive Infrastructure | Greenfield | Outdoor Green field-du Owned | DU Solo | Monopole | 2G+3G+4G+5G | AirScale | LTE-3CC |  | U900 F1-U900 F2-U2100 F2 | L800+L1800-F1+L1800-F2 | 1cc | 2044801 | 28.5 |  |  | n41 | 4 | 3 | [32 empty] | IIB | AUH-1372-PREAGG-SR7-1 | 30 | #N/A | from data base
AUH2375 | Site 6996 | AUH | AUH2375 | AUH2375 | AUHL2375 | AUHNR2375 | On Air | On Air | On Air | On Air | 2009 | Permanent | 24.3478 | 54.4943 | Nokia | Outdoor | EITC Passive Infrastructure | Greenfield | Outdoor Green field-du Owned | Du Solo | Monopole | 2G+3G+4G+5G | AirScale | LTE-4CC |  | U900 F1-U900 F2-U2100 F2 | L800+L1800-F1+L1800-F2+L2100 | 2cc | 2600200 | 25 |  |  | n78 | 9 | 3 | [32 empty] | IIB | AUH-2375-CSG-SAR-X-1 | 25 | #N/A | from data base
AUH2376 | Site 6997 | AUH | AUH2376 | AUH2376 | AUHL2376 | AUHNR2376 | On Air | On Air | On Air | On Air | 2009 | Permanent | 24.3415 | 54.5178 | Nokia | Outdoor | EITC Passive Infrastructure | Greenfield | Outdoor Green field-du Owned | Du Solo | Monopole | 2G+3G+4G+5G | AirScale | LTE-4CC | 4T4R | U900 F1-U900 F2-U2100 F2 | L800+L1800-F1+L1800-F2+L2100 | 1cc | 2600200 | 25 |  |  | n41 | 9 | 3 | [32 empty] | OSN/IIB | OptiX OSN 3500 + AUH-1376-CSG-SAR-8-1 | 25 | #N/A | from data base
AUH2382 | Site 6998 | AUH | AUH2382 | AUH2382 | AUHL2382 | AUHNR2382 | On Air | On Air | On Air | On Air | 2009 | Permanent | 24.3235 | 54.5868 | Nokia | Outdoor | Site Sharing | ETC Site Share | Outdoor Site Sharing-Etisalat Owned | SS Opex | Etisalat_Opex | 2G+3G+4G+5G | AirScale | LTE-2CC |  | U900 F1-U900 F2-U2100 F2 | L800+L1800-F1 | 1cc | 2044801 | 35 |  |  | n41 | 3 | 3 | [32 empty] | IIB | AUH-2382-CSG-IXR-E-1 | 40 | Monopole | sharing site/ from data base
AUH2379 | Site 6999 | AUH | AUH2379 | AUH2379 | AUHL2379 | AUHNR2379 | On Air | On Air | On Air | On Air | 2009 | Permanent | 24.3274 | 54.5571 | Nokia | Outdoor | EITC Passive Infrastructure | Greenfield | Outdoor Green field-du Owned | DU Solo | Monopole | 2G+3G+4G+5G | AirScale | LTE-4CC |  | U900 F1-U900 F2-U2100 F2 | L800+L1800-F1+L1800-F2+L2100 | 1cc | 2044801 | 28 |  |  | n41 | 6 | 3 | [32 empty] | MW | 0 | 30 | #N/A | from data base
AUH2380 | Site 7000 | AUH | AUH2380 | AUH2380 | AUHL2380 | AUHNR2380 | On Air | On Air | On Air | On Air | 2009 | Permanent | 24.3377 | 54.5524 | Nokia | Outdoor | EITC Passive Infrastructure | Greenfield | Outdoor Green field-du Owned | DU Solo | Monopole | 2G+3G+4G+5G | AirScale | LTE-2CC |  | U900 F1-U900 F2-U2100 F2 | L1800-F1+L1800-F2 | 1cc | 2044801 | 28.5 |  |  | n41 | 3 | 3 | [32 empty] | MW | 0 | 30 | #N/A | from data base
AUH2385 | Site 7001 | AUH | AUH2385 | AUH2385 | AUHL2385 | AUHNR2385 | Locked | On Air | On Air | On Air | 2010-10-09 | Permanent | 24.3333 | 54.5345 | Nokia | Outdoor | EITC Passive Infrastructure | Rooftop | RT-du Owned | Du Solo | Rooftop | 2G+3G+4G+5G | AirScale | LTE-4CC |  | U900 F1-U900 F2-U2100 F2 | L800+L1800-F1+L1800-F2+L2100 | 1cc | 2044802 | 16 |  |  | n41 | 3 | 3 | [32 empty] | IIB | AUH-2385-CSG-SAR-X-1 | 3 | #N/A | Rooftop
AUH2386 | Site 7002 | AUH | AUH2386 | AUH2386 | AUHL2386 | AUHNR2386 | Locked | On Air | On Air | On Air | 2010-10-03 | Permanent | 24.322 | 54.5337 | Nokia | Outdoor | EITC Passive Infrastructure | Rooftop | RT-du Owned | Du Solo | Rooftop | 2G+3G+4G+5G | AirScale | LTE-4CC |  | U900 F1-U900 F2-U2100 F2 | L800+L1800-F1+L1800-F2+L2100 | 1cc | 2044802 | 18 |  |  | n41 | 3 | 3 | [32 empty] | IIB | AUH-2386-CSG-SAR-X-1 | 3 | #N/A | Rooftop
AUH2387 | Site 7003 | AUH |  | AUH2387 | AUHL2387 | AUHNR2387 |  | On Air | On Air | On Air | 2010-10-27 | Permanent | 24.3342 | 54.5188 | Nokia | Outdoor | Site Sharing | ETC Site Share | Outdoor Site Sharing-Etisalat Owned | SS Opex | Etisalat_Opex | 3G+4G+5G | AirScale | LTE-3CC |  | U900 F1-U900 F2-U2100 F2 | L800+L1800-F1+L1800-F2 | 2cc | 2600000 | 28.5 |  |  | n78 | 6 | 3 | [32 empty] | IIB | AUH-2387-CSG-SAR-X-1 | 30 | Monopole | sharing site/ from data base
AUH2381 | Site 7004 | AUH | AUH2381 | AUH2381 | AUHL2381 | AUHNR2381 | On Air | On Air | On Air | On Air | 2009 | Permanent | 24.3366 | 54.5641 | Nokia | Outdoor | EITC Passive Infrastructure | Greenfield | Outdoor Green field-du Owned | DU Solo | Monopole | 2G+3G+4G+5G | AirScale | LTE-3CC |  | U900 F1-U900 F2-U2100 F2 | L800+L1800-F1+L1800-F2 | 1cc | 2044801 | 29 |  |  | n41 | 3 | 3 | [32 empty] | IIB | AUH-2381-CSG-SAR-8-1 | 30 | #N/A | from data base
AUH2390 | Site 7005 | AUH | AUH2390 | AUH2390 | AUHL2390 | AUHNR2390 | On Air | On Air | On Air | On Air | 2009 | Permanent | 24.3242 | 54.4795 | Nokia | Outdoor | Site Sharing | ETC Site Share | Outdoor Site Sharing-Etisalat Owned | SS Opex | Etisalat_Opex | 2G+3G+4G+5G | AirScale | LTE-3CC |  | U900 F1-U900 F2-U2100 F2 | L800+L1800-F1+L1800-F2 | 2cc | 2600000 | 30 |  |  | n78 | 3 | 3 | [32 empty] | IIB | AUH-2390-CSG-IXR-E-1 | 40 | LatticeTower | sharing site/ from data base
AUH2383 | Site 7006 | AUH | AUH2383 | AUH2383 | AUHL2383 | AUHNR2383 | On Air | On Air | On Air | On Air | 2009 | Permanent | 24.3427 | 54.6262 | Nokia | Outdoor | EITC Passive Infrastructure | Greenfield | Outdoor Green field-du Owned | Du Solo | Monopole | 2G+3G+4G+5G | AirScale | LTE-3CC |  | U900 F1-U900 F2-U2100 F2 | L800+L1800-F1+L1800-F2 | 2cc | 2004500 | 38 |  |  | n78 | 6 | 3 | [32 empty] | IIB | AUH-2383-CSG-SAR-X-1 | 40 | #N/A | from data base
AUH2395 | Site 7007 | AUH | AUH2395 | AUH2395 | AUHL2395 | AUHNR2395 | On Air | On Air | On Air | On Air | 2009 | Permanent | 24.3186 | 54.6383 | Nokia | Outdoor | Site Sharing | ETC Site Share | Outdoor Site Sharing-Etisalat Owned | SS Opex | Etisalat_Opex | 2G+3G+4G+5G | AirScale | LTE-4CC |  | U900 F1-U900 F2-U2100 F2 | L800+L1800-F1+L1800-F2+L2100 | 2cc | 2046100 | 39 |  |  | n78 | 3 | 3 | [32 empty] | IIB | AUH-2395-CSG-SAR-X-1 | 40 | Monopole | sharing site/ from data base
AUH2396 | Site 7008 | AUH | AUH2396 | AUH2396 | AUHL2396 | AUHNR2396 | On Air | On Air | On Air | On Air | 2009 | Permanent | 24.3202 | 54.6209 | Nokia | Outdoor | Site Sharing | ETC Site Share | Outdoor Site Sharing-Etisalat Owned | SS Opex | Etisalat_Opex | 2G+3G+4G+5G | AirScale | LTE-4CC |  | U900 F1-U900 F2-U2100 F2 | L800+L1800-F1+L1800-F2+L2100 | 2cc | 2046100 | 25 |  |  | n78 | 4 | 3 | [32 empty] | IIB | AUH-2396-CSG-SAR-X-1 | 30 | Monopole | sharing site/ from data base
AUH2397 | Site 7009 | AUH | AUH2397 | AUH2397 | AUHL2397 | AUHNR2397 | On Air | On Air | On Air | On Air | 2009 | Permanent | 24.306 | 54.6167 | Nokia | Outdoor | Site Sharing | ETC Site Share | Outdoor Site Sharing-Etisalat Owned | SS Opex | Etisalat_Opex | 2G+3G+4G+5G | AirScale | LTE-4CC |  | U900 F1-U900 F2-U2100 F2 | L800+L1800-F1+L1800-F2+L2100 | 2cc | 2046100 | 35 |  |  | n78 | 4 | 3 | [32 empty] | IIB | AUH-2397-CSG-ASR920-LD-1 | 40 | Monopole | sharing site/ from data base
AUH2384 | Site 7010 | AUH | AUH2384 | AUH2384 | AUHL2384 | AUHNR2384 | On Air | On Air | On Air | On Air | 2010-10-04 | Permanent | 24.3339 | 54.5559 | Nokia | Outdoor | EITC Passive Infrastructure | Greenfield | Outdoor Green field-du Owned | Du Solo | RDU | 2G+3G+4G+5G | AirScale | LTE-3CC |  | U900 F1-U900 F2-U2100 F2 | L800+L1800-F1+L1800-F2 | 1cc | 2044801 | 28 |  |  | n41 | 3 | 3 | [32 empty] | MW | 0 | 30 | #N/A | from data base
AUH2389 | Site 7011 | AUH | AUH2389 | AUH2389 | AUHL2389 | AUHNR2389 | Locked | On Air | On Air | On Air | 2009 | Permanent | 24.3369 | 54.4817 | Nokia | Outdoor | EITC Passive Infrastructure | Greenfield | Outdoor Green field-du Owned | DU Solo | Monopole | 2G+3G+4G+5G | AirScale | LTE-4CC |  | U900 F1-U900 F2-U2100 F2 | L800+L1800-F1+L1800-F2+L2100 | 1cc | 2600200 | 28.5 |  |  | n41 | 4 | 3 | [32 empty] | IIB | AUH-2389-CSG-IXR-E-1 | 30 | #N/A | from data base
AUH2400 | Site 7012 | AUH | AUH2400 | AUH2400 | AUHL2400 | AUHNR2400 | On Air | On Air | On Air | On Air | 2009 | Permanent | 24.3036 | 54.6533 | Nokia | Outdoor | Site Sharing | ETC Site Share | Outdoor Site Sharing-Etisalat Owned | SS Opex | Etisalat_Opex | 2G+3G+4G+5G | AirScale | LTE-3CC |  | U900 F1-U900 F2-U2100 F2 | L800+L1800-F1+L1800-F2 | 2cc | 2046100 | 28 |  |  | n78 | 3 | 3 | [32 empty] | IIB | AUH-2400-CSG-SAR-X-1 | 30 | Monopole | sharing site/ from data base
AUH2401 | Site 7013 | AUH | AUH2401 | AUH2401 | AUHL2401 | AUHNR2401 | On Air | On Air | On Air | On Air | 2009 | Permanent | 24.2885 | 54.6405 | Nokia | Outdoor | Site Sharing | ETC Site Share | Outdoor Site Sharing-Etisalat Owned | SS Opex | Etisalat_Opex | 2G+3G+4G+5G | AirScale | LTE-4CC |  | U900 F1-U900 F2-U2100 F2 | L800+L1800-F1+L1800-F2+L2100 | 2cc | 2046100 | 35 |  |  | n78 | 3 | 3 | [32 empty] | MW | 0 | 40 | Monopole | sharing site/ from data base
AUH2392 | Site 7014 | AUH | AUH2392 | AUH2392 | AUHL2392 | AUHNR2392 | On Air | On Air | On Air | On Air | 2009 | Permanent | 24.3584 | 54.6168 | Nokia | Outdoor | EITC Passive Infrastructure | Greenfield | Outdoor Green field-du Owned | Du Solo | Monopole | 2G+3G+4G+5G | AirScale | LTE-3CC |  | U900 F1-U900 F2-U2100 F2 | L800+L1800-F1+L1800-F2 | 2cc | 2004500 | 38 |  |  | n78 | 7 | 3 | [32 empty] | IIB | AUH-2392-PREAGG-SR7-1 | 40 | #N/A | from data base
AUH2398 | Site 7015 | AUH | AUH2398 | AUH2398 | AUHL2398 | AUHNR2398 | On Air | On Air | On Air | On Air | 2009 | Permanent | 24.2975 | 54.6287 | Nokia | Outdoor | EITC Passive Infrastructure | Greenfield | Outdoor Green field-du Owned | DU Solo | Monopole | 2G+3G+4G+5G | AirScale | LTE-4CC | 4T4R | U900 F1-U900 F2-U2100 F2 | L800+L1800-F1+L1800-F2+L2100 | 2cc | 2046100 | 28 |  |  | n78 | 3 | 3 | [32 empty] | IIB | AUH-2398-CSG-IXR-E-1 | 30 | #N/A | from data base
AUH2404 | Site 7016 | AUH | AUH2404 | AUH2404 | AUHL2404 | AUHNR2404 | Locked | On Air | On Air | On Air | 2009 | Permanent | 24.2393 | 54.7183 | Nokia | Outdoor | Site Sharing | ETC Site Share | Outdoor Site Sharing-Etisalat Owned | SS Opex | Etisalat_Opex | 2G+3G+4G+5G | AirScale | LTE-4CC |  | U900 F1-U900 F2-U2100 F2 | L800+L1800-F1+L1800-F2+L2100 | 1cc | 2045400 | 35 |  |  | n41 | 3 | 3 | [32 empty] | IIB | AUH-2404-CSG-SAR-X-1 | 40 | Monopole | sharing site/ from data base
AUH2399 | Site 7017 | AUH | AUH2399 | AUH2399 | AUHL2399 | AUHNR2399 | Locked | On Air | On Air | On Air | 2009 | Permanent | 24.3097 | 54.6417 | Nokia | Outdoor | EITC Passive Infrastructure | Greenfield | Outdoor Green field-du Owned | DU Solo | Monopole | 2G+3G+4G+5G | AirScale | LTE-4CC |  | U900 F1-U900 F2-U2100 F2 | L800+L1800-F1+L1800-F2+L2100 | 2cc | 2046100 | 29 |  |  | n78 | 3 | 3 | [32 empty] | IIB | AUH-2399-CSG-SAR-8-1 | 30 | #N/A | from data base
AUH2406 | Site 7018 | AUH | AUH2406 | AUH2406 | AUHL2406 |  | On Air | On Air | On Air |  | 2012-11-29 | Permanent | 24.224 | 54.6598 | Nokia | Outdoor | Site Sharing | ETC Site Share | Outdoor Site Sharing-Etisalat Owned | SS Opex | Etisalat_Opex | 2G+3G+4G | AirScale | LTE-4CC |  | U900 F1-U900 F2-U2100 F2 | L800+L1800-F1+L1800-F2+L2100 |  | 2047502 | 25 |  |  |  | 3 | [33 empty] | IIB | AUH-2406-CSG-ASR920-LD-1 | 25 | LatticeTower | sharing site/ from data base
AUH2407 | Site 7019 | AUH | AUH2407 | AUH2407 | AUHL2407 | AUHNR2407 | Locked | On Air | On Air | On Air | 2009 | Permanent | 24.1996 | 54.8559 | Nokia | Outdoor | Site Sharing | ETC Site Share | Outdoor Site Sharing-Etisalat Owned | SS Opex | Etisalat_Opex | 2G+3G+4G+5G | AirScale | LTE-5CC | 4T4R | U900 F1-U900 F2-U2100 F2 | L800+L1800-F1+L1800-F2+L2100+L700 | 1cc | 2047502 | 40 |  |  | n41 | 3 | 3 | [32 empty] | IIB | AUH-2407-CSG-SAR-X-1 | 90 | LatticeTower | sharing site/ from data base
AUH2402 | Site 7020 | AUH | AUH2402 | AUH2402 | AUHL2402 | AUHNR2402 | On Air | On Air | On Air | On Air | 2010-11-08 | Permanent | 24.2483 | 54.6324 | Nokia | Outdoor | EITC Passive Infrastructure | Greenfield | Outdoor Green field-du Owned | Du Solo | Monopole | 2G+3G+4G+5G | AirScale | LTE-4CC | 4T4R | U900 F1-U900 F2-U2100 F2 | L800+L1800-F1+L1800-F2+L2100 | 2cc | 2047502 | 40 |  |  | n78 | 3 | 3 | [32 empty] | IIB | AUH-2402-PREAGG-SR7-1 | 40 | #N/A | from data base
AUH2409 | Site 7021 | AUH | AUH2409 | AUH2409 | AUHL2409 | AUHNR2409 | On Air | On Air | On Air | On Air | 2009 | Permanent | 24.3587 | 54.656 | Nokia | Outdoor | Site Sharing | ETC Site Share | Outdoor Site Sharing-Etisalat Owned | SS Opex | Etisalat_Opex | 2G+3G+4G+5G | AirScale | LTE-3CC |  | U900 F1-U900 F2-U2100 F2 | L800+L1800-F1+L1800-F2 | 2cc | 2046400 | 25 |  |  | n78 | 3 | 3 | [32 empty] | IIB | AUH-2409-CSG-IXR-E-1 | 30 | Monopole | sharing site/ from data base
AUH2403 | Site 7022 | AUH | AUH2403 | AUH2403 | AUHL2403 | AUHNR2403 | On Air | On Air | On Air | On Air | 2009 | Permanent | 24.2637 | 54.674 | Nokia | Outdoor | EITC Passive Infrastructure | Greenfield | Outdoor Green field-du Owned | DU Solo | Monopole | 2G+3G+4G+5G | AirScale | LTE |  | U900 F1-U900 F2-U2100 F2 | L1800-F1 | 2cc | 2047501 | 36.5 |  |  | n78 | 3 | 3 | [32 empty] | IIB | AUH-2403-CSG-ASR920-LD-1 | 40 | #N/A | from data base
AUH2405 | Site 7023 | AUH | AUH2405 | AUH2405 | AUHL2405 | AUHNR2405 | On Air | On Air | On Air | On Air | 2010-11-29 | Permanent | 24.2417 | 54.6916 | Nokia | Outdoor | EITC Passive Infrastructure | Greenfield | Outdoor Green field-du Owned | DU Solo | Monopole | 2G+3G+4G+5G | AirScale | LTE-3CC |  | U900 F1-U900 F2-U2100 F2 | L800+L1800-F1+L1800-F2 | 1cc | 2047502 | 38 |  |  | n41 | 3 | 3 | [32 empty] | IIB | AUH-1405-PREAGG-SR7-1 | 40 | #N/A | from data base
AUH2408 | Site 7024 | AUH | AUH2408 | AUH2408 | AUHL2408 | AUHNR2408 | On Air | On Air | On Air | On Air | 2009 | Permanent | 24.4054 | 54.565 | Nokia | Outdoor | EITC Passive Infrastructure | Greenfield | Outdoor Green field-du Owned | DU Solo | Monopole | 2G+3G+4G+5G | AirScale | LTE-4CC | 4T4R | U900 F1-U900 F2-U2100 F2 | L800+L1800-F1+L1800-F2+L2100 | 2cc | 2042600 | 36.5 |  |  | n78 | 3 | 3 | [32 empty] | IIB | AUH-2408-CSG-SAR-X-1 | 40 | #N/A | from data base
AUH2410 | Site 7025 | AUH | AUH2410 | AUH2410 | AUHL2410 | AUHNR2410 | Locked | On Air | On Air | On Air | 2009 | Permanent | 24.455 | 54.6205 | Nokia | Outdoor | EITC Passive Infrastructure | Greenfield | Outdoor Green field-du Owned | Du Solo | Monopole | 2G+3G+4G+5G | AirScale | LTE-3CC |  | U900 F1-U900 F2-U2100 F2 | L800+L1800-F1+L1800-F2 | 2cc | 2042400 | 38 |  |  | n78 | 6 | 3 | [32 empty] | IIB | AUH-2410-PREAGG-SR7-1 | 40 | #N/A | from data base
AUH2411 | Site 7026 | AUH | AUH2411 | AUH2411 | AUHL2411 | AUHNR2411 | On Air | On Air | On Air | On Air | 2012-09-30 | Permanent | 24.3226 | 54.8396 | Nokia | Outdoor | EITC Passive Infrastructure | Greenfield | Outdoor Green field-du Owned | Du Solo | Lattice Tower | 2G+3G+4G+5G | AirScale | LTE-4CC |  | U900 F1-U900 F2-U2100 F2 | L800+L1800-F1+L1800-F2+L2100 | 1cc | 2436000 | 58 |  |  | n41 | 3 | 3 | [32 empty] | IIB | AUH-2411-CSG-IXR-E-1 | 60 | #N/A | from data base
AUH2412 | Site 7027 | AUH | AUH2412 | AUH2412 | AUHL2412 | AUHNR2412 | On Air | On Air | On Air | On Air | 2009 | Permanent | 24.3524 | 54.627 | Nokia | Outdoor | EITC Passive Infrastructure | Greenfield | Outdoor Green field-du Owned | DU Solo | Monopole | 2G+3G+4G+5G | AirScale | LTE-3CC |  | U900 F1-U900 F2-U2100 F2 | L800+L1800-F1+L1800-F2 | 2cc | 2004500 | 38 |  |  | n78 | 4 | 3 | [32 empty] | IIB | AUH-2412-CSG-IXR-E-1 | 40 | #N/A | from data base
AUH2413 | Site 7028 | AUH | AUH2413 | AUH2413 | AUHL2413 | AUHNR2413 | On Air | On Air | On Air | On Air | 2010-11-11 | Permanent | 24.3659 | 54.633 | Nokia | Outdoor | EITC Passive Infrastructure | Greenfield | Outdoor Green field-du Owned | Du Solo | RDU | 2G+3G+4G+5G | AirScale | LTE-2CC |  | U900 F1-U900 F2-U2100 F2 | L800+L1800-F1 | 2cc | 2004500 | 28 |  |  | n78 | 3 | 3 | [32 empty] | IIB | AUH-2413-CSG-SAR-X-1 | 30 | #N/A | from data base
AUH2414 | Site 7029 | AUH | AUH2414 | AUH2414 | AUHL2414 | AUHNR2414 | On Air | On Air | On Air | On Air | 2009 | Permanent | 24.37 | 54.6601 | Nokia | Outdoor | EITC Passive Infrastructure | Greenfield | Outdoor Green field-du Owned | DU Solo | Monopole | 2G+3G+4G+5G | AirScale | LTE-4CC |  | U900 F1-U900 F2-U2100 F2 | L800+L1800-F1+L1800-F2+L2100 | 2cc | 2046400 | 40 |  |  | n78 | 3 | 3 | [32 empty] | IIB | AUH-2414-CSG-IXR-E-1 | 40 | #N/A | from data base
AUH2415 | Site 7030 | AUH | AUH2415 | AUH2415 | AUHL2415 | AUHNR2415 | On Air | On Air | On Air | On Air | 2009 | Permanent | 24.3751 | 54.641 | Nokia | Outdoor | EITC Passive Infrastructure | Greenfield | Outdoor Green field-du Owned | Du Solo | Monopole | 2G+3G+4G+5G | AirScale | LTE-3CC |  | U900 F1-U900 F2-U2100 F2 | L800+L1800-F1+L1800-F2 | 2cc | 2004500 | 39 |  |  | n78 | 7 | 3 | [32 empty] | OSN/IIB | OptiX OSN 3500 + AUH-1415-CSG-SAR-8-1 | 40 | #N/A | from data base
AUH2419 | Site 7031 | AUH | AUH2419 | AUH2419 | AUHL2419 | AUHNR2419 | On Air | On Air | On Air | On Air | 2010-10-07 | Permanent | 24.4067 | 54.6818 | Nokia | Outdoor | Site Sharing | ETC Site Share | Outdoor Site Sharing-Etisalat Owned | SS Opex | Etisalat_Opex | 2G+3G+4G+5G | AirScale | LTE-4CC |  | U900 F1-U900 F2-U2100 F2 | L800+L1800-F1+L1800-F2+L2100 | 2cc | 2046500 | 28.5 |  |  | n78 | 3 | 3 | [32 empty] | IIB | AUH-2419-CSG-SAR-X-1 | 30 | Monopole | sharing site/ from data base
AUH2416 | Site 7032 | AUH | AUH2416 | AUH2416 | AUHL2416 | AUHNR2416 | Locked | On Air | On Air | On Air | 2009 | Permanent | 24.384 | 54.6387 | Nokia | Outdoor | EITC Passive Infrastructure | Greenfield | Outdoor Green field-du Owned | Du Solo | Lattice Tower | 2G+3G+4G+5G | AirScale | LTE-4CC |  | U900 F1-U900 F2-U2100 F2 | L800+L1800-F1+L1800-F2+L2100 | 2cc | 2004500 | 38 |  |  | n78 | 9 | 3 | [32 empty] | IIB | AUH-1416-AGGR-SR12e-1 + AUH-1416-AGGR-SR12e-2 | 40 | #N/A | from data base
AUH2417 | Site 7033 | AUH | AUH2417 | AUH2417 | AUHL2417 | AUHNR2417 | On Air | On Air | On Air | On Air | 2009 | Permanent | 24.3847 | 54.6514 | Nokia | Outdoor | EITC Passive Infrastructure | Greenfield | Outdoor Green field-du Owned | DU Solo | Monopole | 2G+3G+4G+5G | AirScale | LTE-4CC |  | U900 F1-U900 F2-U2100 F2 | L800+L1800-F1+L1800-F2+L2100 | 2cc | 2004500 | 38 |  |  | n78 | 3 | 3 | [32 empty] | IIB | AUH-1417-PREAGG-SR7-1 | 40 | #N/A | from data base
AUH2418 | Site 7034 | AUH | AUH2418 | AUH2418 | AUHL2418 | AUHNR2418 | On Air | On Air | On Air | On Air | 2009 | Permanent | 24.3957 | 54.6556 | Nokia | Outdoor | EITC Passive Infrastructure | Greenfield | Outdoor Green field-du Owned | DU Solo | Monopole | 2G+3G+4G+5G | AirScale | LTE-4CC |  | U900 F1-U900 F2-U2100 F2 | L800+L1800-F1+L1800-F2+L2100 | 2cc | 2004500 | 38.5 |  |  | n78 | 3 | 3 | [32 empty] | OSN/IIB | AUH-2418-CSG-SAR-X-1 | 40 | #N/A | from data base
AUH2420 | Site 7035 | AUH | AUH2420 | AUH2420 | AUHL2420 | AUHNR2420 | On Air | On Air | On Air | On Air | 2009 | Permanent | 24.3833 | 54.6917 | Nokia | Outdoor | EITC Passive Infrastructure | Greenfield | Outdoor Green field-du Owned | Du Solo | Monopole | 2G+3G+4G+5G | AirScale | LTE-3CC | 4T4R | U900 F1-U900 F2-U2100 F2 | L800+L1800-F1+L1800-F2 | 2cc | 2046500 | 37 |  |  | n78 | 7 | 3 | [32 empty] | IIB | AUH-2420-SCSG-SR7B-1 | 40 | #N/A | from data base
AUH2424 | Site 7036 | AUH | AUH2424 | AUH2424 | AUHL2424 | AUHNR2424 | On Air | On Air | On Air | On Air | 2009 | Permanent | 24.3852 | 54.7407 | Nokia | Outdoor | Site Sharing | ETC Site Share | Outdoor Site Sharing-Etisalat Owned | SS Opex | Etisalat_Opex | 2G+3G+4G+5G | AirScale | LTE-4CC |  | U900 F1-U900 F2-U2100 F2 | L800+L1800-F1+L1800-F2+L2100 | 2cc | 2046900 | 28 |  |  | n78 | 4 | 3 | [32 empty] | IIB | AUH-2424-CSG-ASR920-LD-1 | 35 | 35m Mp | sharing site/ from data base
AUH2421 | Site 7037 | AUH |  | AUH2421 | AUHL2421 | AUHNR2421 |  | On Air | On Air | On Air | 2009 | Permanent | 24.3763 | 54.7004 | Nokia | Outdoor | EITC Passive Infrastructure | Greenfield | Outdoor Green field-du Owned | DU Solo | Monopole | 3G+4G+5G | AirScale | LTE-4CC |  | U900 F1-U900 F2-U2100 F2 | L800+L1800-F1+L1800-F2+L2100 | 2cc | 2046500 | 30 |  |  | n78 | 6 | 3 | [32 empty] | IIB | AUH-2421-CSG-SAR-X-1 | 30 | #N/A | from data base
AUH2422 | Site 7038 | AUH | AUH2422 | AUH2422 | AUHL2422 | AUHNR2422 | On Air | On Air | On Air | On Air | 2009 | Permanent | 24.3605 | 54.7074 | Nokia | Outdoor | EITC Passive Infrastructure | Greenfield | Outdoor Green field-du Owned | DU Solo | Monopole | 2G+3G+4G+5G | AirScale | LTE-3CC |  | U900 F1-U900 F2-U2100 F2 | L800+L1800-F1+L1800-F2 | 2cc | 2046500 | 36.5 |  |  | n78 | 3 | 3 | [32 empty] | IIB | AUH-2422-CSG-SAR-X-1 | 40 | #N/A | from data base
AUH2423 | Site 7039 | AUH | AUH2423 | AUH2423 | AUHL2423 | AUHNR2423 | On Air | On Air | On Air | On Air | 2010-11-18 | Permanent | 24.3759 | 54.7213 | Nokia | Outdoor | EITC Passive Infrastructure | Greenfield | Outdoor Green field-du Owned | DU Solo | Monopole | 2G+3G+4G+5G | AirScale | LTE-4CC |  | U900 F1-U900 F2-U2100 F2 | L800+L1800-F1+L1800-F2+L2100 | 2cc | 2046500 | 29 |  |  | n78 | 4 | 3 | [32 empty] | IIB | AUH-2423-CSG-SAR-8-1 | 30 | #N/A | from data base
AUH2425 | Site 7040 | AUH |  | AUH2425 | AUHL2425 | AUHNR2425 |  | On Air | On Air | On Air | 2009 | Permanent | 24.4083 | 54.7309 | Nokia | Outdoor | EITC Passive Infrastructure | Greenfield | Outdoor Green field-du Owned | DU Solo | Monopole | 3G+4G+5G | AirScale | LTE-4CC |  | U900 F1-U900 F2-U2100 F2 | L800+L1800-F1+L1800-F2+L2100 | 2cc | 2046500 | 28 |  |  | n78 | 6 | 3 | [32 empty] | IIB | AUH-2425-CSG-IXR-E-1 | 30 | #N/A | from data base
AUH2426 | Site 7041 | AUH | AUH2426 | AUH2426 | AUHL2426 | AUHNR2426 | On Air | On Air | On Air | On Air | 2009 | Permanent | 24.4188 | 54.7167 | Nokia | Outdoor | EITC Passive Infrastructure | Greenfield | Outdoor Green field-du Owned | Du Solo | Monopole | 2G+3G+4G+5G | AirScale | LTE-2CC |  | U900 F1-U900 F2-U2100 F2 | L800+L1800-F1 | 2cc | 2043100 | 36.5 |  |  | n78 | 3 | 3 | [32 empty] | IIB | AUH-1426-PREAGG-SR7-1 | 40 | #N/A | from data base
AUH2427 | Site 7042 | AUH | AUH2427 | AUH2427 | AUHL2427 | AUHNR2427 | On Air | On Air | On Air | On Air | 2009 | Permanent | 24.4213 | 54.7363 | Nokia | Outdoor | EITC Passive Infrastructure | Greenfield | Outdoor Green field-du Owned | Du Solo | Monopole | 2G+3G+4G+5G | AirScale | LTE-3CC |  | U900 F1-U900 F2-U2100 F2 | L800+L1800-F1+L1800-F2 | 2cc | 2043100 | 28.5 |  |  | n78 | 4 | 3 | [32 empty] | IIB | AUH-2427-PREAGG-SR7-1 | 30 | #N/A | from data base
AUH2432 | Site 7043 | AUH | AUH2432 | AUH2432 | AUHL2432 |  | On Air | On Air | On Air |  | 2014-10-21 | Permanent | 24.5307 | 54.851 | Nokia/Huawei | Outdoor | Site Sharing | ETC Site Share | Outdoor Site Sharing-Etisalat Owned | SS Opex | Etisalat_Opex | 2G+3G+4G | BTS3900/Flexi 2G | LTE |  | U2100 F2 | L800 |  | 2043200 | 30 |  |  |  | 3 | [33 empty] | MW | 0 | 30 | Monopole | sharing site/ from data base
AUH2428 | Site 7044 | AUH | AUH2428 | AUH2428 | AUHL2428 | AUHNR2428 | On Air | On Air | On Air | On Air | 2009 | Permanent | 24.4266 | 54.7487 | Nokia | Outdoor | EITC Passive Infrastructure | Greenfield | Outdoor Green field-du Owned | DU Solo | Monopole | 2G+3G+4G+5G | AirScale | LTE-3CC |  | U900 F1-U900 F2-U2100 F2 | L800+L1800-F1+L1800-F2 | 2cc | 2043100 | 38 |  |  | n78 | 4 | 3 | [32 empty] | IIB | AUH-2428-CSG-SAR-X-1 | 40 | #N/A | from data base
AUH2430 | Site 7045 | AUH | AUH2430 | AUH2430 | AUHL2430 | AUHNR2430 | On Air | On Air | On Air | On Air | 2012-10-24 | Permanent | 24.5025 | 54.9025 | Nokia | Outdoor | EITC Passive Infrastructure | Greenfield | Outdoor Green field-du Owned | Du Solo | Monopole | 2G+3G+4G+5G | BTS3900/Flexi 2G | LTE-3CC |  | U900 F1-U900 F2-U2100 F2 | L800+L1800-F1+L1800-F2 | 1cc | 2043200 | 38.5 |  |  | n41 | 3 | 3 | [32 empty] | IIB | AUH-2430-CSG-IXR-E-1 | 40 | #N/A | from data base
AUH2431 | Site 7046 | AUH | AUH2431 | AUH2431 | AUHL2431 |  | On Air | On Air | On Air |  | 2012-11-01 | Permanent | 24.5282 | 54.9056 | Nokia | Outdoor | EITC Passive Infrastructure | Greenfield | Outdoor Green field-du Owned | Du Solo | Monopole | 2G+3G+4G | BTS3900/Flexi 2G | LTE-2CC |  | U900 F1-U900 F2-U2100 F2 | L800+L1800-F1 |  | 2043200 | 38.5 |  |  |  | 3 | [33 empty] | IIB | AUH-2431-CSG-IXR-E-1 | 40 | #N/A | from data base
AUH2436 | Site 7047 | AUH | AUH2436 | AUH2436 | AUHL2436 | AUHNR2436 | On Air | On Air | On Air | On Air | 2010-12-19 | Permanent | 24.5451 | 54.6835 | Nokia | Outdoor | Site Sharing | ETC Site Share | Outdoor Site Sharing-Etisalat Owned | SS Opex | Etisalat_Opex | 2G+3G+4G+5G | AirScale | LTE-4CC |  | U900 F1-U900 F2-U2100 F2 | L800+L1800-F1+L1800-F2+L2100 | 1cc | 2047000 | 35 |  |  | n41 | 3 | 3 | [32 empty] | IIB | AUH-2436-CSG-IXR-E-1 | 40 | Monopole | sharing site/ from data base
AUH2433 | Site 7048 | AUH | AUH2433 | AUH2433 | AUHL2433 | AUHNR2433 | On Air | On Air | On Air | On Air | 2009 | Permanent | 24.5568 | 54.69 | Nokia | Outdoor | EITC Passive Infrastructure | Greenfield | Outdoor Green field-du Owned | DU Solo | Monopole | 2G+3G+4G+5G | AirScale | LTE-4CC | 4T4R | U900 F1-U900 F2-U2100 F2 | L800+L1800-F1+L1800-F2+L2100 | 1cc | 2047000 | 38 |  |  | n41 | 9 | 3 | [32 empty] | IIB | AUH-2433-PREAGG-SR7-1 | 40 | #N/A | from data base
AUH2438 | Site 7049 | AUH | AUH2438 | AUH2438 | AUHL2438 | AUHNR2438 | On Air | On Air | On Air | On Air | 2010-10-17 | Permanent | 24.5493 | 54.634 | Nokia | Outdoor | Site Sharing | ETC Site Share | Outdoor Site Sharing-Etisalat Owned | SS Opex | Etisalat_Opex | 2G+3G+4G+5G | AirScale | LTE-3CC |  | U900 F1-U900 F2-U2100 F2 | L800+L1800-F1+L1800-F2 | 1cc | 2044200 | 30 |  |  | n41 | 3 | 3 | [32 empty] | IIB | AUH-2438-CSG-IXR-E-1 | 35 | 35m Mp | sharing site/ from data base
AUH2434 | Site 7050 | AUH | AUH2434 | AUH2434 | AUHL2434 | AUHNR2434 | On Air | On Air | On Air | On Air | 2012-10-24 | Permanent | 24.5177 | 54.7929 | Nokia | Outdoor | EITC Passive Infrastructure | Greenfield | Outdoor Green field-du Owned | Du Solo | Monopole | 2G+3G+4G+5G | BTS3900/Flexi 2G | LTE-3CC |  | U900 F1-U900 F2-U2100 F2 | L800+L1800-F1+L1800-F2 | 1cc | 2043200 | 38.5 |  |  | n41 | 3 | 3 | [32 empty] | IIB | AUH-2434-CSG-SAR-8-1 | 40 | #N/A | from data base
AUH2435 | Site 7051 | AUH | AUH2435 | AUH2435 | AUHL2435 | AUHNR2435 | On Air | On Air | On Air | On Air | 2012-11-03 | Permanent | 24.551 | 54.784 | Nokia | Outdoor | EITC Passive Infrastructure | Greenfield | Outdoor Green field-du Owned | Du Solo | Monopole | 2G+3G+4G+5G | BTS3900/Flexi 2G | LTE-3CC |  | U900 F1-U900 F2-U2100 F2 | L800+L1800-F1+L1800-F2 | 1cc | 2043200 | 38.5 |  |  | n41 | 4 | 3 | [32 empty] | IIB | AUH-2435-CSG-IXR-E-1 | 40 | #N/A | from data base
AUH2443 | Site 7052 | AUH |  | AUH2443 | AUHL2443 | AUHNR2443 |  | On air | On Air | On Air | 2023 | Permanent | 24.5133 | 54.3718 | Nokia | Outdoor | EITC Passive Infrastructure | Greenfield | Outdoor Taawn-du Lead | Du Capex | Du Capex | 3G+4G+5G | AirScale | LTE-4CC |  | U900 F1-U900 F2 | L800+L1800-F1+L1800-F2+L2100 | 2cc | 2500001 | 40 |  |  | n78 | 3 | 3 | [32 empty] | MW | 0
AUH2437 | Site 7053 | AUH | AUH2437 | AUH2437 | AUHL2437 | AUHNR2437 | On Air | On Air | On Air | On Air | 2009 | Permanent | 24.5218 | 54.6808 | Nokia | Outdoor | EITC Passive Infrastructure | Greenfield | Outdoor Green field-du Owned | Du Solo | Monopole | 2G+3G+4G+5G | AirScale | LTE-3CC |  | U900 F1-U900 F2-U2100 F2 | L800+L1800-F1+L1800-F2 | 1cc | 2047000 | 38 |  |  | n41 | 3 | 3 | [32 empty] | IIB | AUH-1437-PREAGG-SR7-1 | 40 | #N/A | from data base
AUH2439 | Site 7054 | AUH | AUH2439 | AUH2439 | AUHL2439 | AUHNR2439 | On Air | On Air | On Air | On Air | 2010-12-20 | Permanent | 24.4954 | 54.6503 | Nokia | Outdoor | EITC Passive Infrastructure | Greenfield | Outdoor Green field-du Owned | Du Solo | Monopole | 2G+3G+4G+5G | AirScale | LTE-4CC | 4T4R | U900 F1-U900 F2-U2100 F2 | L800+L1800-F1+L1800-F2+L2100 | 1cc | 2042400 | 38 |  |  | n41 | 6 | 3 | [32 empty] | IIB | Passive Ifiber om AUH-1437-PREAGG-SR7-1 | 40 | #N/A | from data base
AUH2441 | Site 7055 | AUH | AUH2441 | AUH2441 | AUHL2441 | AUHNR2441 | On Air | On Air | On Air | On Air | 2009 | Permanent | 24.4341 | 54.5988 | Nokia | Outdoor | EITC Passive Infrastructure | Greenfield | Outdoor Green field-du Owned | Du Solo | Monopole | 2G+3G+4G+5G | AirScale | LTE-4CC |  | U900 F1-U900 F2-U2100 F2 | L800+L1800-F1+L1800-F2+L2100 | 2cc | 2042600 | 40 |  |  | n78 | 6 | 3 | [32 empty] | MW | 0 | 40 | #N/A | from data base
AUH2444 | Site 7056 | AUH | AUH2444 | AUH2444 | AUHL2444 | AUHNR2444 | On Air | On Air | On Air | On Air | 2009 | Permanent | 24.428 | 54.5673 | Nokia | Outdoor | EITC Passive Infrastructure | Greenfield | Outdoor Green field-du Owned | Du Solo | Monopole | 2G+3G+4G+5G | AirScale | LTE-3CC |  | U900 F1-U900 F2-U2100 F2 | L800+L1800-F1+L1800-F2 | 2cc | 2042600 | 28.5 |  |  | n78 | 3 | 3 | [32 empty] | IIB | AUH-2444-CSG-IXR-E-1 | 30 | #N/A | from data base
AUH2445 | Site 7057 | AUH | AUH2445 | AUH2445 | AUHL2445 | AUHNR2445 | On Air | On Air | On Air | On Air | 2009 | Permanent | 24.4146 | 54.6033 | Nokia | Outdoor | EITC Passive Infrastructure | Greenfield | Outdoor Green field-du Owned | Du Solo | Lattice Tower | 2G+3G+4G+5G | AirScale | LTE-2CC |  | U900 F1-U900 F2-U2100 F2 | L800+L1800-F1 | 2cc | 2042600 | 28 |  |  | n78 | 3 | 3 | [32 empty] | MW | 0 | 30 | #N/A | from data base
AUH2446 | Site 7058 | AUH | AUH2446 | AUH2446 | AUHL2446 | AUHNR2446 | On Air | On Air | On Air | On Air | 2009 | Permanent | 24.4257 | 54.606 | Nokia | Outdoor | EITC Passive Infrastructure | Greenfield | Outdoor Green field-du Owned | Du Solo | Monopole | 2G+3G+4G+5G | AirScale | LTE-4CC |  | U900 F1-U900 F2-U2100 F2 | L800+L1800-F1+L1800-F2+L2100 | 2cc | 2042600 | 36.5 |  |  | n78 | 9 | 3 | [32 empty] | IIB | AUH-2446-CSG-IXR-E-1 | 40 | #N/A | from data base
AUH2447 | Site 7059 | AUH | AUH2447 | AUH2447 | AUHL2447 | AUHNR2447 | On Air | On Air | On Air | On Air | 2009 | Permanent | 24.4275 | 54.594 | Nokia | Outdoor | EITC Passive Infrastructure | Greenfield | Outdoor Green field-du Owned | Du Solo | Monopole | 2G+3G+4G+5G | AirScale | LTE-3CC |  | U900 F1-U900 F2-U2100 F2 | L800+L1800-F1+L1800-F2 | 2cc | 2042600 | 28 |  |  | n78 | 9 | 3 | [32 empty] | IIB | AUH-2447-CSG-IXR-E-1 | 30 | #N/A | from data base
AUH2451 | Site 7060 | AUH | AUH2451 | AUH2451 | AUHL2451 | AUHNR2451 | On Air | On Air | On Air | On Air | 2010-12-29 | Permanent | 24.4268 | 54.552 | Nokia | Outdoor | Site Sharing | ETC Site Share | Outdoor Site Sharing-Etisalat Owned | SS Opex | Etisalat_Opex | 2G+3G+4G+5G | AirScale | LTE-3CC |  | U900 F1-U900 F2-U2100 F2 | L800+L1800-F1+L1800-F2 | 2cc | 2042600 | 35 |  |  | n78 | 3 | 3 | [32 empty] | MW | 0 | 40 | Monopole | sharing site/ from data base
AUH2448 | Site 7061 | AUH | AUH2448 | AUH2448 | AUHL2448 | AUHNR2448 | On Air | On Air | On Air | On Air | 2009 | Permanent | 24.4194 | 54.5783 | Nokia | Outdoor | EITC Passive Infrastructure | Greenfield | Outdoor Green field-du Owned | Du Solo | Monopole | 2G+3G+4G+5G | AirScale | LTE-4CC |  | U900 F1-U900 F2-U2100 F2 | L800+L1800-F1+L1800-F2+L2100 | 2cc | 2042600 | 40 |  |  | n78 | 6 | 3 | [32 empty] | IIB | AUH-2448-CSG-IXR-E-1 | 40 | #N/A | from data base
AUH2449 | Site 7062 | AUH | AUH2449 | AUH2449 | AUHL2449 | AUHNR2449 | On Air | On Air | On Air | On Air | 2009 | Permanent | 24.4205 | 54.5943 | Nokia | Outdoor | EITC Passive Infrastructure | Greenfield | Outdoor Green field-du Owned | DU Solo | Monopole | 2G+3G+4G+5G | AirScale | LTE-4CC |  | U900 F1-U900 F2-U2100 F2 | L800+L1800-F1+L1800-F2+L2100 | 2cc | 2042600 | 36.5 |  |  | n78 | 3 | 3 | [32 empty] | IIB | AUH-2449-CSG-ASR920-LD-1 | 40 | #N/A | from data base
AUH2450 | Site 7063 | AUH | AUH2450 | AUH2450 | AUHL2450 | AUHNR2450 | On Air | On Air | On Air | On Air | 2009 | Permanent | 24.4105 | 54.5832 | Nokia | Outdoor | EITC Passive Infrastructure | Greenfield | Outdoor Green field-du Owned | DU Solo | Monopole | 2G+3G+4G+5G | AirScale | LTE-4CC |  | U900 F1-U900 F2-U2100 F2 | L800+L1800-F1+L1800-F2+L2100 | 2cc | 2042600 | 36 |  |  | n78 | 4 | 3 | [32 empty] | IIB | AUH-2450-CSG-SAR-X-1 | 40 | #N/A | from data base
AUH2457 | Site 7064 | AUH | AUH2457 | AUH2457 | AUHL2457 | AUHNR2457 | On Air | On Air | On Air | On Air | 2009 | Permanent | 24.6542 | 54.7591 | Nokia | Outdoor | Site Sharing | ETC Site Share | Outdoor Site Sharing-Etisalat Owned | SS Opex | Etisalat_Opex | 2G+3G+4G+5G | BTS3900/Flexi 2G | LTE-3CC | 4T4R | U900 F1-U900 F2-U2100 F2 | L800+L1800-F1+L1800-F2 | 1cc | 2004700 | 30 |  |  | n41 | 3 | 3 | [32 empty] | IIB | AUH-2457-CSG-IXR-E-1 | 40 | Monopole | sharing site/ from data base
AUH2452 | Site 7065 | AUH | AUH2452 | AUH2452 | AUHL2452 | AUHNR2452 | On Air | On Air | On Air | On Air | 2009 | Permanent | 24.4128 | 54.5543 | Nokia | Outdoor | EITC Passive Infrastructure | Greenfield | Outdoor Green field-du Owned | DU Solo | Lattice Tower | 2G+3G+4G+5G | AirScale | LTE-4CC |  | U900 F1-U900 F2-U2100 F2 | L800+L1800-F1+L1800-F2+L2100 | 2cc | 2042600 | 28 |  |  | n78 | 4 | 3 | [32 empty] | IIB | AUH-2452-CSG-IXR-E-1 | 30 | #N/A | from data base
AUH2453 | Site 7066 | AUH | AUH2453 | AUH2453 | AUHL2453 | AUHNR2453 | On Air | On Air | On Air | On Air | 2010-10-30 | Permanent | 24.6353 | 54.6794 | Nokia | Outdoor | EITC Passive Infrastructure | Greenfield | Outdoor Green field-du Owned | Du Solo | Monopole | 2G+3G+4G+5G | BTS3900/Ultra 2G | LTE-4CC |  | U900 F1-U900 F2-U2100 F2 | L800+L1800-F1+L1800-F2+L2100 | 1cc | 2043000 | 28 |  |  | n41 | 3 | 3 | [32 empty] | IIB | AUH-2453-CSG-SAR-8-1 | 30 | #N/A | from data base
AUH2461 | Site 7067 | AUH | AUH2461 | AUH2461 | AUHL2461 |  | On Air | On Air | On Air |  | 2009 | Permanent | 24.7498 | 54.6912 | Nokia | Outdoor | Site Sharing | ETC Site Share | Outdoor Site Sharing-Etisalat Owned | SS Opex | Etisalat_Opex | 2G+3G+4G | BTS3900/Flexi 2G | LTE-4CC | 4T4R | U900 F1-U900 F2-U2100 F2 | L800+L1800-F1+L1800-F2+L2100 |  | 2120200 | 43 |  |  |  | 6 | [33 empty] | IIB | AUH-2461-CSG-IXR-E-1 | 120 | LatticeTower | sharing site/ from data base
AUH2455 | Site 7068 | AUH | AUH2455 | AUH2455 | AUHL2455 | AUHNR2455 | On Air | On Air | On Air | On Air | 2009 | Permanent | 24.6335 | 54.7218 | Nokia | Outdoor | EITC Passive Infrastructure | Greenfield | Outdoor Green field-du Owned | Du Solo | Monopole | 2G+3G+4G+5G | BTS3900/Ultra 2G | LTE-4CC |  | U900 F1-U900 F2-U2100 F2 | L800+L1800-F1+L1800-F2+L2100 | 1cc | 2004100 | 40 |  |  | n41 | 3 | 3 | [32 empty] | IIB | AUH-2455-CSG-SAR-8-1 | 40 | #N/A | from data base
AUH2458 | Site 7069 | AUH |  | AUH2458 | AUHL2458 | AUHNR2458 |  | On Air | On Air | On Air | 2009 | Permanent | 24.6665 | 54.7647 | Nokia | Outdoor | EITC Passive Infrastructure | Greenfield | Outdoor Green field-du Owned | DU Solo | Monopole | 3G+4G+5G | BTS3900 | LTE-2CC |  | U900 F1-U900 F2-U2100 F2 | L800+L1800-F1 | 1cc | 2004700 | 35 |  |  | n41 | 3 | 3 | [32 empty] | IIB | AUH-2458-CSG-IXR-E-1 | 40 | #N/A | from data base
AUH2459 | Site 7070 | AUH | AUH2459 | AUH2459 | AUHL2459 | AUHNR2459 | On Air | On Air | On Air | On Air | 2009 | Permanent | 24.6685 | 54.7541 | Nokia | Outdoor | EITC Passive Infrastructure | Greenfield | Outdoor Green field-du Owned | DU Solo | Monopole | 2G+3G+4G+5G | BTS3900/Ultra 2G | LTE-3CC |  | U900 F1-U900 F2-U2100 F2 | L800+L1800-F1+L2100 | 1cc | 2004700 | 36.5 |  |  | n41 | 6 | 3 | [32 empty] | IIB | AUH-2459-CSG-ASR920-LD-1 | 40 | #N/A | from data base
AUH2462 | Site 7071 | AUH | AUH2462 | AUH2462 | AUHL2462 |  | On Air | On Air | On Air |  | 2010-12-11 | Permanent | 24.8431 | 54.7776 | Nokia | Outdoor | EITC Passive Infrastructure | Greenfield | Outdoor Green field-du Owned | Du Solo | Lattice Tower | 2G+3G+4G | BTS3900/Flexi 2G | LTE-3CC |  | U900 F1-U900 F2-U2100 F2 | L800+L1800-F1+L1800-F2 |  | 2106100 | 44 |  |  |  | 4 | [33 empty] | MW | 0 | 45 | #N/A | from data base
AUH2463 | Site 7072 | AUH | AUH2463 | AUH2463 | AUHL2463 | AUHNR2463 | On Air | On Air | On Air | On Air | 2010-10-30 | Permanent | 24.8884 | 54.8667 | Nokia | Outdoor | EITC Passive Infrastructure | Greenfield | Outdoor Green field-du Owned | Du Solo | Lattice Tower | 2G+3G+4G+5G | BTS3900/Flexi 2G | LTE-3CC |  | U900 F1-U900 F2-U2100 F2 | L800+L1800-F1+L1800-F2 | 1cc | 2106100 | 30 |  |  | n41 | 4 | 3 | [32 empty] | IIB | AUH-2463-CSG-IXR-E-1 | 30 | #N/A | from data base
AUH2469 | Site 7073 | AUH | AUH2469 | AUH2469 | AUHL2469 | AUHNR2469 | On Air | On Air | On Air | On Air | 2010-10-06 | Permanent | 24.3249 | 54.5355 | Nokia | Outdoor | EITC Passive Infrastructure | Rooftop | RT-du Owned | Du Solo | Rooftop | 2G+3G+4G+5G | AirScale | LTE-4CC | 4T4R | U900 F1-U900 F2-U2100 F2 | L800+L1800-F1+L1800-F2+L2100 | 1cc | 2044802 | 18 |  |  | n41 | 3 | 3 | [32 empty] | IIB | AUH-2469-CSG-SAR-X-1 | 3 | #N/A | Rooftop
AUH2466 | Site 7074 | AUH | AUH2466 | AUH2466 | AUHL2466 | AUHNR2466 | On Air | On Air | On Air | On Air | 2010-10-05 | Permanent | 24.37 | 54.5458 | Nokia | Outdoor | EITC Passive Infrastructure | Greenfield | Outdoor Green field-du Owned | Du Solo | RDU | 2G+3G+4G+5G | AirScale | LTE-2CC |  | U900 F1-U900 F2-U2100 F2 | L1800-F1+L1800-F2 | 1cc | 2044801 | 28 |  |  | n41 | 3 | 3 | [32 empty] | IIB | AUH-2466-CSG-SAR-X-1 | 30 | #N/A | from data base
AUH2471 | Site 7075 | AUH | AUH2471 | AUH2471 | AUHL2471 | AUHNR2471 | Locked | On Air | On Air | On Air | 2009 | Permanent | 24.3264 | 54.5322 | Nokia | Outdoor | EITC Passive Infrastructure | Rooftop | RT-du Owned | Du Solo | Rooftop | 2G+3G+4G+5G | AirScale | LTE-4CC | 4T4R | U900 F1-U900 F2-U2100 F2 | L800+L1800-F1+L1800-F2+L2100 | 1cc | 2044802 | 21 |  |  | n41 | 3 | 3 | [32 empty] | IIB | AUH-2471-CSG-SAR-X-1 | 3 | #N/A | Rooftop
AUH2475 | Site 7076 | AUH |  | AUH2475 | AUHL2475 | AUHNR2475 |  | On Air | On Air | On Air | 2009 | Permanent | 24.2742 | 54.4715 | Nokia | Outdoor | Site Sharing | ETC Site Share | Outdoor Site Sharing-Etisalat Owned | SS Opex | Etisalat_Opex | 3G+4G+5G | AirScale | LTE-3CC |  | U900 F1-U900 F2-U2100 F2 | L800+L1800-F1+L1800-F2 | 2cc | 2041000 | 25 |  |  | n78 | 3 | 3 | [32 empty] | IIB | AUH-2475-CSG-SAR-X-1 | 30 | Monopole | sharing site/ from data base
AUH2476 | Site 7077 | AUH | AUH2476 | AUH2476 | AUHL2476 | AUHNR2476 | On Air | On Air | On Air | On Air | 2009 | Permanent | 24.1628 | 54.9561 | Nokia | Outdoor | Site Sharing | ETC Site Share | Outdoor Site Sharing-Etisalat Owned | SS Opex | Etisalat_Opex | 2G+3G+4G+5G | AirScale | LTE-4CC |  | U900 F1-U900 F2-U2100 F2 | L800+L1800-F1+L1800-F2+L2100 | 1cc | 2430100 | 70 |  |  | n41 | 3 | 3 | [32 empty] | IIB | AUH-2476-CSG-SAR-X-1 | 90 | LatticeTower | sharing site/ from data base
AUH2467 | Site 7078 | AUH | AUH2467 | AUH2467 | AUHL2467 | AUHNR2467 | On Air | On Air | On Air | On Air | 2009 | Permanent | 24.5202 | 54.5206 | Nokia | Outdoor | EITC Passive Infrastructure | Greenfield | Outdoor Green field-du Owned | Du Solo | Monopole | 2G+3G+4G+5G | AirScale | LTE-3CC |  | U900 F1-U900 F2-U2100 F2 | L800+L1800-F1+L1800-F2 | 1cc | 2004400 | 28.5 |  |  | n41 | 3 | 3 | [32 empty] | IIB | AUH-2467-CSG-IXR-E-1 | 30 | #N/A | from data base
AUH2468 | Site 7079 | AUH | AUH2468 | AUH2468 | AUHL2468 | AUHNR2468 | On Air | On Air | On Air | On Air | 2009 | Permanent | 24.3654 | 54.5594 | Nokia | Outdoor | EITC Passive Infrastructure | Greenfield | Outdoor Green field-du Owned | Du Solo | RDU | 2G+3G+4G+5G | AirScale | LTE-4CC |  | U900 F1-U900 F2-U2100 F2 | L800+L1800-F1+L1800-F2+L2100 | 1cc | 2044801 | 28.5 |  |  | n41 | 4 | 3 | [32 empty] | IIB | AUH-2468-CSG-SAR-X-1 | 30 | #N/A | from data base
AUH2470 | Site 7080 | AUH | AUH2470 | AUH2470 | AUHL2470 | AUHNR2470 | Locked | On Air | On Air | On Air | 2009 | Permanent | 24.3551 | 54.5526 | Nokia | Outdoor | EITC Passive Infrastructure | Greenfield | Outdoor Green field-du Owned | DU Solo | Monopole | 2G+3G+4G+5G | AirScale | LTE-2CC |  | U900 F1-U900 F2-U2100 F2 | L1800-F1+L1800-F2 | 1cc | 2044801 | 28.5 |  |  | n41 | 4 | 3 | [32 empty] | MW | 0 | 30 | #N/A | from data base
AUH2477 | Site 7081 | AUH | AUH2477 | AUH2477 | AUHL2477 |  | On Air | On Air | On Air |  | 2009 | Permanent | 24.273 | 55.0048 | Nokia | Outdoor | EITC Passive Infrastructure | Greenfield | Outdoor Green field-du Owned | Du Solo | Lattice Tower | 2G+3G+4G | AirScale | LTE |  | U900 F1-U900 F2-U2100 F2 | L800 |  | 2430100 | 56 |  |  |  | 10 | [33 empty] | MW | 0 | 60 | #N/A | from data base
AUH2482 | Site 7082 | AUH | AUH2482 | AUH2482 | AUHL2482 | AUHNR2482 | On Air | On Air | On Air | On Air | 2009 | Permanent | 24.4218 | 55.0249 | Nokia | Outdoor | Site Sharing | ETC Site Share | Outdoor Site Sharing-Etisalat Owned | SS Opex | Etisalat_Opex | 2G+3G+4G+5G | BTS3900/Flexi 2G | LTE-4CC |  | U900 F1-U900 F2-U2100 F2 | L800+L1800-F1+L1800-F2+L2100 | 1cc | 2043200 | 40 |  |  | n41 | 4 | 3 | [32 empty] | IIB | AUH-2482-CSG-IXR-E-1 | 80 | LatticeTower | sharing site/ from data base
AUH2483 | Site 7083 | AUH | AUH2483 | AUH2483 | AUHL2483 |  | On Air | On Air | On Air |  | 2012-07-04 | Permanent | 24.7284 | 55.0321 | Nokia | Outdoor | Site Sharing | ETC Site Share | Outdoor Site Sharing-Etisalat Owned | SS Opex | Etisalat_Opex | 2G+3G+4G | BTS3900/Flexi 2G | LTE-3CC |  | U900 F1-U900 F2-U2100 F2 | L800+L1800-F1+L1800-F2 |  | 2106100 | 60 |  |  |  | 3 | [33 empty] | IIB | AUH-2483-CSG-IXR-E-1 | 90 | LatticeTower | sharing site/ from data base
AUH2484 | Site 7084 | AUH | AUH2484 | AUH2484 | AUHL2484 |  | On Air | On Air | On Air |  | 2009 | Permanent | 24.6874 | 55.1369 | Nokia | Outdoor | Site Sharing | ETC Site Share | Outdoor Site Sharing-Etisalat Owned | SS Opex | Etisalat_Opex | 2G+3G+4G | BTS3900/Flexi 2G | LTE-3CC |  | U900 F1-U900 F2-U2100 F2 | L800+L1800-F1+L1800-F2 |  | 2106100 | 25 |  |  |  | 3 | [33 empty] | IIB | AUH-2484-CSG-IXR-E-1 | 120 | LatticeTower | sharing site/ from data base
AUH2485 | Site 7085 | AUH | AUH2485 | AUH2485 | AUHL2485 |  | On Air | On Air | On Air |  | 2009 | Permanent | 24.5756 | 55.1724 | Nokia | Outdoor | Site Sharing | ETC Site Share | Outdoor Site Sharing-Etisalat Owned | SS Opex | Etisalat_Opex | 2G+3G+4G | BTS3900/Flexi 2G | LTE-3CC |  | U900 F1-U900 F2-U2100 F2 | L800+L1800-F1+L1800-F2 |  | 8005200 | 50 |  |  |  | 3 | [33 empty] | MW | 0 | 60 | LatticeTower | sharing site/ from data base
AUH2487 | Site 7086 | AUH |  | AUH2487 | AUHL2487 |  |  | On Air | On Air |  | 2021-12-23 | Permanent | 24.8032 | 54.7072 | Nokia | Outdoor | Site Sharing | ETC Site Share | Outdoor Site Sharing-Etisalat Owned | SS Opex | Etisalat_Opex | 3G+4G | AirScale | LTE-3CC |  | U900 F1-U900 F2 | L800+L1800-F1+L1800-F2 |  | 2100000 | 85 |  |  |  | 3 | [33 empty] | MW | 0 | 90 | Site Share | sharing site/ from data base
AUH2478 | Site 7087 | AUH |  | AUH2478 | AUHL2478 | AUHNR2478 |  | On Air | On Air | On Air | 2014-10-19 | Permanent | 24.2116 | 55.051 | Nokia | Outdoor | EITC Passive Infrastructure | Greenfield | Outdoor Green field-du Owned | DU Solo | Greenfield | 3G+4G+5G | AirScale | LTE-4CC |  | U900 F1-U900 F2-U2100 F2 | L800+L1800-F1+L1800-F2+L2100 | 1cc | 2430100 | 55 |  |  | n41 | 7 | 3 | [32 empty] | IIB | AUH-2478-CSG-IXR-E-1 | 60 | #N/A | from data base
AUH2492 | Site 7088 | AUH | AUH2492 | AUH2492 | AUHL2492 | AUHNR2492 | On Air | On Air | On Air | On Air | 2009 | Permanent | 24.5187 | 54.3968 | Nokia | Outdoor | Site Sharing | ETC Site Share | Outdoor Site Sharing-Etisalat Owned | SS Opex | Etisalat_Opex | 2G+3G+4G+5G | AirScale | LTE-4CC |  | U900 F1-U900 F2-U2100 F2 | L800+L1800-F1+L1800-F2+L2100 | 2cc | 2500001 | 35 |  |  | n78 | 3 | 3 | [32 empty] | IIB | AUH-2492-CSG-ASR920-LD-1 | 40 | Monopole | sharing site/ from data base
AUH2493 | Site 7089 | AUH | AUH2493 | AUH2493 | AUHL2493 |  | On Air | On Air | On Air |  | 2009 | Permanent | 24.3934 | 54.5841 | Nokia | Outdoor | EITC Passive Infrastructure | Rooftop | RT-du Owned | Du Solo | Rooftop | 2G+3G+4G | AirScale | LTE-2CC |  | U900 F1-U900 F2-U2100 F2 | L800+L1800-F1 |  | 2440000 | 15 |  |  |  | 3 | [33 empty] | IIB | AUH-2493-CSG-IXR-E-1 | 3 | #N/A | Rooftop
AUH2495 | Site 7090 | AUH | AUH2495 | AUH2495 | AUHL2495 |  | On Air | On Air | On Air |  | 2009 | Permanent | 24.3941 | 54.5819 | Nokia | Outdoor | EITC Passive Infrastructure | Rooftop | RT-du Owned | Du Solo | Rooftop | 2G+3G+4G | AirScale | LTE-2CC |  | U900 F1-U900 F2-U2100 F2 | L800+L1800-F1 |  | 2440000 | 23 |  |  |  | 3 | [33 empty] | IIB | AUH-2495-CSG-IXR-E-1 | 3 | #N/A | Rooftop
AUH2480 | Site 7091 | AUH | AUH2480 | AUH2480 | AUHL2480 | AUHNR2480 | On Air | On Air | On Air | On Air | 2010-11-29 | Permanent | 24.4867 | 54.7438 | Nokia | Outdoor | EITC Passive Infrastructure | Greenfield | Outdoor Green field-du Owned | DU Solo | Monopole | 2G+3G+4G+5G | AirScale | LTE |  | U900 F1-U900 F2-U2100 F2 | L800 | 1cc | 2044700 | 40 |  |  | n41 | 3 | 3 | [32 empty] | IIB | AUH-2480-CSG-SAR-X-1 | 40 | #N/A | sharing site/ from data base
AUH2481 | Site 7092 | AUH | AUH2481 | AUH2481 | AUHL2481 | AUHNR2481 | On Air | On Air | On Air | On Air | 2009 | Permanent | 24.5384 | 54.6716 | Nokia | Outdoor | EITC Passive Infrastructure | Greenfield | Outdoor Green field-du Owned | DU Solo | Monopole | 2G+3G+4G+5G | AirScale | LTE-3CC |  | U900 F1-U900 F2-U2100 F2 | L800+L1800-F1+L1800-F2 | 1cc | 2044200 | 35 |  |  | n41 | 4 | 3 | [32 empty] | IIB | AUH-2481-CSG-IXR-E-1 | 35 | #N/A | from data base
AUH2511 | Site 7093 | AUH |  | AUH2511 | AUHL2511 | AUHNR2511 |  | On Air | On Air | On Air | 2015-01-15 | Permanent | 24.34 | 54.4918 | Nokia | Outdoor | EITC Passive Infrastructure | Rooftop | RT-du Owned | Du Solo | Rooftop | 3G+4G+5G | AirScale | LTE-3CC |  | U900 F1-U900 F2-U2100 F2 | L800+L1800-F1+L1800-F2 | 2cc | 2600200 | 18 |  |  | n78 | 4 | 3 | [32 empty] | IIB | AUH-2511-CSG-SAR-X-1 | 3 | #N/A | Rooftop
AUH2512 | Site 7094 | AUH | AUH2512 | AUH2512 | AUHL2512 | AUHNR2512 | On Air | On Air | On Air | On Air | 2009 | Permanent | 24.3359 | 54.4901 | Nokia | Outdoor | EITC Passive Infrastructure | Rooftop | RT-du Owned | Du Solo | Rooftop | 2G+3G+4G+5G | AirScale | LTE-4CC | 4T4R | U900 F1-U900 F2-U2100 F2 | L800+L1800-F1+L1800-F2+L2100 | 2cc | 2600200 | 24 |  |  | n78 | 3 | 3 | [32 empty] | IIB | AUH-2512-CSG-SAR-X-1 | 3 | #N/A | Rooftop
AUH2491 | Site 7095 | AUH | AUH2491 | AUH2491 | AUHL2491 | AUHNR2491 | On Air | On Air | On Air | On Air | 2009 | Permanent | 24.4681 | 54.4039 | Nokia | Outdoor | EITC Passive Infrastructure | Greenfield | Outdoor Green field-du Owned | Du Solo | Monopole | 2G+3G+4G+5G | AirScale | LTE-3CC |  | U900 F1-U900 F2-U2100 F2 | L800+L1800-F1+L1800-F2 | 2cc | 2501100 | 25 |  |  | n78 | 3 | 3 | [32 empty] | MW | 0 | 25 | #N/A | from data base
AUH2514 | Site 7096 | AUH |  | AUH2514 | AUHL2514 |  |  | On Air | On Air |  | 2020-06-23 | Permanent | 24.7285 | 54.6411 | Nokia | Outdoor | Site Sharing | ETC Site Share | Outdoor Site Sharing-Etisalat Owned | SS Opex | Etisalat_Opex | 3G+4G | BTS3900A | LTE-4CC |  | U900 F1-U900 F2 | L800+L1800-F1+L1800-F2+L2100 |  | 2047300 | 35 |  |  |  | 3 | [33 empty] | MW | 0 | 40 | Monopole | sharing site/ from data base
AUH2534 | Site 7097 | AUH | AUH2534 | AUH2534 | AUHL2534 | AUHNR2534 | On Air | On Air | On Air | On Air | 2009 | Permanent | 24.2821 | 54.4742 | Nokia | Outdoor | Site Sharing | ETC Site Share | Outdoor Site Sharing-Etisalat Owned | SS Opex | Etisalat_Opex | 2G+3G+4G+5G | AirScale | LTE-3CC |  | U900 F1-U900 F2-U2100 F2 | L800+L1800-F1+L1800-F2 | 2cc | 2041000 | 25 |  |  | n78 | 3 | 3 | [32 empty] | IIB | AUH-2534-CSG-SAR-X-1 | 30 | Monopole | sharing site/ from data base
AUH2535 | Site 7098 | AUH | AUH2535 | AUH2535 | AUHL2535 | AUHNR2535 | On Air | On Air | On Air | On Air | 2009 | Permanent | 24.2748 | 54.463 | Nokia | Outdoor | Site Sharing | ETC Site Share | Outdoor Site Sharing-Etisalat Owned | SS Opex | Etisalat_Opex | 2G+3G+4G+5G | AirScale | LTE-3CC |  | U900 F1-U900 F2-U2100 F2 | L800+L1800-F1+L1800-F2 | 2cc | 2041000 | 25 |  |  | n78 | 3 | 3 | [32 empty] | IIB | AUH-2535-CSG-SAR-X-1 | 30 | Monopole | sharing site/ from data base
AUH2536 | Site 7099 | AUH | AUH2536 | AUH2536 | AUHL2536 | AUHNR2536 | On Air | On Air | On Air | On Air | 2012-12-06 | Permanent | 24.285 | 54.4905 | Nokia | Outdoor | Site Sharing | ETC Site Share | Outdoor Site Sharing-Etisalat Owned | SS Opex | Etisalat_Opex | 2G+3G+4G+5G | AirScale | LTE-3CC |  | U900 F1-U900 F2-U2100 F2 | L800+L1800-F1+L1800-F2 | 2cc | 2041000 | 25 |  |  | n78 | 3 | 3 | [32 empty] | IIB | AUH-2536-CSG-SAR-X-1 | 30 | Monopole | sharing site/ from data base
AUH2541 | Site 7100 | AUH | AUH2541 | AUH2541 | AUHL2541 | AUHNR2541 | Locked | On Air | On Air | On Air | 2012-11-04 | Permanent | 24.4083 | 54.4981 | Nokia | Outdoor | Site Sharing | ETC Site Share | Outdoor Site Sharing-Etisalat Owned | SS Opex | Etisalat_Opex | 2G+3G+4G+5G | AirScale | LTE-4CC | 4T4R | U900 F1-U900 F2-U2100 F2 | L800+L1800-F1+L1800-F2+L2100 | 2cc | 2044000 | 30 |  |  | n78 | 3 | 3 | [32 empty] | MW | 0 | 35 | 35m Mp | sharing site/ from data base
AUH2542 | Site 7101 | AUH | AUH2542 | AUH2542 | AUHL2542 | AUHNR2542 | On Air | On Air | On Air | On Air | 2012-10-06 | Permanent | 24.2923 | 54.6493 | Nokia | Outdoor | Site Sharing | ETC Site Share | Outdoor Site Sharing-Etisalat Owned | SS Opex | Etisalat_Opex | 2G+3G+4G+5G | AirScale | LTE-4CC | 4T4R | U900 F1-U900 F2-U2100 F2 | L800+L1800-F1+L1800-F2+L2100 | 2cc | 2046100 | 30 |  |  | n78 | 4 | 3 | [32 empty] | IIB | AUH-2542-CSG-SAR-X-1 | 35 | 35m Mp | sharing site/ from data base
AUH2543 | Site 7102 | AUH | AUH2543 | AUH2543 | AUHL2543 | AUHNR2543 | On Air | On Air | On Air | On Air | 2013-11-13 | Permanent | 24.4079 | 54.7239 | Nokia | Outdoor | Site Sharing | ETC Site Share | Outdoor Site Sharing-Etisalat Owned | SS Opex | Etisalat_Opex | 2G+3G+4G+5G | AirScale | LTE-4CC |  | U900 F1-U900 F2-U2100 F2 | L800+L1800-F1+L1800-F2+L2100 | 2cc | 2046500 | 30 |  |  | n78 | 3 | 3 | [32 empty] | IIB | AUH-2543-CSG-ASR920-LD-1 | 35 | 35m Mp | sharing site/ from data base
AUH2510 | Site 7103 | AUH | AUH2510 | AUH2510 | AUHL2510 | AUHNR2510 | On Air | On Air | On Air | On Air | 2012-09-16 | Permanent | 24.3129 | 54.8658 | Nokia | Outdoor | EITC Passive Infrastructure | Greenfield | Outdoor Green field-du Owned | Du Solo | Monopole | 2G+3G+4G+5G | AirScale | LTE-5CC | 4T4R | U900 F1-U900 F2-U2100 F2 | L800+L1800-F1+L1800-F2+L2100+L700 | 1cc | 2436000 | 38.5 |  |  | n41 | 3 | 3 | [32 empty] | IIB | AUH-2510-CSG-IXR-E-1 | 40 | #N/A | from data base
AUH2513 | Site 7104 | AUH | AUH2513 | AUH2513 | AUHL2513 |  | On Air | On Air | On Air |  | 2013-12-29 | Permanent | 24.5627 | 54.8675 | Nokia | Outdoor | EITC Passive Infrastructure | Greenfield | Outdoor Green field-du Owned | Du Solo | Monopole | 2G+3G+4G | BTS3900/Flexi 2G | LTE-3CC |  | U900 F1-U900 F2-U2100 F2 | L800+L1800-F1+L1800-F2 |  | 2043200 | 38.5 |  |  |  | 10 | [33 empty] | IIB | AUH-2513-CSG-IXR-E-1 | 40 | #N/A | from data base
AUH2533 | Site 7105 | AUH | AUH2533 | AUH2533 | AUHL2533 | AUHNR2533 | On Air | On Air | On Air | On Air | 2012-09-09 | Permanent | 24.4255 | 54.7278 | Nokia | Outdoor | EITC Passive Infrastructure | Greenfield | Outdoor Green field-du Owned | Du Solo | Monopole | 2G+3G+4G+5G | AirScale | LTE-2CC |  | U900 F1-U900 F2-U2100 F2 | L800+L1800-F1 | 2cc | 2043100 | 28 |  |  | n78 | 9 | 3 | [32 empty] | IIB | AUH-2533-CSG-IXR-E-1 | 30 | #N/A | from data base
AUH2550 | Site 7106 | AUH | AUH2550 | AUH2550 | AUHL2550 | AUHNR2550 | On Air | On Air | On Air | On Air | 2012-08-30 | Permanent | 24.3702 | 54.7095 | Nokia | Outdoor | Site Sharing | ETC Site Share | Outdoor Site Sharing-Etisalat Owned | SS Opex | Etisalat_Opex | 2G+3G+4G+5G | AirScale | LTE-4CC |  | U900 F1-U900 F2-U2100 F2 | L800+L1800-F1+L1800-F2+L2100 | 2cc | 2046500 | 29 |  |  | n78 | 3 | 3 | [32 empty] | IIB | AUH-2550-CSG-SAR-X-1 | 35 | 35m Mp | sharing site/ from data base
AUH2544 | Site 7107 | AUH | AUH2544 | AUH2544 | AUHL2544 | AUHNR2544 | On Air | On Air | On Air | On Air | 2012-11-04 | Permanent | 24.4826 | 54.3827 | Nokia | Outdoor | EITC Passive Infrastructure | Greenfield | Outdoor Green field-du Owned | Du Solo | Monopole | 2G+3G+4G+5G | AirScale | LTE-4CC | 4T4R | U900 F1-U900 F2-U2100 F2 | L800+L1800-F1+L1800-F2+L2100 | 2cc | 2501200 | 28.5 |  |  | n78+n41 | 3 | 3 | [32 empty] | IIB | AUH-2544-CSG-IXR-E-1 | 30 | #N/A | from data base
AUH2553 | Site 7108 | AUH | AUH2553 | AUH2553 | AUHL2553 |  | On Air | On Air | On Air |  | 2010-11-07 | Permanent | 24.4128 | 54.5682 | Nokia | Outdoor | Site Sharing | ETC Site Share | Outdoor Site Sharing-Etisalat Owned | SS Opex | Etisalat_Opex | 2G+3G+4G | AirScale | LTE-3CC |  | U900 F1-U900 F2-U2100 F2 | L800+L1800-F1+L1800-F2 |  | 2042600 | 35 |  |  |  | 6 | [33 empty] | MW | 0 | 30 | Monopole | sharing site/ from data base
AUH2545 | Site 7109 | AUH |  | AUH2545 | AUHL2545 | AUHNR2545 |  | On Air | On Air | On Air | 2013-01-27 | Permanent | 24.6589 | 54.7653 | Nokia | Outdoor | EITC Passive Infrastructure | Greenfield | Outdoor Green field-du Owned | Du Solo | Monopole | 3G+4G+5G | BTS3900 | LTE |  | U900 F1-U900 F2-U2100 F2 | L1800-F1 | 1cc | 2004700 | 26.5 |  |  | n41 | 9 | 3 | [32 empty] | IIB | AUH-2545-CSG-ASR920-LD-1 | 30 | #N/A | from data base
AUH2555 | Site 7110 | AUH |  | AUH2555 | AUHL2555 | AUHNR2555 |  | On Air | On Air | On Air | 2022-03-10 | Permanent | 24.5185 | 54.3735 | Nokia | Outdoor | EITC Passive Infrastructure | Greenfield | Outdoor Taawn-du Lead | Du Capex | Du Capex | 3G+4G+5G | AirScale | LTE-3CC |  | U900 F1-U900 F2 | L800+L1800-F1+L1800-F2 | 2cc | 2500001 | 35 |  |  | n78 | 3 | 3 | [32 empty] | MW | 0 | 35 | 35m-MD-MP | confirmed
AUH2556 | Site 7111 | AUH | AUH2556 | AUH2556 | AUHL2556 | AUHNR2556 | On Air | On Air | On Air | On Air | 2009 | Permanent | 24.4616 | 54.3147 | Nokia | Outdoor | EITC Passive Infrastructure | Rooftop | RT-du Owned | Du Solo | Rooftop | 2G+3G+4G+5G | BTS3900/Flexi 2G | LTE-3CC |  | U900 F1-U900 F2-U2100 F2 | L800+L1800-F1+L1800-F2 | 2cc | 2500500 | 22.25 |  |  | n78 | 3 | 3 | [32 empty] | IIB | AUH-2556-CSG-SAR-X-1 | 3 | #N/A | Rooftop
AUH2557 | Site 7112 | AUH | AUH2557 | AUH2557 | AUHL2557 | AUHNR2557 | On Air | On Air | On Air | On Air | 2009 | Permanent | 24.463 | 54.3189 | Nokia | Outdoor | EITC Passive Infrastructure | Rooftop | RT-du Owned | Du Solo | Rooftop | 2G+3G+4G+5G | BTS3900/Flexi 2G | LTE-3CC |  | U900 F1-U900 F2-U2100 F2 | L800+L1800-F1+L1800-F2 | 2cc | 2500500 | 22.25 |  |  | n78 | 3 | 3 | [32 empty] | IIB | AUH-2557-CSG-SAR-X-1 | 3 | #N/A | Rooftop
AUH2549 | Site 7113 | AUH |  | AUH2549 | AUHL2549 | AUHNR2549 |  | On Air | On Air | On Air | 2012-11-27 | Permanent | 24.6799 | 54.7727 | Nokia | Outdoor | EITC Passive Infrastructure | Greenfield | Outdoor Green field-du Owned | Du Solo | Monopole | 3G+4G+5G | BTS3900 | LTE-3CC |  | U900 F1-U900 F2-U2100 F2 | L800+L1800-F1+L1800-F2 | 1cc | 2004700 | 26.5 |  |  | n41 | 3 | 3 | [32 empty] | IIB | AUH-2549-CSG-SAR-X-1 | 30 | #N/A | from data base
AUH2551 | Site 7114 | AUH | AUH2551 | AUH2551 | AUHL2551 | AUHNR2551 | On Air | On Air | On Air | On Air | 2010-12-15 | Permanent | 24.395 | 54.7101 | Nokia | Outdoor | EITC Passive Infrastructure | Greenfield | Outdoor Green field-du Owned | Du Solo | Monopole | 2G+3G+4G+5G | AirScale | LTE-4CC | 4T4R | U900 F1-U900 F2-U2100 F2 | L800+L1800-F1+L1800-F2+L2100 | 2cc | 2046500 | 28 |  |  | n78 | 7 | 3 | [32 empty] | IIB | AUH-2551-CSG-SAR-X-1 | 30 | #N/A | from data base
AUH2554 | Site 7115 | AUH | AUH2554 | AUH2554 | AUHL2554 | AUHNR2554 | On Air | On Air | On Air | On Air | 2012-11-24 | Permanent | 24.4088 | 54.5382 | Nokia | Outdoor | EITC Passive Infrastructure | Greenfield | Outdoor Green field-du Owned | Du Solo | Monopole | 2G+3G+4G+5G | AirScale | LTE-3CC |  | U900 F1-U900 F2-U2100 F2 | L800+L1800-F1+L1800-F2 | 2cc | 2042600 | 28.5 |  |  | n78 | 4 | 3 | [32 empty] | IIB | AUH-2554-CSG-IXR-E-1 | 30 | #N/A | from data base
AUH2561 | Site 7116 | AUH | AUH2561 | AUH2561 | AUHL2561 | AUHNR2561 | On Air | On Air | On Air | On Air | 2009 | Permanent | 24.2714 | 54.6034 | Nokia | Outdoor | Site Sharing | ETC Site Share | Outdoor Site Sharing-Etisalat Owned | SS Opex | Etisalat_Opex | 2G+3G+4G+5G | AirScale | LTE-3CC |  | U900 F1-U900 F2-U2100 F2 | L800+L1800-F1+L1800-F2 | 2cc | 2044400 | 35 |  |  | n78 | 3 | 3 | [32 empty] | IIB | AUH-2561-CSG-SAR-X-1 | 40 | Monopole | sharing site/ from data base
AUH2558 | Site 7117 | AUH | AUH2558 | AUH2558 | AUHL2558 | AUHNR2558 | On Air | On Air | On Air | On Air | 2009 | Permanent | 24.3455 | 54.4819 | Nokia | Outdoor | EITC Passive Infrastructure | Greenfield | Outdoor Green field-du Owned | DU Solo | Monopole | 2G+3G+4G+5G | AirScale | LTE-4CC |  | U900 F1-U900 F2-U2100 F2 | L800+L1800-F1+L1800-F2+L2100 | 1cc | 2600200 | 29 |  |  | n41 | 6 | 3 | [32 empty] | IIB | AUH-2558-CSG-SAR-X-1 | 30 | #N/A | from data base
AUH2559 | Site 7118 | AUH | AUH2559 | AUH2559 | AUHL2559 | AUHNR2559 | On Air | On Air | On Air | On Air | 2010-10-17 | Permanent | 24.2857 | 54.5885 | Nokia | Outdoor | EITC Passive Infrastructure | Greenfield | Outdoor Green field-du Owned | DU Solo | Monopole | 2G+3G+4G+5G | AirScale | LTE-4CC | 4T4R | U900 F1-U900 F2-U2100 F2 | L800+L1800-F1+L1800-F2+L2100 | 2cc | 2044400 | 29 |  |  | n78 | 3 | 3 | [32 empty] | IIB | AUH-2559-CSG-SAR-X-1 | 30 | #N/A | from data base
AUH2565 | Site 7119 | AUH | AUH2565 | AUH2565 | AUHL2565 | AUHNR2565 | Locked | On Air | On Air | On Air | 2009 | Permanent | 24.3916 | 54.648 | Nokia | Outdoor | Site Sharing | ETC Site Share | Outdoor Site Sharing-Etisalat Owned | SS Opex | Etisalat_Opex | 2G+3G+4G+5G | AirScale | LTE-4CC |  | U900 F1-U900 F2-U2100 F2 | L800+L1800-F1+L1800-F2+L2100 | 2cc | 2004500 | 40 |  |  | n78 | 3 | 3 | [32 empty] | MW | 0 | 40 | Monopole | sharing site/ from data base
AUH2566 | Site 7120 | AUH | AUH2566 | AUH2566 | AUHL2566 |  | On Air | On Air | On Air |  | 2009 | Permanent | 24.7825 | 54.8547 | Nokia | Outdoor | Site Sharing | ETC Site Share | Outdoor Site Sharing-Etisalat Owned | SS Opex | Etisalat_Opex | 2G+3G+4G | BTS3900/Flexi 2G | LTE |  | U900 F1-U900 F2-U2100 F2 | L800 |  | 2106100 | 38 |  |  |  | 6 | [33 empty] | MW | 0 | 40 | Monopole | sharing site/ from data base
AUH2568 | Site 7121 | AUH | AUH2568 | AUH2568 | AUHL2568 | AUHNR2568 | On Air | On Air | On Air | On Air | 2012-11-04 | Permanent | 24.493 | 54.3583 | Nokia | Outdoor | Site Sharing | ETC Site Share | Outdoor Site Sharing-Etisalat Owned | SS Opex | Etisalat_Opex | 2G+3G+4G+5G | AirScale | LTE-4CC |  | U900 F1-U900 F2-U2100 F2 | L800+L1800-F1+L1800-F2+L2100 | 2cc | 2500200 | 25 |  |  | n78 | 3 | 3 | [32 empty] | IIB | AUH-2568-CSG-SAR-X-1 | 30 | Monopole | sharing site/ from data base
AUH2569 | Site 7122 | AUH | AUH2569 | AUH2569 | AUHL2569 | AUHNR2569 | On Air | On Air | On Air | On Air | 2012-12-19 | Permanent | 24.5048 | 54.3715 | Nokia | Outdoor | Site Sharing | ETC Site Share | Outdoor Site Sharing-Etisalat Owned | SS Opex | Etisalat_Opex | 2G+3G+4G+5G | AirScale | LTE-4CC |  | U900 F1-U900 F2-U2100 F2 | L800+L1800-F1+L1800-F2+L2100 | 2cc | 2500100 | 25 |  |  | n78 | 3 | 3 | [32 empty] | IIB | AUH-2569-CSG-IXR-E-1 | 30 | Monopole | sharing site/ from data base
AUH2570 | Site 7123 | AUH | AUH2570 | AUH2570 | AUHL2570 | AUHNR2570 | On Air | On Air | On Air | On Air | 2009 | Permanent | 24.4071 | 54.4907 | Nokia | Outdoor | EITC Passive Infrastructure | Rooftop | RT-du Owned | Du Solo | Rooftop | 2G+3G+4G+5G | AirScale | LTE-3CC |  | U900 F1-U900 F2-U2100 F2 | L800+L1800-F1+L1800-F2 | 2cc | 2044000 | 29 |  |  | n78 | 3 | 3 | [32 empty] | IIB | Passive to AUH-0463-CSG-IXR-E-1 | 3 | #N/A | Rooftop
AUH2571 | Site 7124 | AUH | AUH2571 | AUH2571 | AUHL2571 |  | Locked | On Air | On Air |  | 2009 | Permanent | 24.221 | 54.8159 | Nokia | Outdoor | Site Sharing | ETC Site Share | Outdoor Site Sharing-Etisalat Owned | SS Opex | Etisalat_Opex | 2G+3G+4G | AirScale | LTE-3CC |  | U900 F1-U900 F2-U2100 F2 | L800+L1800-F1+L1800-F2 |  | 2045400 | 90 |  |  |  | 3 | [33 empty] | IIB | AUH-2571-CSG-IXR-E-1 | 60 | LatticeTower | sharing site/ from data base
AUH2572 | Site 7125 | AUH | AUH2572 | AUH2572 | AUHL2572 | AUHNR2572 | On Air | On Air | On Air | On Air | 2010-10-05 | Permanent | 24.3428 | 54.4857 | Nokia | Outdoor | EITC Passive Infrastructure | Rooftop | RT-du Owned | Du Solo | Water Tank | 2G+3G+4G+5G | AirScale | LTE-4CC |  | U900 F1-U900 F2-U2100 F2 | L800+L1800-F1+L1800-F2+L2100 | 2cc | 2600200 | 19 |  |  | n78 | 6 | 3 | [32 empty] | IIB | AUH-2572-CSG-SAR-X-1 | 3 | #N/A | Rooftop
AUH2573 | Site 7126 | AUH | AUH2573 | AUH2573 | AUHL2573 | AUHNR2573 | On Air | On Air | On Air | On Air | 2009 | Permanent | 24.3384 | 54.4856 | Nokia | Outdoor | EITC Passive Infrastructure | Rooftop | RT-du Owned | Du Solo | Water Tank | 2G+3G+4G+5G | AirScale | LTE-5CC | 4T4R | U900 F1-U900 F2-U2100 F2 | L800+L1800-F1+L1800-F2+L2100+L700 | 2cc | 2600200 | 17 |  |  | n78 | 3 | 3 | [32 empty] | IIB | AUH-2573-CSG-SAR-X-1 | 3 | #N/A | Rooftop
AUH2574 | Site 7127 | AUH | AUH2574 | AUH2574 | AUHL2574 | AUHNR2574 | On Air | On Air | On Air | On Air | 2009 | Permanent | 24.3385 | 54.4904 | Nokia | Outdoor | EITC Passive Infrastructure | Rooftop | RT-du Owned | Du Solo | Water Tank | 2G+3G+4G+5G | AirScale | LTE-4CC |  | U900 F1-U900 F2-U2100 F2 | L800+L1800-F1+L1800-F2+L2100 | 2cc | 2600200 | 19 |  |  | n78 | 3 | 3 | [32 empty] | IIB | AUH-2574-CSG-SAR-X-1 | 3 | #N/A | Rooftop
AUH2575 | Site 7128 | AUH | AUH2575 | AUH2575 | AUHL2575 | AUHNR2575 | On Air | On Air | On Air | On Air | 2010-09-13 | Permanent | 24.3427 | 54.4903 | Nokia | Outdoor | EITC Passive Infrastructure | Rooftop | RT-du Owned | Du Solo | Water Tank | 2G+3G+4G+5G | AirScale | LTE-4CC |  | U900 F1-U900 F2-U2100 F2 | L800+L1800-F1+L1800-F2+L2100 | 2cc | 2600200 | 19 |  |  | n78 | 3 | 3 | [32 empty] | IIB | AUH-2575-CSG-SAR-X-1 | 3 | #N/A | Rooftop
AUH2576 | Site 7129 | AUH | AUH2576 | AUH2576 | AUHL2576 | AUHNR2576 | On Air | On Air | On Air | On Air | 2010-09-02 | Permanent | 24.3727 | 54.5105 | Nokia | Outdoor | EITC Passive Infrastructure | Rooftop | RT-du Owned | Du Solo | Rooftop | 2G+3G+4G+5G | AirScale | LTE-3CC |  | U900 F1-U900 F2-U2100 F2 | L800+L1800-F1+L1800-F2 | 1cc | 2600200 | 20 |  |  | n41 | 3 | 3 | [32 empty] | IIB | AUH-2576-CSG-SAR-X-1 | 3 | #N/A | Rooftop
AUH2560 | Site 7130 | AUH | AUH2560 | AUH2560 | AUHL2560 | AUHNR2560 | On Air | On Air | On Air | On Air | 2009 | Permanent | 24.2731 | 54.5761 | Nokia | Outdoor | EITC Passive Infrastructure | Greenfield | Outdoor Green field-du Owned | Du Solo | Monopole | 2G+3G+4G+5G | AirScale | LTE-4CC |  | U900 F1-U900 F2-U2100 F2 | L800+L1800-F1+L1800-F2+L2100 | 2cc | 2044400 | 29 |  |  | n78 | 3 | 3 | [32 empty] | IIB | AUH-2560-CSG-IXR-E-1 | 30 | #N/A | from data base
AUH2562 | Site 7131 | AUH | AUH2562 | AUH2562 | AUHL2562 | AUHNR2562 | On Air | On Air | On Air | On Air | 2009 | Permanent | 24.3627 | 54.5128 | Nokia | Outdoor | EITC Passive Infrastructure | Greenfield | Outdoor Green field-du Owned | DU Solo | Lattice Tower | 2G+3G+4G+5G | AirScale | LTE-4CC | 4T4R | U900 F1-U900 F2-U2100 F2 | L800+L1800-F1+L1800-F2+L2100 | 1cc | 2600200 | 26 |  |  | n41 | 3 | 3 | [32 empty] | IIB | AUH-2562-PREAGG-SR7-1 | 30 | #N/A | from data base
AUH2564 | Site 7132 | AUH | AUH2564 | AUH2564 | AUHL2564 | AUHNR2564 | On Air | On Air | On Air | On Air | 2012-12-20 | Permanent | 24.4356 | 54.5759 | Nokia | Outdoor | EITC Passive Infrastructure | Greenfield | Outdoor Green field-du Owned | DU Solo | Monopole | 2G+3G+4G+5G | AirScale | LTE-4CC |  | U900 F1-U900 F2-U2100 F2 | L800+L1800-F1+L1800-F2+L2100 | 2cc | 2042600 | 29 |  |  | n78 | 3 | 3 | [32 empty] | IIB | AUH-2564-CSG-IXR-E-1 | 30 | #N/A | from data base
AUH2582 | Site 7133 | AUH | AUH2582 | AUH2582 | AUHL2582 |  | On Air | On Air | On Air |  | 2013-11-14 | Permanent | 24.4906 | 54.621 | Nokia | Outdoor | Site Sharing | ETC Site Share | Outdoor Site Sharing-Etisalat Owned | SS Opex | Etisalat_Opex | 2G+3G+4G | AirScale | LTE-3CC |  | U2100 F2 | L800+L1800-F1+L1800-F2 |  | 2004600 | 27 |  |  |  | 3 | [33 empty] | IIB | AUH-2582-CSG-SAR-X-1 | 27 | LadyTower | sharing site/ from data base
AUH2584 | Site 7134 | AUH | AUH2584 | AUH2584 | AUHL2584 | AUHNR2584 | On Air | On Air | On Air | On Air | 2012-12-27 | Permanent | 24.4982 | 54.5925 | Nokia | Outdoor | Site Sharing | ETC Site Share | Outdoor Site Sharing-Etisalat Owned | SS Opex | Etisalat_Opex | 2G+3G+4G+5G | AirScale | LTE-3CC |  | U900 F1-U900 F2-U2100 F2 | L800+L1800-F1+L1800-F2 | 2cc | 2004600 | 30 |  |  | n78 | 3 | 3 | [32 empty] | MW | 0 | 30 | LadyTower | sharing site/ from data base
AUH2585 | Site 7135 | AUH | AUH2585 | AUH2585 | AUHL2585 |  | On Air | On Air | On Air |  | 2009 | Permanent | 24.5012 | 54.5786 | Nokia | Outdoor | Site Sharing | ETC Site Share | Outdoor Site Sharing-Etisalat Owned | SS Opex | Etisalat_Opex | 2G+3G+4G | AirScale | LTE-3CC |  | U2100 F2 | L800+L1800-F1+L1800-F2 |  | 2004600 | 30 |  |  |  | 3 | [33 empty] | IIB | AUH-2585-CSG-SAR-X-1 | 35 | LadyTower | sharing site/ from data base
AUH2578 | Site 7136 | AUH | AUH2578 | AUH2578 | AUHL2578 | AUHNR2578 | On Air | On Air | On Air | On Air | 2009 | Permanent | 24.2634 | 54.6314 | Nokia | Outdoor | EITC Passive Infrastructure | Greenfield | Outdoor Green field-du Owned | Du Solo | RDU | 2G+3G+4G+5G | AirScale | LTE-4CC | 4T4R | U900 F1-U900 F2-U2100 F2 | L800+L1800-F1+L1800-F2+L2100 | 2cc | 2044400 | 29 |  |  | n78 | 3 | 3 | [32 empty] | IIB | AUH-2578-CSG-IXR-E-1 | 30 | #N/A | from data base
AUH2587 | Site 7137 | AUH | AUH2587 | AUH2587 | AUHL2587 | AUHNR2587 | On Air | On Air | On Air | On Air | 2010-11-12 | Permanent | 24.3517 | 54.4969 | Nokia | Outdoor | EITC Passive Infrastructure | Rooftop | RT-du Owned | Du Solo | Rooftop | 2G+3G+4G+5G | AirScale | LTE-4CC |  | U900 F1-U900 F2-U2100 F2 | L800+L1800-F1+L1800-F2+L2100 | 1cc | 2600200 | 20 |  |  | n41 | 3 | 3 | [32 empty] | IIB | AUH-2587-CSG-SAR-X-1 | 3 | #N/A | Rooftop
AUH2588 | Site 7138 | AUH | AUH2588 | AUH2588 | AUHL2588 | AUHNR2588 | On Air | On Air | On Air | On Air | 2010-08-11 | Permanent | 24.3692 | 54.4728 | Nokia | Outdoor | EITC Passive Infrastructure | Rooftop | RT-du Owned | Du Solo | Rooftop | 2G+3G+4G+5G | AirScale | LTE-2CC |  | U900 F1-U900 F2-U2100 F2 | L800+L1800-F1 | 1cc | 2600200 | 14 |  |  | n41 | 3 | 3 | [32 empty] | IIB | AUH-2588-CSG-SAR-X-1 | 3 | #N/A | Rooftop
AUH2579 | Site 7139 | AUH | AUH2579 | AUH2579 | AUHL2579 | AUHNR2579 | On Air | On Air | On Air | On Air | 2012-08-15 | Permanent | 24.2573 | 54.6328 | Nokia | Outdoor | EITC Passive Infrastructure | Greenfield | Outdoor Green field-du Owned | Du Solo | Monopole | 2G+3G+4G+5G | AirScale | LTE-5CC | 4T4R | U900 F1-U900 F2-U2100 F2 | L800+L1800-F1+L1800-F2+L2100+L700 | 2cc | 2044400 | 28 |  |  | n78 | 3 | 3 | [32 empty] | IIB | AUH-2579-CSG-IXR-E-1 | 30 | #N/A | from data base
AUH2590 | Site 7140 | AUH | AUH2590 | AUH2590 | AUHL2590 | AUHNR2590 | On Air | On Air | On Air | On Air | 2009 | Permanent | 24.3439 | 54.4622 | Nokia | Outdoor | Site Sharing | ETC Site Share | Outdoor Site Sharing-Etisalat Owned | SS Opex | Etisalat_Opex | 2G+3G+4G+5G | AirScale | LTE-3CC |  | U900 F1-U900 F2-U2100 F2 | L800+L1800-F1+L1800-F2 | 2cc | 2600100 | 29 |  |  | n78 | 3 | 3 | [32 empty] | IIB | AUH-2590-CSG-SAR-X-1 | 30 | Monopole | sharing site/ from data base
AUH2581 | Site 7141 | AUH | AUH2581 | AUH2581 | AUHL2581 | AUHNR2581 | On Air | On Air | On Air | On Air | 2010-10-06 | Permanent | 24.2562 | 54.6278 | Nokia | Outdoor | EITC Passive Infrastructure | Greenfield | Outdoor Green field-du Owned | Du Solo | RDU | 2G+3G+4G+5G | AirScale | LTE-5CC | 4T4R | U900 F1-U900 F2-U2100 F2 | L800+L1800-F1+L1800-F2+L2100+L700 | 2cc | 2044400 | 30 |  |  | n78 | 4 | 3 | [32 empty] | MW | 0 | 30 | #N/A | from data base
AUH2592 | Site 7142 | AUH |  | AUH2592 | AUHL2592 | AUHNR2592 |  | On Air | On Air | On Air | 2010-10-18 | Permanent | 24.326 | 54.5063 | Nokia | Outdoor | Site Sharing | ETC Site Share | Outdoor Site Sharing-Etisalat Owned | SS Opex | Etisalat_Opex | 3G+4G+5G | AirScale | LTE-3CC |  | U900 F1-U900 F2-U2100 F2 | L800+L1800-F1+L1800-F2 | 2cc | 2600000 | 20 |  |  | n78 | 3 | 3 | [32 empty] | IIB | AUH-2592-CSG-IXR-E-1 | 40 | LatticeTower | sharing site/ from data base
AUH2586 | Site 7143 | AUH | AUH2586 | AUH2586 | AUHL2586 | AUHNR2586 | On Air | On Air | On Air | On Air | 2010-12-01 | Permanent | 24.3584 | 54.4953 | Nokia | Outdoor | EITC Passive Infrastructure | Greenfield | Outdoor Green field-du Owned | Du Solo | RDU | 2G+3G+4G+5G | AirScale | LTE-4CC |  | U900 F1-U900 F2-U2100 F2 | L800+L1800-F1+L1800-F2+L2100 | 1cc | 2600200 | 28 |  |  | n41 | 4 | 3 | [32 empty] | IIB | AUH-2586-CSG-SAR-X-1 | 30 | #N/A | from data base
AUH2594 | Site 7144 | AUH | AUH2594 | AUH2594 | AUHL2594 | AUHNR2594 | On Air | On Air | On Air | On Air | 2010-09-28 | Permanent | 24.5465 | 54.6646 | Nokia | Outdoor | Site Sharing | ETC Site Share | Outdoor Site Sharing-Etisalat Owned | SS Opex | Etisalat_Opex | 2G+3G+4G+5G | AirScale | LTE-4CC |  | U900 F1-U900 F2-U2100 F2 | L800+L1800-F1+L1800-F2+L2100 | 1cc | 2044200 | 25 |  |  | n41 | 3 | 3 | [32 empty] | IIB | AUH-2594-CSG-IXR-E-1 | 30 | Monopole | sharing site/ from data base
AUH2595 | Site 7145 | AUH | AUH2595 | AUH2595 | AUHL2595 | AUHNR2595 | On Air | On Air | On Air | On Air | 2009 | Permanent | 24.5428 | 54.6503 | Nokia | Outdoor | Site Sharing | ETC Site Share | Outdoor Site Sharing-Etisalat Owned | SS Opex | Etisalat_Opex | 2G+3G+4G+5G | AirScale | LTE-4CC |  | U900 F1-U900 F2-U2100 F2 | L800+L1800-F1+L1800-F2+L2100 | 1cc | 2044200 | 39 |  |  | n41 | 3 | 3 | [32 empty] | IIB | AUH-2595-CSG-IXR-E-1 | 40 | Monopole | sharing site/ from data base
AUH2596 | Site 7146 | AUH | AUH2596 | AUH2596 | AUHL2596 | AUHNR2596 | On Air | On Air | On Air | On Air | 2010-09-27 | Permanent | 24.5776 | 54.6488 | Nokia | Outdoor | Site Sharing | ETC Site Share | Outdoor Site Sharing-Etisalat Owned | SS Opex | Etisalat_Opex | 2G+3G+4G+5G | AirScale | LTE-4CC |  | U900 F1-U900 F2-U2100 F2 | L800+L1800-F1+L1800-F2+L2100 | 1cc | 2043000 | 35 |  |  | n41 | 3 | 3 | [32 empty] | IIB | AUH-2596-CSG-SAR-X-1 | 40 | Monopole | sharing site/ from data base
AUH2597 | Site 7147 | AUH | AUH2597 | AUH2597 | AUHL2597 |  | On Air | On Air | On Air |  | 2009 | Permanent | 24.619 | 54.6416 | Nokia | Outdoor | Site Sharing | ETC Site Share | Outdoor Site Sharing-Etisalat Owned | SS Opex | Etisalat_Opex | 2G+3G+4G | BTS3900/Flexi 2G | LTE |  | U900 F1-U900 F2-U2100 F2 | L800 |  | 2043000 | 30 |  |  |  | 6 | [33 empty] | IIB | AUH-2597-CSG-IXR-E-1 | 90 | LatticeTower | sharing site/ from data base
AUH2598 | Site 7148 | AUH | AUH2598 | AUH2598 | AUHL2598 | AUHNR2598 | On Air | On Air | On Air | On Air | 2010-12-27 | Permanent | 24.6418 | 54.7227 | Nokia | Outdoor | Site Sharing | ETC Site Share | Outdoor Site Sharing-Etisalat Owned | SS Opex | Etisalat_Opex | 2G+3G+4G+5G | BTS3900/Flexi 2G | LTE-4CC | 4T4R | U900 F1-U900 F2-U2100 F2 | L800+L1800-F1+L1800-F2+L2100 | 1cc | 2004100 | 28.5 |  |  | n41 | 3 | 3 | [32 empty] | IIB | AUH-2598-CSG-ASR920-LD-1 | 40 | Monopole | sharing site/ from data base
AUH2599 | Site 7149 | AUH | AUH2599 | AUH2599 | AUHL2599 | AUHNR2599 | On Air | On Air | On Air | On Air | 2010-11-09 | Permanent | 24.2962 | 54.5625 | Nokia | Outdoor | Site Sharing | ETC Site Share | Outdoor Site Sharing-Etisalat Owned | SS Opex | Etisalat_Opex | 2G+3G+4G+5G | AirScale | LTE-3CC |  | U900 F1-U900 F2-U2100 F2 | L800+L1800-F1+L1800-F2 | 1cc | 2044801 | 30 |  |  | n41 | 3 | 3 | [32 empty] | IIB | AUH-2599-CSG-ASR920-LD-1 | 30 | Monopole | sharing site/ from data base
AUH2600 | Site 7150 | AUH | AUH2600 | AUH2600 | AUHL2600 | AUHNR2600 | On Air | On Air | On Air | On Air | 2009 | Permanent | 24.6824 | 54.7684 | Nokia | Outdoor | Site Sharing | ETC Site Share | Outdoor Site Sharing-Etisalat Owned | SS Opex | Etisalat_Opex | 2G+3G+4G+5G | BTS3900/Flexi 2G | LTE-3CC |  | U900 F1-U900 F2-U2100 F2 | L800+L1800-F1+L1800-F2 | 1cc | 2004700 | 30 |  |  | n41 | 3 | 3 | [32 empty] | IIB | AUH-2600-CSG-IXR-E-1 | 45 | LatticeTower | sharing site/ from data base
AUH2601 | Site 7151 | AUH | AUH2601 | AUH2601 | AUHL2601 | AUHNR2601 | On Air | On Air | On Air | On Air | 2009 | Permanent | 24.3048 | 54.5601 | Nokia | Outdoor | Site Sharing | ETC Site Share | Outdoor Site Sharing-Etisalat Owned | SS Opex | Etisalat_Opex | 2G+3G+4G+5G | AirScale | LTE-3CC |  | U900 F1-U900 F2-U2100 F2 | L800+L1800-F1+L1800-F2 | 1cc | 2044801 | 28 |  |  | n41 | 3 | 3 | [32 empty] | IIB | AUH-2601-CSG-SAR-X-1 | 30 | Monopole | sharing site/ from data base
AUH2602 | Site 7152 | AUH | AUH2602 | AUH2602 | AUHL2602 | AUHNR2602 | On Air | On Air | On Air | On Air | 2010-09-20 | Permanent | 24.2806 | 54.5732 | Nokia | Outdoor | Site Sharing | ETC Site Share | Outdoor Site Sharing-Etisalat Owned | SS Opex | Etisalat_Opex | 2G+3G+4G+5G | AirScale | LTE-4CC |  | U900 F1-U900 F2-U2100 F2 | L800+L1800-F1+L1800-F2+L2100 | 2cc | 2044400 | 35 |  |  | n78 | 3 | 3 | [32 empty] | IIB | AUH-2602-CSG-SAR-X-1 | 40 | Monopole | sharing site/ from data base
AUH2603 | Site 7153 | AUH | AUH2603 | AUH2603 | AUHL2603 | AUHNR2603 | On Air | On Air | On Air | On Air | 2010-10-10 | Permanent | 24.5362 | 54.6906 | Nokia | Outdoor | Site Sharing | ETC Site Share | Outdoor Site Sharing-Etisalat Owned | SS Opex | Etisalat_Opex | 2G+3G+4G+5G | AirScale | LTE-4CC | 4T4R | U900 F1-U900 F2-U2100 F2 | L800+L1800-F1+L1800-F2+L2100 | 1cc | 2047000 | 35 |  |  | n41 | 3 | 3 | [32 empty] | IIB | AUH-2603-CSG-ASR920-LD-1 | 40 | Monopole | sharing site/ from data base
AUH2604 | Site 7154 | AUH | AUH2604 | AUH2604 | AUHL2604 | AUHNR2604 | On Air | On Air | On Air | On Air | 2010-10-12 | Permanent | 24.436 | 54.8335 | Nokia | Outdoor | Site Sharing | ETC Site Share | Outdoor Site Sharing-Etisalat Owned | SS Opex | Etisalat_Opex | 2G+3G+4G+5G | AirScale | LTE-3CC |  | U900 F1-U900 F2-U2100 F2 | L800+L1800-F1+L1800-F2 | 1cc | 2043200 | 35 |  |  | n41 | 4 | 3 | [32 empty] | IIB | AUH-2604-CSG-IXR-E-1 | 40 | Monopole | sharing site/ from data base
AUH2605 | Site 7155 | AUH | AUH2605 | AUH2605 | AUHL2605 |  | On Air | On Air | On Air |  | 2010-10-14 | Permanent | 24.4369 | 54.9048 | Nokia | Outdoor | Site Sharing | ETC Site Share | Outdoor Site Sharing-Etisalat Owned | SS Opex | Etisalat_Opex | 2G+3G+4G | AirScale | LTE |  | U900 F1-U900 F2-U2100 F2 | L800 |  | 2042900 | 50 |  |  |  | 3 | [33 empty] | IIB | AUH-2605-CSG-IXR-E-1 | 60 | LatticeTower | sharing site/ from data base
AUH2589 | Site 7156 | AUH | AUH2589 | AUH2589 | AUHL2589 | AUHNR2589 | On Air | On Air | On Air | On Air | 2009 | Permanent | 24.3534 | 54.4735 | Nokia | Outdoor | EITC Passive Infrastructure | Greenfield | Outdoor Green field-du Owned | Du Solo | RDU | 2G+3G+4G+5G | AirScale | LTE-4CC | 4T4R | U900 F1-U900 F2-U2100 F2 | L800+L1800-F1+L1800-F2+L2100 | 1cc | 2600200 | 22 |  |  | n41 | 3 | 3 | [32 empty] | IIB | AUH-2589-CSG-IXR-E-1 | 25 | #N/A | from data base
AUH2591 | Site 7157 | AUH | AUH2591 | AUH2591 | AUHL2591 | AUHNR2591 | On Air | On Air | On Air | On Air | 2012-07-26 | Permanent | 24.3226 | 54.5249 | Nokia | Outdoor | EITC Passive Infrastructure | Greenfield | Outdoor Green field-du Owned | DU Solo | Monopole | 2G+3G+4G+5G | AirScale | LTE-4CC | 4T4R | U900 F1-U900 F2-U2100 F2 | L800+L1800-F1+L1800-F2+L2100 | 2cc | 2600000 | 29 |  |  | n78 | 3 | 3 | [32 empty] | IIB | AUH-2591-CSG-ASR920-LD-1 | 30 | #N/A | from data base
AUH2610 | Site 7158 | AUH | AUH2610 | AUH2610 | AUHL2610 |  | On Air | On Air | On Air |  | 2012-11-12 | Permanent | 24.261 | 54.5469 | Nokia | Outdoor | Site Sharing | ETC Site Share | Outdoor Site Sharing-Etisalat Owned | SS Opex | Etisalat_Opex | 2G+3G+4G | AirScale | LTE-3CC |  | U900 F1-U900 F2-U2100 F2 | L800+L1800-F1+L1800-F2 |  | 2042200 | 35 |  |  |  | 3 | [33 empty] | MW | 0 | 40 | LatticeTower | sharing site/ from data base
AUH2593 | Site 7159 | AUH | AUH2593 | AUH2593 | AUHL2593 | AUHNR2593 | On Air | On Air | On Air | On Air | 2009 | Permanent | 24.3349 | 54.4741 | Nokia | Outdoor | EITC Passive Infrastructure | Greenfield | Outdoor Green field-du Owned | Du Solo | Monopole | 2G+3G+4G+5G | AirScale | LTE-3CC |  | U900 F1-U900 F2-U2100 F2 | L800+L1800-F1+L1800-F2 | 2cc | 2600000 | 25 |  |  | n78 | 6 | 3 | [32 empty] | IIB | AUH-2593-CSG-SAR-X-1 | 25 | #N/A | from data base
AUH2612 | Site 7160 | AUH | AUH2612 | AUH2612 | AUHL2612 |  | On Air | On Air | On Air |  | 2009 | Permanent | 24.4961 | 54.4086 | Nokia | Outdoor | EITC Passive Infrastructure | Rooftop | RT-du Owned | Du Solo | Rooftop | 2G+3G+4G | AirScale | LTE |  | U2100 F2 | L1800-F1 |  | 2045700 | 16 |  |  |  | 3 | [33 empty] | MW | 0 | 3 | #N/A | Rooftop
AUH2606 | Site 7161 | AUH |  | AUH2606 | AUHL2606 | AUHNR2606 |  | On Air | On Air | On Air | 2015-12-14 | Permanent | 24.4316 | 54.9769 | Nokia | Outdoor | EITC Passive Infrastructure | Greenfield | Outdoor Green field-du Owned | Du Solo | Lattice Tower | 3G+4G+5G | BTS3900 | LTE-3CC |  | U900 F1-U900 F2-U2100 F2 | L800+L1800-F1+L1800-F2 | 1cc | 2043200 | 58 |  |  | n41 | 3 | 3 | [32 empty] | IIB | AUH-2606-CSG-IXR-E-1 | 60 | #N/A | from data base
AUH2620 | Site 7162 | AUH | AUH2620 | AUH2620 | AUHL2620 |  | On Air | On Air | On Air |  | 2009 | Permanent | 24.2309 | 54.7614 | Nokia | Outdoor | Site Sharing | ETC Site Share | Outdoor Site Sharing-Etisalat Owned | SS Opex | Etisalat_Opex | 2G+3G+4G | AirScale | LTE-3CC |  | U900 F1-U900 F2-U2100 F2 | L800+L1800-F1+L1800-F2 |  | 2045400 | 39 |  |  |  | 6 | [33 empty] | IIB | AUH-2620-CSG-SAR-X-1 | 40 | Monopole | sharing site/ from data base
AUH2621 | Site 7163 | AUH | AUH2621 | AUH2621 | AUHL2621 |  | On Air | On Air | On Air |  | 2009 | Permanent | 24.1012 | 54.974 | Nokia | Outdoor | Site Sharing | ETC Site Share | Outdoor Site Sharing-Etisalat Owned | SS Opex | Etisalat_Opex | 2G+3G+4G | AirScale | LTE-3CC |  | U900 F1-U900 F2-U2100 F2 | L800+L1800-F1+L1800-F2 |  | 2430100 | 60 |  |  |  | 3 | [33 empty] | MW | 0 | 120 | LatticeTower | sharing site/ from data base
AUH2622 | Site 7164 | AUH | AUH2622 | AUH2622 | AUHL2622 |  | On Air | On Air | On Air |  | 2009 | Permanent | 24.1187 | 54.8327 | Nokia | Outdoor | Site Sharing | ETC Site Share | Outdoor Site Sharing-Etisalat Owned | SS Opex | Etisalat_Opex | 2G+3G+4G | AirScale | LTE |  | U900 F1-U900 F2-U2100 F2 | L800 |  | 2430100 | 60 |  |  |  | 3 | [33 empty] | MW | 0 | 120 | LatticeTower | sharing site/ from data base
AUH2608 | Site 7165 | AUH | AUH2608 | AUH2608 | AUHL2608 | AUHNR2608 | On Air | On Air | On Air | On Air | 2009 | Permanent | 24.1893 | 54.6515 | Nokia | Outdoor | EITC Passive Infrastructure | Greenfield | Outdoor Green field-du Owned | Du Solo | Monopole | 2G+3G+4G+5G | AirScale | LTE-4CC | 4T4R | U900 F1-U900 F2-U2100 F2 | L800+L1800-F1+L1800-F2+L2100 | 1cc | 2047502 | 38.5 |  |  | n41 | 3 | 3 | [32 empty] | IIB | AUH-2608-CSG-IXR-E-1 | 40 | #N/A | from data base
AUH2624 | Site 7166 | AUH | AUH2624 | AUH2624 | AUHL2624 |  | On Air | On Air | On Air |  | 2009 | Permanent | 24.0273 | 54.9623 | Nokia | Outdoor | Site Sharing | ETC Site Share | Outdoor Site Sharing-Etisalat Owned | SS Opex | Etisalat_Opex | 2G+3G+4G | AirScale | LTE-3CC |  | U900 F1-U900 F2-U2100 F2 | L800+L1800-F1+L1800-F2 |  | 2430100 | 60 |  |  |  | 3 | [33 empty] | MW | 0 | 120 | LatticeTower | sharing site/ from data base
AUH2625 | Site 7167 | AUH | AUH2625 | AUH2625 | AUHL2625 | AUHNR2625 | On Air | On Air | On Air | On Air | 2009 | Permanent | 24.4359 | 54.3771 | Nokia | Outdoor | Site Sharing | ETC Site Share | Outdoor Site Sharing-Etisalat Owned | SS Opex | Etisalat_Opex | 2G+3G+4G+5G | AirScale | LTE-2CC |  | U900 F1-U900 F2-U2100 F2 | L800+L1800-F1 | 2cc | 2500700 | 25 |  |  | n78 | 3 | 3 | [32 empty] | IIB | AUH-2625-CSG-IXR-E-1 | 30 | Monopole | sharing site/ from data base
AUH2611 | Site 7168 | AUH | AUH2611 | AUH2611 | AUHL2611 | AUHNR2611 | On Air | On Air | On Air | On Air | 2010-12-23 | Permanent | 24.4846 | 54.677 | Nokia | Outdoor | EITC Passive Infrastructure | Greenfield | Outdoor Green field-du Owned | Du Solo | Monopole | 2G+3G+4G+5G | AirScale | LTE |  | U900 F1-U900 F2-U2100 F2 | L1800-F1 | 1cc | 2044700 | 40 |  |  | n41 | 3 | 3 | [32 empty] | IIB | AUH-2611-CSG-ASR920-LD-1 | 40 | #N/A | from data base
AUH2616 | Site 7169 | AUH |  | AUH2616 | AUHL2616 | AUHNR2616 |  | On Air | On Air | On Air | 2020-02-16 | Permanent | 24.4645 | 54.3617 | Nokia | Outdoor | EITC Passive Infrastructure | Greenfield | Outdoor Green field-du Owned | Du Solo | RDU | 3G+4G+5G | AirScale | LTE-4CC |  | U900 F1-U900 F2-U2100 F2 | L800+L1800-F1+L1800-F2+L2100 | 2cc | 2501400 | 30 |  |  | n78 | 3 | 3 | [32 empty] | IIB | AUH-2616-CSG-N540-LD-1 | 30 | #N/A | from data base
AUH2629 | Site 7170 | AUH | AUH2629 | AUH2629 | AUHL2629 | AUHNR2629 | On Air | On Air | On Air | On Air | 2013-09-02 | Permanent | 24.4232 | 54.3974 | Nokia | Outdoor | Site Sharing | ETC Site Share | Outdoor Site Sharing-Etisalat Owned | SS Opex | Etisalat_Opex | 2G+3G+4G+5G | BTS3900/Flexi 2G | LTE-2CC |  | U900 F1-U900 F2-U2100 F2 | L1800-F1+L1800-F2 | 2cc | 2500900 | 28.5 |  |  | n78 | 3 | 3 | [32 empty] | MW | 0 | 20 | PalmTree | sharing site/ from data base
AUH2630 | Site 7171 | AUH | AUH2630 | AUH2630 | AUHL2630 | AUHNR2630 | On Air | On Air | On Air | On Air | 2014-12-25 | Permanent | 24.4527 | 54.3388 | Nokia | Outdoor | Site Sharing | ETC Site Share | Outdoor Site Sharing-Etisalat Owned | SS Opex | Etisalat_Opex | 2G+3G+4G+5G | AirScale | LTE-3CC |  | U900 F1-U900 F2-U2100 F2 | L800+L1800-F1+L1800-F2 | 2cc | 2500600 | 25 |  |  | n78 | 4 | 3 | [32 empty] | MW | 0 | 30 | Monopole | sharing site/ from data base
AUH2623 | Site 7172 | AUH | AUH2623 | AUH2623 | AUHL2623 |  | On Air | On Air | On Air |  | 2009 | Permanent | 24.0695 | 54.8199 | Nokia | Outdoor | EITC Passive Infrastructure | Greenfield | Outdoor Green field-du Owned | Du Solo | Lattice Tower | 2G+3G+4G | AirScale | LTE-3CC |  | U900 F1-U900 F2-U2100 F2 | L800+L1800-F1+L1800-F2 |  | 2430100 | 58.5 |  |  |  | 4 | [33 empty] | MW | 0 | 60 | #N/A | from data base
AUH2633 | Site 7173 | AUH |  | AUH2633 | AUHL2633 | AUHNR2633 |  | On Air | On Air | On Air | 2015-01-15 | Permanent | 24.4662 | 54.3751 | Nokia | Outdoor | EITC Passive Infrastructure | Rooftop | RT-du Owned | Du Solo | Rooftop | 3G+4G+5G | AirScale | LTE-4CC | 4T4R | U900 F1-U900 F2-U2100 F2 | L800+L1800-F1+L1800-F2+L2100 | 2cc | 2501000 | 24 |  |  | n78 | 4 | 3 | [32 empty] | IIB | AUH-2633-CSG-SAR-X-1 | 3 | #N/A | Rooftop
AUH2627 | Site 7174 | AUH | AUH2627 | AUH2627 | AUHL2627 | AUHNR2627 | On Air | On Air | On Air | On Air | 2009 | Permanent | 24.4075 | 54.4691 | Nokia | Outdoor | EITC Passive Infrastructure | Greenfield | Outdoor Green field-du Owned | DU Solo | Monopole | 2G+3G+4G+5G | AirScale | LTE-4CC | 4T4R | U900 F1-U900 F2-U2100 F2 | L800+L1800-F1+L1800-F2+L2100 | 2cc | 2501700 | 29 |  |  | n78 | 7 | 3 | [32 empty] | IIB | AUH-2627-CSG-IXR-E-1 | 35 | #N/A | from data base
AUH2635 | Site 7175 | AUH | AUH2635 | AUH2635 | AUHL2635 | AUHNR2635 | On Air | On Air | On Air | On Air | 2009 | Permanent | 24.4889 | 54.3629 | Nokia | Outdoor | EITC Passive Infrastructure | Rooftop | RT-du Owned | Du Solo | Rooftop | 2G+3G+4G+5G | AirScale | LTE-4CC | 4T4R | U900 F1-U900 F2-U2100 F2 | L800+L1800-F1+L1800-F2+L2100 | 2cc | 2500200 | 33 |  |  | n78 | 2 | 2 | [32 empty] | IIB | AUH-2635-CSG-IXR-E-1 | 3 | #N/A | Rooftop
AUH2636 | Site 7176 | AUH | AUH2636 | AUH2636 | AUHL2636 | AUHNR2636 | On Air | On Air | On Air | On Air | 2009 | Permanent | 24.4927 | 54.369 | Nokia | Outdoor | EITC Passive Infrastructure | Rooftop | RT-du Owned | Du Solo | Rooftop | 2G+3G+4G+5G | AirScale | LTE-4CC | 4T4R | U900 F1-U900 F2-U2100 F2 | L800+L1800-F1+L1800-F2+L2100 | 2cc | 2500200 | 15 |  |  | n78 | 3 | 3 | [32 empty] | IIB | AUH-2636-CSG-ASR920-LD-1 | 3 | #N/A | Rooftop
AUH2637 | Site 7177 | AUH | AUH2637 | AUH2637 | AUHL2637 | AUHNR2637 | On Air | On Air | On Air | On Air | 2014-07-10 | Permanent | 24.4894 | 54.3556 | Nokia | Outdoor | EITC Passive Infrastructure | Rooftop | RT-du Owned | Du Solo | Rooftop | 2G+3G+4G+5G | AirScale | LTE-4CC |  | U900 F1-U900 F2-U2100 F2 | L800+L1800-F1+L1800-F2+L2100 | 2cc | 2500200 | 25 |  |  | n78 | 4 | 3 | [32 empty] | IIB | AUH-2637-CSG-IXR-E-1 | 3 | #N/A | Rooftop
AUH2628 | Site 7178 | AUH | AUH2628 | AUH2628 | AUHL2628 | AUHNR2628 | On Air | On Air | On Air | On Air | 2013-09-30 | Permanent | 24.4096 | 54.4494 | Nokia | Outdoor | EITC Passive Infrastructure | Greenfield | Outdoor Green field-du Owned | Du Solo | Monopole | 2G+3G+4G+5G | AirScale | LTE-3CC |  | U900 F1-U900 F2-U2100 F2 | L800+L1800-F1+L1800-F2 | 2cc | 2502000 | 28.5 |  |  | n78 | 3 | 3 | [32 empty] | IIB | AUH-2628-CSG-SAR-X-1 | 30 | #N/A | from data base
AUH2632 | Site 7179 | AUH |  | AUH2632 | AUHL2632 | AUHNR2632 |  | On Air | On Air | On Air | 2009 | Permanent | 24.4604 | 54.3974 | Nokia | Outdoor | EITC Passive Infrastructure | Greenfield | Outdoor Green field-du Owned | Du Solo | GF | 3G+4G+5G | AirScale | LTE-3CC |  | U900 F1-U900 F2-U2100 F2 | L800+L1800-F1+L1800-F2 | 2cc | 2501000 | 30 |  |  | n78 | 3 | 3 | [32 empty] | IIB | AUH-2632-CSG-SAR-X-1 | 30 | #N/A | from data base
AUH2634 | Site 7180 | AUH | AUH2634 | AUH2634 | AUHL2634 | AUHNR2634 | On Air | On Air | On Air | On Air | 2012-10-03 | Permanent | 24.4826 | 54.3904 | Nokia | Outdoor | EITC Passive Infrastructure | Greenfield | Outdoor Green field-du Owned | DU Solo | Monopole | 2G+3G+4G+5G | AirScale | LTE-3CC |  | U900 F1-U900 F2-U2100 F2 | L800+L1800-F1+L1800-F2 | 2cc | 2501100 | 28 |  |  | n78 | 3 | 3 | [32 empty] | IIB | AUH-2634-CSG-IXR-E-1 | 30 | #N/A | from data base
AUH2641 | Site 7181 | AUH | AUH2641 | AUH2641 | AUHL2641 | AUHNR2641 | On Air | On Air | On Air | On Air | 2009 | Permanent | 24.5206 | 54.6104 | Nokia | Outdoor | Site Sharing | ETC Site Share | Outdoor Site Sharing-Etisalat Owned | SS Opex | Etisalat_Opex | 2G+3G+4G+5G | AirScale | LTE-3CC |  | U900 F1-U900 F2-U2100 F2 | L800+L1800-F1+L1800-F2 | 1cc | 2044200 | 40 |  |  | n41 | 6 | 3 | [32 empty] | MW | 0 | 80 | LatticeTower | sharing site/ from data base
AUH2638 | Site 7182 | AUH | AUH2638 | AUH2638 | AUHL2638 | AUHNR2638 | On Air | On Air | On Air | On Air | 2012-09-01 | Permanent | 24.4299 | 54.6352 | Nokia | Outdoor | EITC Passive Infrastructure | Greenfield | Outdoor Green field-du Owned | Du Solo | RDU | 2G+3G+4G+5G | AirScale | LTE-3CC |  | U900 F1-U900 F2-U2100 F2 | L800+L1800-F1+L1800-F2 | 2cc | 2042600 | 28.5 |  |  | n78 | 3 | 3 | [32 empty] | IIB | AUH-2638-CSG-IXR-E-1 | 30 | #N/A | from data base
AUH2646 | Site 7183 | AUH |  | AUH2646 | AUHL2646 | AUHNR2646 |  | On Air | On Air | On Air | 2021 | Permanent | 24.3519 | 54.5583 | Nokia | Outdoor | Site Sharing | ETC Site Share | Outdoor Site Sharing-Etisalat Owned | SS Opex | Etisalat_Opex | 3G+4G+5G | AirScale | LTE-4CC |  | U900 F1-U900 F2 | L800+L1800-F1+L1800-F2+L2100 | 1cc | 2044801 | 30 |  |  | n41 | 4 | 3 | [32 empty] | MW | 0 | 35 | Monopole | sharing site/ from data base
AUH2647 | Site 7184 | AUH |  | AUH2647 | AUHL2647 | AUHNR2647 |  | On Air | On Air | On Air | 2020-07-04 | Permanent | 24.3018 | 54.5714 | Nokia | Outdoor | Site Sharing | ETC Site Share | Outdoor Site Sharing-Etisalat Owned | SS Opex | Etisalat_Opex | 3G+4G+5G | AirScale | LTE-4CC |  | U900 F1-U900 F2 | L800+L1800-F1+L1800-F2+L2100 | 2cc | 2044801 | 35 |  |  | n78 | 3 | 3 | [32 empty] | IIB | AUH-2647-CSG-IXR-E-1 | 40 | Monopole | sharing site/ from data base
AUH2648 | Site 7185 | AUH | AUH2648 | AUH2648 | AUHL2648 | AUHNR2648 | On Air | On Air | On Air | On Air | 2013-12-29 | Permanent | 24.4509 | 54.6014 | Nokia | Outdoor | EITC Passive Infrastructure | Rooftop | RT-du Owned | Du Solo | Rooftop | 2G+3G+4G+5G | AirScale | LTE-2CC |  | U900 F1-U900 F2-U2100 F2 | L800+L1800-F1 | 2cc | 2042400 | 47 |  |  | n78 | 3 | 3 | [32 empty] | MW | 0 | 3 | #N/A | Rooftop
AUH2650 | Site 7186 | AUH |  | AUH2650 | AUHL2650 | AUHNR2650 |  | On Air | On Air | On Air | 2021-02-23 | Permanent | 24.3643 | 54.552 | Nokia | Outdoor | EITC Passive Infrastructure | Greenfield | Outdoor Taawn-du Lead | Du Capex | Du Capex | 3G+4G+5G | AirScale | LTE-3CC |  | U900 F1-U900 F2-U2100 F2 | L800+L1800-F1+L1800-F2 | 1cc | 2044801 | 35 |  |  | n41 | 4 | 3 | [32 empty] | MW | 0 | 35 | 35m-HD-MP | confirmed
AUH2651 | Site 7187 | AUH | AUH2651 | AUH2651 | AUHL2651 | AUHNR2651 | Locked | On Air | On Air | On Air | 2013-12-30 | Permanent | 24.4551 | 54.6134 | Nokia | Outdoor | EITC Passive Infrastructure | Rooftop | RT-du Owned | Du Solo | Rooftop | 2G+3G+4G+5G | AirScale | LTE-2CC |  | U900 F1-U900 F2-U2100 F2 | L800+L1800-F1 | 2cc | 2042400 | 33 |  |  | n78 | 3 | 3 | [32 empty] | IIB | AUH-2651-CSG-IXR-E-1 | 3 | #N/A | Rooftop
AUH2639 | Site 7188 | AUH | AUH2639 | AUH2639 | AUHL2639 | AUHNR2639 | On Air | On Air | On Air | On Air | 2009 | Permanent | 24.4105 | 54.9116 | Nokia | Outdoor | EITC Passive Infrastructure | Greenfield | Outdoor Green field-du Owned | Du Solo | Monopole | 2G+3G+4G+5G | BTS3900/Flexi 2G | LTE-3CC |  | U900 F1-U900 F2-U2100 F2 | L800+L1800-F1+L1800-F2 | 1cc | 2042900 | 38.5 |  |  | n41 | 3 | 3 | [32 empty] | IIB | AUH-2639-CSG-IXR-E-1 | 40 | #N/A | from data base
AUH2653 | Site 7189 | AUH |  | AUH2653 | AUHL2653 | AUHNR2653 |  | On Air | On Air | On Air | 2019 | Permanent | 24.2193 | 54.6869 | Nokia | Outdoor | Site Sharing | ETC Site Share | Outdoor Site Sharing-Etisalat Owned | SS Opex | Etisalat_Opex | 3G+4G+5G | AirScale | LTE-5CC |  | U900 F1-U900 F2-U2100 F2 | L800+L1800-F1+L1800-F2+L2100+L700 | 3cc | 2047502 | 25 |  |  | n78+n41 | 4 | 3 | [32 empty] | IIB | AUH-2653-CSG-ASR920-LD-1 | 30 | Monopole | sharing site/ from data base
AUH2654 | Site 7190 | AUH |  | AUH2654 | AUHL2654 | AUHNR2654 |  | On air | On Air | On Air | 2022-11-02 | Permanent | 24.482 | 54.6219 | Nokia | Outdoor | EITC Passive Infrastructure | Rooftop | RT-du Owned | Du Solo | Rooftop | 3G+4G+5G | AirScale | LTE-3CC |  | U900 F1-U900 F2-U2100 F2 | L800+L1800-F1+L1800-F2 | 2cc | 2004600 | 43 |  |  | n78 | 3 | 3 | [32 empty] | IIB | AUH-2654-CSG-IXR-E-1
AUH2655 | Site 7191 | AUH |  | AUH2655 | AUHL2655 | AUHNR2655 |  | On air | On Air | On Air | 2022-08-24 | Permanent | 24.4812 | 54.6178 | Nokia | Outdoor | EITC Passive Infrastructure | Rooftop | RT-du Owned | Du Solo | Rooftop | 3G+4G+5G | AirScale | LTE-3CC |  | U900 F1-U900 F2-U2100 F2 | L800+L1800-F1+L1800-F2 | 2cc | 2004600 | 43 |  |  | n78 | 4 | 3 | [32 empty] | IIB | AUH-2655-CSG-IXR-E-1 | 4 | Rooftop | Rooftop
AUH2640 | Site 7192 | AUH | AUH2640 | AUH2640 | AUHL2640 | AUHNR2640 | On Air | On Air | On Air | On Air | 2009 | Permanent | 24.4085 | 54.9672 | Nokia | Outdoor | EITC Passive Infrastructure | Greenfield | Outdoor Green field-du Owned | Du Solo | Monopole | 2G+3G+4G+5G | BTS3900/Flexi 2G | LTE-3CC |  | U900 F1-U900 F2-U2100 F2 | L800+L1800-F1+L1800-F2 | 1cc | 2042900 | 38 |  |  | n41 | 3 | 3 | [32 empty] | IIB | AUH-2640-CSG-IXR-E-1 | 40 | #N/A | from data base
AUH2658 | Site 7193 | AUH |  | AUH2658 | AUHL2658 | AUHNR2658 |  | On Air | On Air | On Air | 2014-09-08 | Permanent | 24.4147 | 54.5395 | Nokia | Outdoor | Site Sharing | ETC Site Share | Outdoor Site Sharing-Etisalat Owned | SS Opex | Etisalat_Opex | 3G+4G+5G | AirScale | LTE-2CC |  | U900 F1-U900 F2-U2100 F2 | L800+L1800-F1 | 2cc | 2042600 | 30 |  |  | n78 | 3 | 3 | [32 empty] | MW | 0 | 35 | Monopole | sharing site/ from data base
AUH2659 | Site 7194 | AUH | AUH2659 | AUH2659 | AUHL2659 |  | On Air | On Air | On Air |  | 2014-09-07 | Permanent | 24.4077 | 54.531 | Nokia | Outdoor | Site Sharing | ETC Site Share | Outdoor Site Sharing-Etisalat Owned | SS Opex | Etisalat_Opex | 2G+3G+4G | AirScale | LTE-3CC |  | U900 F1-U900 F2-U2100 F2 | L800+L1800-F1+L1800-F2 |  | 2042600 | 30 |  |  |  | 4 | [33 empty] | MW | 0 | 30 | Monopole | sharing site/ from data base
AUH2643 | Site 7195 | AUH | AUH2643 | AUH2643 | AUHL2643 | AUHNR2643 | On Air | On Air | On Air | On Air | 2009 | Permanent | 24.3979 | 55.009 | Nokia | Outdoor | EITC Passive Infrastructure | Greenfield | Outdoor Green field-du Owned | DU Solo | Monopole | 2G+3G+4G+5G | BTS3900/Flexi 2G | LTE |  | U900 F1-U900 F2-U2100 F2 | L800 | 1cc | 2430100 | 40 |  |  | n41 | 3 | 3 | [32 empty] | IIB | AUH-2643-CSG-IXR-E-1 | 40 | #N/A | sharing site/ from data base
AUH2652 | Site 7196 | AUH | AUH2652 | AUH2652 | AUHL2652 | AUHNR2652 | On Air | On Air | On Air | On Air | 2013-02-14 | Permanent | 24.4994 | 54.7985 | Nokia | Outdoor | EITC Passive Infrastructure | Greenfield | Outdoor Green field-du Owned | Du Solo | Monopole | 2G+3G+4G+5G | BTS3900/Flexi 2G | LTE |  | U900 F1-U900 F2-U2100 F2 | L800 | 1cc | 2043200 | 28 |  |  | n41 | 4 | 3 | [32 empty] | IIB | AUH-2652-CSG-IXR-E-1 | 30 | #N/A | from data base
AUH2656 | Site 7197 | AUH |  | AUH2656 | AUHL2656 | AUHNR2656 |  | On Air | On Air | On Air | 2014-12-07 | Permanent | 24.4005 | 54.5218 | Nokia | Outdoor | EITC Passive Infrastructure | Greenfield | Outdoor Green field-du Owned | Du Solo | Greenfield | 3G+4G+5G | AirScale | LTE-4CC |  | U900 F1-U900 F2-U2100 F2 | L800+L1800-F1+L1800-F2+L2100 | 2cc | 2044000 | 40 |  |  | n78 | 6 | 3 | [32 empty] | IIB | AUH-2656-CSG-SAR-X-1 | 40 | #N/A | from data base
AUH2660 | Site 7198 | AUH | AUH2660 | AUH2660 | AUHL2660 | AUHNR2660 | Locked | On Air | On Air | On Air | 2010-12-16 | Permanent | 24.5978 | 54.6505 | Nokia | Outdoor | EITC Passive Infrastructure | Greenfield | Outdoor Green field-du Owned | Du Solo | Monopole | 2G+3G+4G+5G | BTS3900/Flexi 2G | LTE-3CC |  | U900 F1-U900 F2-U2100 F2 | L800+L1800-F1+L1800-F2 | 1cc | 2043000 | 30 |  |  | n41 | 6 | 3 | [32 empty] | IIB | AUH-2660-CSG-SAR-X-1 | 30 | #N/A | from data base
AUH2661 | Site 7199 | AUH | AUH2661 | AUH2661 | AUHL2661 | AUHNR2661 | Locked | On Air | On Air | On Air | 2013-12-01 | Permanent | 24.4779 | 54.3124 | Nokia | Outdoor | EITC Passive Infrastructure | Greenfield | Outdoor Green field-du Owned | Du Solo | Palm Tree | 2G+3G+4G+5G | AirScale | LTE-3CC |  | U900 F1-U900 F2-U2100 F2 | L800+L1800-F1+L1800-F2 | 2cc | 2500500 | 28.5 |  |  | n78 | 4 | 3 | [32 empty] | IIB | AUH-2661-CSG-SAR-X-1 | 30 | #N/A | from data base
AUH2666 | Site 7200 | AUH | AUH2666 | AUH2666 | AUHL2666 |  | On Air | On Air | On Air |  | 2013-12-30 | Permanent | 24.5841 | 54.7118 | Nokia | Outdoor | Site Sharing | ETC Site Share | Outdoor Site Sharing-Etisalat Owned | SS Opex | Etisalat_Opex | 2G+3G+4G | BTS3900/Flexi 2G | LTE |  | U900 F1-U900 F2-U2100 F2 | L1800-F1 |  | 2043700 | 30 |  |  |  | 6 | [33 empty] | MW | 0 | 30 | PalmTree | sharing site/ from data base
AUH2662 | Site 7201 | AUH |  | AUH2662 | AUHL2662 | AUHNR2662 |  | On Air | On Air | On Air | 2015-11-05 | Permanent | 24.5932 | 54.7543 | Nokia | Outdoor | EITC Passive Infrastructure | Greenfield | Outdoor Green field-du Owned | Du Solo | Monopole | 3G+4G+5G | BTS3900 | LTE-3CC |  | U900 F1-U900 F2-U2100 F2 | L800+L1800-F1+L1800-F2 | 1cc | 2043200 | 38 |  |  | n41 | 3 | 3 | [32 empty] | MW | 0 | 40 | #N/A | from data base
AUH2663 | Site 7202 | AUH | AUH2663 | AUH2663 | AUHL2663 | AUHNR2663 | On Air | On Air | On Air | On Air | 2009 | Permanent | 24.6617 | 54.7166 | Nokia | Outdoor | EITC Passive Infrastructure | Greenfield | Outdoor Green field-du Owned | DU Solo | Monopole | 2G+3G+4G+5G | BTS3900/Flexi 2G | LTE-4CC |  | U900 F1-U900 F2-U2100 F2 | L800+L1800-F1+L1800-F2+L2100 | 1cc | 2004100 | 28.5 |  |  | n41 | 3 | 3 | [32 empty] | IIB | AUH-2663-CSG-IXR-E-1 | 30 | #N/A | from data base
AUH2665 | Site 7203 | AUH | AUH2665 | AUH2665 | AUHL2665 | AUHNR2665 | On Air | On Air | On Air | On Air | 2010-12-07 | Permanent | 24.5809 | 54.6898 | Nokia | Outdoor | EITC Passive Infrastructure | Greenfield | Outdoor Green field-du Owned | DU Solo | Monopole | 2G+3G+4G+5G | BTS3900/Flexi 2G | LTE-4CC |  | U900 F1-U900 F2-U2100 F2 | L800+L1800-F1+L1800-F2+L2100 | 1cc | 2004100 | 30 |  |  | n41 | 9 | 3 | [32 empty] | IIB | AUH-2665-CSG-IXR-E-1 | 30 | #N/A | from data base
AUH2667 | Site 7204 | AUH |  | AUH2667 | AUHL2667 | AUHNR2667 |  | On Air | On Air | On Air | 2014-11-02 | Permanent | 24.6227 | 54.7107 | Nokia | Outdoor | EITC Passive Infrastructure | Greenfield | Outdoor Green field-du Owned | Du Solo | Monopole | 3G+4G+5G | BTS3900 | LTE-4CC |  | U900 F1-U900 F2-U2100 F2 | L800+L1800-F1+L1800-F2+L2100 | 1cc | 2004100 | 28 |  |  | n41 | 4 | 3 | [32 empty] | IIB | AUH-2667-CSG-IXR-E-1 | 30 | #N/A | from data base
AUH2672 | Site 7205 | AUH | AUH2672 | AUH2672 | AUHL2672 |  | Locked | On Air | On Air |  | 2009 | Permanent | 24.18 | 54.7383 | Nokia | Outdoor | Site Sharing | ETC Site Share | Outdoor Site Sharing-Etisalat Owned | SS Opex | Etisalat_Opex | 2G+3G+4G | AirScale | LTE-3CC |  | U900 F1-U900 F2-U2100 F2 | L800+L1800-F1+L1800-F2 |  | 2047502 | 50 |  |  |  | 3 | [33 empty] | IIB | AUH-2672-CSG-IXR-E-1 | 80 | LatticeTower | sharing site/ from data base
AUH2668 | Site 7206 | AUH |  | AUH2668 | AUHL2668 | AUHNR2668 |  | On air | On Air | On Air | 2023 | Permanent | 24.3417 | 54.5006 | Nokia | Outdoor | EITC Passive Infrastructure | Greenfield | Outdoor Green field-du Owned | Du Solo | Greenfield | 3G+4G+5G | AirScale | LTE-4CC |  | U900 F1-U900 F2 | L800+L1800-F1+L1800-F2+L2100 | 2cc | 2600200 | 35 |  |  | n78 | 3 | 3 | [32 empty] | IIB | AUH-2668-CSG-IXR-E-1
AUH2669 | Site 7207 | AUH | AUH2669 | AUH2669 | AUHL2669 | AUHNR2669 | On Air | On Air | On Air | On Air | 2010-12-18 | Permanent | 24.2556 | 54.6532 | Nokia | Outdoor | EITC Passive Infrastructure | Greenfield | Outdoor Green field-du Owned | DU Solo | Monopole | 2G+3G+4G+5G | AirScale | LTE |  | U900 F1-U900 F2-U2100 F2 | L800 | 2cc | 2047501 | 30 |  |  | n78 | 3 | 3 | [32 empty] | IIB | AUH-2669-CSG-SAR-X-1 | 30 | #N/A | from data base
AUH2670 | Site 7208 | AUH | AUH2670 | AUH2670 | AUHL2670 | AUHNR2670 | On Air | On Air | On Air | On Air | 2010-11-27 | Permanent | 24.2171 | 54.7391 | Nokia | Outdoor | EITC Passive Infrastructure | Greenfield | Outdoor Green field-du Owned | DU Solo | Monopole | 2G+3G+4G+5G | AirScale | LTE-4CC |  | U900 F1-U900 F2-U2100 F2 | L800+L1800-F1+L1800-F2+L2100 | 1cc | 2047502 | 40 |  |  | N41 | 3 | 3 | [32 empty] | IIB | AUH-2670-CSG-ASR920-LD-1 | 40 | #N/A | from data base
AUH2677 | Site 7209 | AUH | AUH2677 | AUH2677 | AUHL2677 | AUHNR2677 | On Air | On Air | On Air | On Air | 2009 | Permanent | 24.3947 | 54.5902 | Nokia | Outdoor | Site Sharing | ETC Site Share | Outdoor Site Sharing-Etisalat Owned | SS Opex | Etisalat_Opex | 2G+3G+4G+5G | AirScale | LTE |  | U900 F1-U900 F2-U2100 F2 | L800 | 2cc | 2440000 | 35 |  |  | n78 | 3 | 3 | [32 empty] | IIB | AUH-2677-CSG-IXR-E-1 | 40 | Monopole | sharing site/ from data base
AUH2678 | Site 7210 | AUH | AUH2678 | AUH2678 | AUHL2678 | AUHNR2678 | Locked | On Air | On Air | On Air | 2009 | Permanent | 24.4012 | 54.4755 | Nokia | Outdoor | EITC Passive Infrastructure | Rooftop | RT-du Owned | Du Solo | Rooftop | 2G+3G+4G+5G | AirScale | LTE-2CC |  | U900 F1-U900 F2-U2100 F2 | L800+L1800-F1 | 1cc | 2501700 | 17 |  |  | n78 | 3 | 3 | [32 empty] | IIB | AUH-2678-CSG-ASR920-LD-1 | 3 | #N/A | Rooftop
AUH2673 | Site 7211 | AUH | AUH2673 | AUH2673 | AUHL2673 | AUHNR2673 | Locked | On Air | On Air | On Air | 2010-12-23 | Permanent | 24.2163 | 54.7889 | Nokia | Outdoor | EITC Passive Infrastructure | Greenfield | Outdoor Green field-du Owned | DU Solo | Monopole | 2G+3G+4G+5G | AirScale | LTE-3CC |  | U900 F1-U900 F2-U2100 F2 | L800+L1800-F1+L1800-F2 | 1cc | 2047502 | 38.5 |  |  | n41 | 3 | 3 | [32 empty] | IIB | AUH-2673-CSG-ASR920-LD-1 | 40 | #N/A | from data base
AUH2674 | Site 7212 | AUH | AUH2674 | AUH2674 | AUHL2674 | AUHNR2674 | On Air | On Air | On Air | On Air | 2009 | Permanent | 24.2121 | 54.6998 | Nokia | Outdoor | EITC Passive Infrastructure | Greenfield | Outdoor Green field-du Owned | Du Solo | Monopole | 2G+3G+4G+5G | AirScale | LTE-3CC |  | U900 F1-U900 F2-U2100 F2 | L800+L1800-F1+L1800-F2 | 1cc | 2047502 | 38.5 |  |  | N41 | 3 | 3 | [32 empty] | IIB | AUH-2674-PREAGG-SR7-1 | 40 | #N/A | from data base
AUH2682 | Site 7213 | AUH | AUH2682 | AUH2682 | AUHL2682 | AUHNR2682 | On Air | On Air | On Air | On Air | 2010-09-22 | Permanent | 24.2645 | 54.6915 | Nokia | Outdoor | Site Sharing | ETC Site Share | Outdoor Site Sharing-Etisalat Owned | SS Opex | Etisalat_Opex | 2G+3G+4G+5G | AirScale | LTE |  | U900 F1-U900 F2-U2100 F2 | L1800-F1 | 1cc | 2045400 | 29 |  |  | n41 | 3 | 3 | [32 empty] | IIB | AUH-2682-CSG-SAR-X-1 | 30 | Monopole | sharing site/ from data base
AUH2683 | Site 7214 | AUH | AUH2683 | AUH2683 | AUHL2683 | AUHNR2683 | On Air | On Air | On Air | On Air | 2010-09-26 | Permanent | 24.2733 | 54.6555 | Nokia | Outdoor | Site Sharing | ETC Site Share | Outdoor Site Sharing-Etisalat Owned | SS Opex | Etisalat_Opex | 2G+3G+4G+5G | AirScale | LTE-3CC |  | U900 F1-U900 F2-U2100 F2 | L800+L1800-F1+L2100 | 2cc | 2047501 | 29 |  |  | n78 | 3 | 3 | [32 empty] | IIB | AUH-2683-CSG-SAR-X-1 | 30 | Monopole | sharing site/ from data base
AUH2684 | Site 7215 | AUH | AUH2684 | AUH2684 | AUHL2684 | AUHNR2684 | On Air | On Air | On Air | On Air | 2010-12-11 | Permanent | 24.2721 | 54.645 | Nokia | Outdoor | Site Sharing | ETC Site Share | Outdoor Site Sharing-Etisalat Owned | SS Opex | Etisalat_Opex | 2G+3G+4G+5G | AirScale | LTE-3CC |  | U900 F1-U900 F2-U2100 F2 | L800+L1800-F1+L1800-F2 | 2cc | 2047501 | 25 |  |  | n78 | 3 | 3 | [32 empty] | IIB | AUH-2684-CSG-SAR-X-1 | 30 | Monopole | sharing site/ from data base
AUH2685 | Site 7216 | AUH | AUH2685 | AUH2685 | AUHL2685 | AUHNR2685 | On Air | On Air | On Air | On Air | 2009 | Permanent | 24.2784 | 54.6904 | Nokia | Outdoor | Site Sharing | ETC Site Share | Outdoor Site Sharing-Etisalat Owned | SS Opex | Etisalat_Opex | 2G+3G+4G+5G | AirScale | LTE-3CC |  | U900 F1-U900 F2-U2100 F2 | L800+L1800-F1+L1800-F2 | 2cc | 2047501 | 26 |  |  | n78 | 3 | 3 | [32 empty] | IIB | AUH-2685-CSG-SAR-X-1 | 30 | Monopole | sharing site/ from data base
AUH2675 | Site 7217 | AUH | AUH2675 | AUH2675 | AUHL2675 | AUHNR2675 | On Air | On Air | On Air | On Air | 2010-12-23 | Permanent | 24.2278 | 54.6152 | Nokia | Outdoor | EITC Passive Infrastructure | Greenfield | Outdoor Green field-du Owned | Du Solo | Monopole | 2G+3G+4G+5G | AirScale | LTE-5CC |  | U900 F1-U900 F2-U2100 F2 | L800+L1800-F1+L1800-F2+L2100+L700 | 1cc | 2047502 | 38.5 |  |  | n41 | 3 | 3 | [32 empty] | IIB | AUH-2675-CSG-ASR920-LD-1 | 40 | #N/A | from data base
AUH2687 | Site 7218 | AUH | AUH2687 | AUH2687 | AUHL2687 | AUHNR2687 | On Air | On Air | On Air | On Air | 2009 | Permanent | 24.2549 | 54.7218 | Nokia | Outdoor | Site Sharing | ETC Site Share | Outdoor Site Sharing-Etisalat Owned | SS Opex | Etisalat_Opex | 2G+3G+4G+5G | AirScale | LTE-3CC |  | U900 F1-U900 F2-U2100 F2 | L800+L1800-F1+L1800-F2 | 1cc | 2045400 | 29 |  |  | n41 | 3 | 3 | [32 empty] | IIB | AUH-2687-CSG-SAR-X-1 | 30 | Monopole | sharing site/ from data base
AUH2689 | Site 7219 | AUH | AUH2689 | AUH2689 | AUHL2689 | AUHNR2689 | Locked | On Air | On Air | On Air | 2015-01-15 | Permanent | 24.4193 | 54.5295 | Nokia | Outdoor | EITC Passive Infrastructure | Rooftop | RT-du Owned | Du Solo | Rooftop | 2G+3G+4G+5G | AirScale | LTE |  | U900 F1-U900 F2-U2100 F2 | L800 | 2cc | 2042600 | 18 |  |  | n78 | 3 | 3 | [32 empty] | MW | 0 | 3 | #N/A | Rooftop
AUH2680 | Site 7220 | AUH |  | AUH2680 | AUHL2680 | AUHNR2680 |  | On Air | On Air | On Air | 2021-03-29 | Permanent | 24.3068 | 54.6485 | Nokia | Outdoor | EITC Passive Infrastructure | Greenfield | Outdoor Green field-du Owned | Du Solo | GreenField | 3G+4G+5G | AirScale | LTE-3CC |  | U900 F1-U900 F2 | L800+L1800-F1+L1800-F2 | 2cc | 2047502 | 40 |  |  | n78 | 4 | 3 | [32 empty] | IIB | AUH-2680-CSG-IXR-E-1 | 40 | 40m-MD-MP | confirmed
AUH2681 | Site 7221 | AUH | AUH2681 | AUH2681 | AUHL2681 |  | On Air | On Air | On Air |  | 2009 | Permanent | 24.3892 | 54.2207 | Nokia | Outdoor | EITC Passive Infrastructure | Greenfield | Outdoor Green field-du Owned | DU Solo | Monopole | 2G+3G+4G | AirScale | LTE |  | U900 F1-U900 F2-U2100 F2 | L800 |  | 2044500 | 38.5 |  |  |  | 4 | [33 empty] | MW | 0 | 40 | #N/A | from data base
AUH2686 | Site 7222 | AUH | AUH2686 | AUH2686 | AUHL2686 | AUHNR2686 | On Air | On Air | On Air | On Air | 2010-12-22 | Permanent | 24.2746 | 54.6722 | Nokia | Outdoor | EITC Passive Infrastructure | Greenfield | Outdoor Green field-du Owned | DU Solo | Monopole | 2G+3G+4G+5G | AirScale | LTE-2CC |  | U900 F1-U900 F2-U2100 F2 | L800+L1800-F1 | 2cc | 2047501 | 28.5 |  |  | n78 | 3 | 3 | [32 empty] | IIB | AUH-2686-CSG-SAR-X-1 | 30 | #N/A | from data base
AUH2693 | Site 7223 | AUH |  | AUH2693 | AUHL2693 |  |  | On Air | On Air |  | 2021-11-30 | Permanent | 24.7279 | 54.719 | Nokia | Outdoor | Site Sharing | ETC Site Share | Outdoor Site Sharing-Etisalat Owned | SS Opex | Etisalat_Opex | 3G+4G | AirScale | LTE-3CC |  | U900 F1-U900 F2 | L800+L1800-F1+L1800-F2 |  | 2100000 | 35 |  |  |  | 4 | [33 empty] | IIB | AUH-2693-CSG-IXR-E-1 | 40 | Site Share | sharing site/ from data base
AUH2694 | Site 7224 | AUH |  | AUH2694 | AUHL2694 | AUHNR2694 |  | On Air | On Air | On Air | 2022-05-09 | Permanent | 24.3701 | 54.5595 | Nokia | Outdoor | Site Sharing | ETC Site Share | Outdoor Site Sharing-Etisalat Owned | SS Opex | Etisalat_Opex | 3G+4G+5G | AirScale | LTE-4CC |  | U900 F1-U900 F2-U2100 F2 | L800+L1800-F1+L1800-F2+L2100 | 2cc | 2440000 | 35 |  |  | n78 | 3 | 3 | [32 empty] | IIB | AUH-2694-CSG-IXR-E-1 | 40 | Site Share | sharing site/ from data base
AUH2690 | Site 7225 | AUH | AUH2690 | AUH2690 | AUHL2690 | AUHNR2690 | On Air | On Air | On Air | On Air | 2009 | Permanent | 24.47 | 54.6641 | Nokia | Outdoor | EITC Passive Infrastructure | Greenfield | Outdoor Green field-du Owned | DU Solo | Monopole | 2G+3G+4G+5G | AirScale | LTE-3CC |  | U900 F1-U900 F2-U2100 F2 | L800+L1800-F1+L1800-F2 | 2cc | 2042500 | 28 |  |  | n78 | 3 | 3 | [32 empty] | IIB | AUH-2690-CSG-IXR-E-1 | 30 | #N/A | from data base
AUH2691 | Site 7226 | AUH |  | AUH2691 | AUHL2691 |  |  | On Air | On Air |  | 2021-06-20 | Permanent | 24.2425 | 54.932 | Nokia | Outdoor | EITC Passive Infrastructure | Greenfield | Outdoor Green field-du Owned | Du Solo | GreenField | 3G+4G | AirScale | LTE |  | U900 F1-U900 F2 | L800 |  | 2430100 | 60 |  |  |  | 4 | [33 empty] | MW | 0 | 60 | 60m-LT | confirmed
AUH2692 | Site 7227 | AUH | AUH2692 | AUH2692 | AUHL2692 | AUHNR2692 | On Air | On Air | On Air | On Air | 2009 | Permanent | 24.2456 | 54.589 | Nokia | Outdoor | EITC Passive Infrastructure | Greenfield | Outdoor Green field-du Owned | Du Solo | Monopole | 2G+3G+4G+5G | AirScale | LTE-4CC |  | U900 F1-U900 F2-U2100 F2 | L800+L1800-F1+L1800-F2+L2100 | 2cc | 2042200 | 38 |  |  | n78 | 3 | 3 | [32 empty] | IIB | AUH-2692-CSG-SAR-X-1 | 40 | #N/A | from data base
AUH2695 | Site 7228 | AUH | AUH2695 | AUH2695 | AUHL2695 |  | On Air | On Air | On Air |  | 2009 | Permanent | 24.7876 | 54.7289 | Nokia | Outdoor | EITC Passive Infrastructure | Greenfield | Outdoor Green field-du Owned | DU Solo | Monopole | 2G+3G+4G | BTS3900/Flexi 2G | LTE-3CC |  | U900 F1-U900 F2-U2100 F2 | L800+L1800-F1+L1800-F2 |  | 2100000 | 28.5 |  |  |  | 3 | [33 empty] | MW | 0 | 30 | #N/A | from data base
AUH2696 | Site 7229 | AUH | AUH2696 | AUH2696 | AUHL2696 |  | On Air | On Air | On Air |  | 2013-01-17 | Permanent | 24.7952 | 54.7156 | Nokia | Outdoor | EITC Passive Infrastructure | Greenfield | Outdoor Green field-du Owned | Du Solo | Monopole | 2G+3G+4G | BTS3900/Flexi 2G | LTE-3CC |  | U900 F1-U900 F2-U2100 F2 | L800+L1800-F1+L1800-F2 |  | 2100000 | 36.5 |  |  |  | 3 | [33 empty] | MW | 0 | 40 | #N/A | from data base
AUH2697 | Site 7230 | AUH | AUH2697 | AUH2697 | AUHL2697 |  | On Air | On Air | On Air |  | 2009 | Permanent | 24.7881 | 54.711 | Nokia | Outdoor | EITC Passive Infrastructure | Greenfield | Outdoor Green field-du Owned | DU Solo | Monopole | 2G+3G+4G | BTS3900/Flexi 2G | LTE-3CC |  | U900 F1-U900 F2-U2100 F2 | L800+L1800-F1+L1800-F2 |  | 2100000 | 28.5 |  |  |  | 3 | [33 empty] | MW | 0 | 30 | #N/A | from data base
AUH2702 | Site 7231 | AUH | AUH2702 | AUH2702 | AUHL2702 | AUHNR2702 | On Air | On Air | On Air | On Air | 2010-11-26 | Permanent | 24.3018 | 54.4511 | Nokia | Outdoor | Site Sharing | ETC Site Share | Outdoor Site Sharing-Etisalat Owned | SS Opex | Etisalat_Opex | 2G+3G+4G+5G | AirScale | LTE-4CC |  | U900 F1-U900 F2-U2100 F2 | L800+L1800-F1+L1800-F2+L2100 | 2cc | 2041000 | 30 |  |  | n78 | 3 | 3 | [32 empty] | IIB | AUH-2702-CSG-SAR-X-1 | 30 | Monopole | sharing site/ from data base
AUH2703 | Site 7232 | AUH | AUH2703 | AUH2703 | AUHL2703 | AUHNR2703 | On Air | On Air | On Air | On Air | 2010-11-25 | Permanent | 24.29 | 54.4493 | Nokia | Outdoor | Site Sharing | ETC Site Share | Outdoor Site Sharing-Etisalat Owned | SS Opex | Etisalat_Opex | 2G+3G+4G+5G | AirScale | LTE-4CC |  | U900 F1-U900 F2-U2100 F2 | L800+L1800-F1+L1800-F2+L2100 | 2cc | 2041000 | 30 |  |  | n78 | 3 | 3 | [32 empty] | IIB | AUH-2703-CSG-SAR-X-1 | 30 | Monopole | sharing site/ from data base
AUH2704 | Site 7233 | AUH |  | AUH2704 | AUHL2704 | AUHNR2704 |  | On Air | On Air | On Air | 2010-12-11 | Permanent | 24.2813 | 54.4466 | Nokia | Outdoor | Site Sharing | ETC Site Share | Outdoor Site Sharing-Etisalat Owned | SS Opex | Etisalat_Opex | 3G+4G+5G | AirScale | LTE-3CC |  | U900 F1-U900 F2-U2100 F2 | L800+L1800-F1+L1800-F2 | 2cc | 2041000 | 29 |  |  | n78 | 3 | 3 | [32 empty] | IIB | AUH-2704-CSG-SAR-X-1 | 30 | Monopole | sharing site/ from data base
AUH2705 | Site 7234 | AUH | AUH2705 | AUH2705 | AUHL2705 | AUHNR2705 | On Air | On Air | On Air | On Air | 2009 | Permanent | 24.2839 | 54.4662 | Nokia | Outdoor | Site Sharing | ETC Site Share | Outdoor Site Sharing-Etisalat Owned | SS Opex | Etisalat_Opex | 2G+3G+4G+5G | AirScale | LTE |  | U900 F1-U900 F2-U2100 F2 | L800 | 2cc | 2041000 | 30 |  |  | n78 | 6 | 3 | [32 empty] | IIB | AUH-2705-CSG-SAR-X-1 | 30 | Monopole | sharing site/ from data base
AUH2706 | Site 7235 | AUH | AUH2706 | AUH2706 | AUHL2706 | AUHNR2706 | On Air | On Air | On Air | On Air | 2009 | Permanent | 24.2927 | 54.4601 | Nokia | Outdoor | Site Sharing | ETC Site Share | Outdoor Site Sharing-Etisalat Owned | SS Opex | Etisalat_Opex | 2G+3G+4G+5G | AirScale | LTE-3CC |  | U900 F1-U900 F2-U2100 F2 | L800+L1800-F1+L1800-F2 | 2cc | 2041000 | 25 |  |  | n78 | 3 | 3 | [32 empty] | IIB | AUH-2706-CSG-SAR-X-1 | 30 | Monopole | sharing site/ from data base
AUH2707 | Site 7236 | AUH | AUH2707 | AUH2707 | AUHL2707 | AUHNR2707 | On Air | On Air | On Air | On Air | 2010-11-30 | Permanent | 24.3013 | 54.4669 | Nokia | Outdoor | Site Sharing | ETC Site Share | Outdoor Site Sharing-Etisalat Owned | SS Opex | Etisalat_Opex | 2G+3G+4G+5G | AirScale | LTE-4CC |  | U900 F1-U900 F2-U2100 F2 | L800+L1800-F1+L1800-F2+L2100 | 2cc | 2041000 | 28 |  |  | n78 | 3 | 3 | [32 empty] | IIB | AUH-2707-CSG-SAR-X-1 | 30 | Monopole | sharing site/ from data base
AUH2708 | Site 7237 | AUH | AUH2708 | AUH2708 | AUHL2708 | AUHNR2708 | On Air | On Air | On Air | On Air | 2009 | Permanent | 24.2944 | 54.4765 | Nokia | Outdoor | Site Sharing | ETC Site Share | Outdoor Site Sharing-Etisalat Owned | SS Opex | Etisalat_Opex | 2G+3G+4G+5G | AirScale | LTE-2CC |  | U900 F1-U900 F2-U2100 F2 | L800+L2100 | 2cc | 2041000 | 25 |  |  | n78 | 3 | 3 | [32 empty] | IIB | AUH-2708-CSG-SAR-X-1 | 30 | Monopole | sharing site/ from data base
AUH2709 | Site 7238 | AUH | AUH2709 | AUH2709 | AUHL2709 |  | On Air | On Air | On Air |  | 2009 | Permanent | 24.9015 | 54.8865 | Nokia | Outdoor | Site Sharing | ETC Site Share | Outdoor Site Sharing-Etisalat Owned | SS Opex | Etisalat_Opex | 2G+3G+4G | BTS3900/Flexi 2G | LTE-3CC |  | U900 F1-U900 F2-U2100 F2 | L800+L1800-F1+L1800-F2 |  | 2106100 | 37.5 |  |  |  | 6 | [33 empty] | MW | 0 | 60 | LatticeTower | sharing site/ from data base
AUH2699 | Site 7239 | AUH |  | AUH2699 | AUHL2699 | AUHNR2699 |  | On Air | On Air | On Air | 2021 | Permanent | 24.4119 | 54.5724 | Nokia | Outdoor | EITC Passive Infrastructure | Greenfield | Outdoor Green field-du Owned | Du Solo | Greenfield | 3G+4G+5G | AirScale | LTE-3CC |  | U900 F1-U900 F2-U2100 F2 | L800+L1800-F1+L1800-F2 | 2cc | 2042600 | 35 |  |  | n78 | 3 | 3 | [32 empty] | IIB | AUH-2699-CSG-IXR-E-1 | 35 | 35m-MD-MP | confirmed
AUH2712 | Site 7240 | AUH | AUH2712 | AUH2712 | AUHL2712 | AUHNR2712 | On Air | On Air | On Air | On Air | 2009 | Permanent | 24.4103 | 54.4814 | Nokia | Outdoor | Site Sharing | ETC Site Share | Outdoor Site Sharing-Etisalat Owned | SS Opex | Etisalat_Opex | 2G+3G+4G+5G | AirScale | LTE-4CC |  | U900 F1-U900 F2-U2100 F2 | L800+L1800-F1+L1800-F2+L2100 | 2cc | 2501700 | 35 |  |  | n78 | 3 | 3 | [32 empty] | IIB | AUH-2712-CSG-ASR920-LD-1 | 30 | Monopole | sharing site/ from data base
AUH2700 | Site 7241 | AUH | AUH2700 | AUH2700 | AUHL2700 |  | On Air | On Air | On Air |  | 2009 | Permanent | 24.7918 | 54.7231 | Nokia | Outdoor | EITC Passive Infrastructure | Greenfield | Outdoor Green field-du Owned | DU Solo | Monopole | 2G+3G+4G | BTS3900/Flexi 2G | LTE-3CC |  | U900 F1-U900 F2-U2100 F2 | L800+L1800-F1+L1800-F2 |  | 2100000 | 28.5 |  |  |  | 3 | [33 empty] | MW | 0 | 30 | #N/A | from data base
AUH2714 | Site 7242 | AUH | AUH2714 | AUH2714 | AUHL2714 |  | On Air | On Air | On Air |  | 2012-11-10 | Permanent | 24.1852 | 55.0367 | Nokia | Outdoor | Site Sharing | ETC Site Share | Outdoor Site Sharing-Etisalat Owned | SS Opex | Etisalat_Opex | 2G+3G+4G | AirScale | LTE-4CC |  | U900 F1-U900 F2-U2100 F2 | L800+L1800-F1+L1800-F2+L2100 |  | 2430100 | 35 |  |  |  | 3 | [33 empty] | IIB | AUH-2714-CSG-IXR-E-1 | 40 | Monopole | sharing site/ from data base
AUH2701 | Site 7243 | AUH | AUH2701 | AUH2701 | AUHL2701 | AUHNR2701 | On Air | On Air | On Air | On Air | 2013-11-13 | Permanent | 24.3112 | 54.499 | Nokia | Outdoor | EITC Passive Infrastructure | Greenfield | Outdoor Green field-du Owned | Du Solo | Monopole | 2G+3G+4G+5G | AirScale | LTE-4CC |  | U900 F1-U900 F2-U2100 F2 | L800+L1800-F1+L1800-F2+L2100 | 2cc | 2041000 | 29 |  |  | n78 | 9 | 3 | [32 empty] | IIB | AUH-2701-CSG-SAR-X-1 | 30 | #N/A | from data base
AUH2717 | Site 7244 | AUH | AUH2717 | AUH2717 | AUHL2717 | AUHNR2717 | On Air | On Air | On Air | On Air | 2009 | Permanent | 24.4407 | 54.4347 | Nokia | Outdoor | Site Sharing | ETC Site Share | Outdoor Site Sharing-Etisalat Owned | SS Opex | Etisalat_Opex | 2G+3G+4G+5G | AirScale | LTE-4CC |  | U900 F1-U900 F2-U2100 F2 | L800+L1800-F1+L1800-F2+L2100 | 2cc | 2501800 | 28 |  |  | n78 | 3 | 3 | [32 empty] | IIB | AUH-2717-CSG-ASR920-LD-1 | 40 | Monopole | sharing site/ from data base
AUH2719 | Site 7245 | AUH | AUH2719 | AUH2719 | AUHL2719 | AUHNR2719 | Locked | On Air | On Air | On Air | 2009 | Permanent | 24.4408 | 54.6267 | Nokia | Outdoor | Site Sharing | ETC Site Share | Outdoor Site Sharing-Etisalat Owned | SS Opex | Etisalat_Opex | 2G+3G+4G+5G | BTS3900/Flexi 2G | LTE-3CC |  | U900 F1-U900 F2-U2100 F2 | L800+L1800-F1+L1800-F2 | 2cc | 2044300 | 35 |  |  | n78 | 3 | 3 | [32 empty] | MW | 0 | 40 | Monopole | sharing site/ from data base
AUH2711 | Site 7246 | AUH | AUH2711 | AUH2711 | AUHL2711 | AUHNR2711 | On Air | On Air | On Air | On Air | 2009 | Permanent | 24.8595 | 54.9002 | Nokia | Outdoor | EITC Passive Infrastructure | Greenfield | Outdoor Green field-du Owned | Du Solo | Monopole | 2G+3G+4G+5G | BTS3900/Flexi 2G | LTE |  | U900 F1-U900 F2-U2100 F2 | L800 | 1cc | 2106100 | 30 |  |  | n41 | 3 | 3 | [32 empty] | IIB | AUH-2711-CSG-IXR-E-1 | 30 | #N/A | from data base
AUH2720 | Site 7247 | AUH | AUH2720 | AUH2720 | AUHL2720 | AUHNR2720 | On Air | On Air | On Air | On Air | 2012-12-06 | Permanent | 24.3041 | 54.5366 | Nokia | Outdoor | EITC Passive Infrastructure | Greenfield | Outdoor Green field-du Owned | Du Solo | RDU | 2G+3G+4G+5G | AirScale | LTE-3CC |  | U900 F1-U900 F2-U2100 F2 | L800+L1800-F1+L1800-F2 | 1cc | 2044801 | 29 |  |  | n41 | 3 | 3 | [32 empty] | IIB | AUH-2720-CSG-IXR-E-1 | 30 | #N/A | from data base
AUH2722 | Site 7248 | AUH |  | AUH2722 | AUHL2722 | AUHNR2722 |  | On Air | On Air | On Air | 2020-05-02 | Permanent | 24.3281 | 54.6607 | Nokia | Outdoor | EITC Passive Infrastructure | Greenfield | Outdoor Green field-du Owned | Du Solo | Monopole | 3G+4G+5G | AirScale | LTE-4CC |  | U900 F1-U900 F2 | L800+L1800-F1+L1800-F2+L2100 | 2cc | 2443500 | 40 |  |  | n78 | 3 | 3 | [32 empty] | MW | 0 | 40 | 40m-MD-MP | confirmed
AUH2723 | Site 7249 | AUH | AUH2723 | AUH2723 | AUHL2723 | AUHNR2723 | On Air | On Air | On Air | On Air | 2009 | Permanent | 24.3354 | 54.6476 | Nokia | Outdoor | EITC Passive Infrastructure | Greenfield | Outdoor Green field-du Owned | Du Solo | Monopole | 2G+3G+4G+5G | AirScale | LTE-3CC |  | U900 F1-U900 F2-U2100 F2 | L800+L1800-F1+L1800-F2 | 2cc | 2046400 | 28 |  |  | n78 | 6 | 3 | [32 empty] | IIB | AUH-2723-CSG-IXR-E-1 | 30 | #N/A | from data base
AUH2729 | Site 7250 | AUH |  | AUH2729 | AUHL2729 | AUHNR2729 |  | On air | On Air | On Air | 2022-08-09 | Permanent | 24.3243 | 54.889 | Nokia | Outdoor | EITC Passive Infrastructure | Greenfield | Outdoor Taawn-du Lead | Du Capex | Du Capex | 3G+4G+5G | AirScale | LTE-3CC |  | U900 F1-U900 F2-U2100 F2 | L800+L1800-F1+L1800-F2 | 1cc | 2436000 | 40 |  |  | n41 | 4 | 3 | [32 empty] | IIB | AUH-2729-CSG-IXR-E-1 | 40 | 40m-HD-MP | confirmed
AUH2724 | Site 7251 | AUH | AUH2724 | AUH2724 | AUHL2724 | AUHNR2724 | On Air | On Air | On Air | On Air | 2010-12-25 | Permanent | 24.3516 | 54.6581 | Nokia | Outdoor | EITC Passive Infrastructure | Greenfield | Outdoor Green field-du Owned | DU Solo | Monopole | 2G+3G+4G+5G | AirScale | LTE-4CC |  | U900 F1-U900 F2-U2100 F2 | L800+L1800-F1+L1800-F2+L2100 | 2cc | 2046400 | 28 |  |  | n78 | 6 | 3 | [32 empty] | IIB | AUH-2724-CSG-IXR-E-1 | 30 | #N/A | from data base
AUH2725 | Site 7252 | AUH |  | AUH2725 | AUHL2725 | AUHNR2725 |  | On Air | On Air | On Air | 2014-12-30 | Permanent | 24.3509 | 54.6824 | Nokia | Outdoor | EITC Passive Infrastructure | Greenfield | Outdoor Green field-du Owned | Du Solo | Monopole | 3G+4G+5G | AirScale | LTE-4CC |  | U900 F1-U900 F2-U2100 F2 | L800+L1800-F1+L1800-F2+L2100 | 2cc | 2046500 | 40 |  |  | n78 | 3 | 3 | [32 empty] | IIB | AUH-2725-CSG-IXR-E-1 | 40 | #N/A | from data base
AUH2735 | Site 7253 | AUH | AUH2735 | AUH2735 | AUHL2735 | AUHNR2735 | On Air | On Air | On Air | On Air | 2009 | Permanent | 24.4451 | 54.4431 | Nokia | Outdoor | Site Sharing | ETC Site Share | Outdoor Site Sharing-Etisalat Owned | SS Opex | Etisalat_Opex | 2G+3G+4G+5G | AirScale | LTE-4CC |  | U900 F1-U900 F2-U2100 F2 | L800+L1800-F1+L1800-F2+L2100 | 2cc | 2501600 | 26 |  |  | n78 | 3 | 3 | [32 empty] | IIB | AUH-2735-CSG-ASR920-LD-1 | 30 | Monopole | sharing site/ from data base
AUH2727 | Site 7254 | AUH | AUH2727 | AUH2727 | AUHL2727 | AUHNR2727 | Locked | On Air | On Air | On Air | 2012-07-14 | Permanent | 24.4162 | 54.5184 | Nokia | Outdoor | EITC Passive Infrastructure | Greenfield | Outdoor Green field-du Owned | Du Solo | Monopole | 2G+3G+4G+5G | AirScale | LTE-2CC |  | U900 F1-U900 F2-U2100 F2 | L800+L1800-F1 | 2cc | 2042600 | 30 |  |  | n78 | 9 | 3 | [32 empty] | IIB | AUH-2727-CSG-ASR920-LD-1 | 30 | #N/A | from data base
AUH2737 | Site 7255 | AUH | AUH2737 | AUH2737 | AUHL2737 | AUHNR2737 | On Air | On Air | On Air | On Air | 2010-11-03 | Permanent | 24.2945 | 54.5784 | Nokia | Outdoor | Site Sharing | ETC Site Share | Outdoor Site Sharing-Etisalat Owned | SS Opex | Etisalat_Opex | 2G+3G+4G+5G | AirScale | LTE-4CC |  | U900 F1-U900 F2-U2100 F2 | L800+L1800-F1+L1800-F2+L2100 | 2cc | 2044400 | 29 |  |  | n78 | 3 | 3 | [32 empty] | IIB | AUH-2737-CSG-SAR-X-1 | 40 | Monopole | sharing site/ from data base
AUH2733 | Site 7256 | AUH | AUH2733 | AUH2733 | AUHL2733 |  | On Air | On Air | On Air |  | 2013-08-23 | Permanent | 24.7736 | 54.7119 | Nokia | Outdoor | EITC Passive Infrastructure | Greenfield | Outdoor Green field-du Owned | DU Solo | Monopole | 2G+3G+4G | BTS3900/Flexi 2G | LTE-3CC |  | U900 F1-U900 F2-U2100 F2 | L800+L1800-F1+L1800-F2 |  | 2100000 | 29 |  |  |  | 3 | [33 empty] | MW | 0 | 40 | #N/A | from data base
AUH2734 | Site 7257 | AUH | AUH2734 | AUH2734 | AUHL2734 |  | On Air | On Air | On Air |  | 2013-08-23 | Permanent | 24.7829 | 54.7054 | Nokia | Outdoor | EITC Passive Infrastructure | Greenfield | Outdoor Green field-du Owned | DU Solo | Monopole | 2G+3G+4G | BTS3900/Flexi 2G | LTE-3CC |  | U900 F1-U900 F2-U2100 F2 | L800+L1800-F1+L1800-F2 |  | 2100000 | 29 |  |  |  | 4 | [33 empty] | MW | 0 | 40 | #N/A | from data base
AUH2738 | Site 7258 | AUH |  | AUH2738 | AUHL2738 | AUHNR2738 |  | On Air | On Air | On Air | 2022-09-29 | Permanent | 24.2779 | 54.598 | Nokia | Outdoor | EITC Passive Infrastructure | Greenfield | Outdoor Green field-du Owned | Du Solo | Greenfield | 3G+4G+5G | AirScale | LTE-3CC |  | U900 F1-U900 F2-U2100 F2 | L800+L1800-F1+L1800-F2 | 2cc | 2044400 | 40 |  |  | n78 | 4 | 3 | [32 empty] | IIB | AUH-2738-CSG-IXR-E-1
AUH2739 | Site 7259 | AUH | AUH2739 | AUH2739 | AUHL2739 | AUHNR2739 | Locked | On Air | On Air | On Air | 2017-10-26 | Permanent | 24.2784 | 54.5848 | Nokia | Outdoor | EITC Passive Infrastructure | Greenfield | Outdoor Green field-du Owned | DU Solo | Monopole | 2G+3G+4G+5G | AirScale | LTE-4CC | 4T4R | U900 F1-U900 F2-U2100 F2 | L800+L1800-F1+L1800-F2+L2100 | 2cc | 2044400 | 30 |  |  | n78 | 3 | 3 | [32 empty] | IIB | AUH-2739-CSG-SAR-X-1 | 35 | #N/A | from data base
AUH2741 | Site 7260 | AUH | AUH2741 | AUH2741 | AUHL2741 | AUHNR2741 | On Air | On Air | On Air | On Air | 2009 | Permanent | 24.2877 | 54.5748 | Nokia | Outdoor | EITC Passive Infrastructure | Greenfield | Outdoor Green field-du Owned | Du Solo | Monopole | 2G+3G+4G+5G | AirScale | LTE-4CC |  | U900 F1-U900 F2-U2100 F2 | L800+L1800-F1+L1800-F2+L2100 | 2cc | 2044400 | 28.5 |  |  | n78 | 12 | 3 | [32 empty] | IIB | AUH-2741-CSG-SAR-X-1 | 30 | #N/A | from data base
AUH2752 | Site 7261 | AUH |  | AUH2752 | AUHL2752 | AUHNR2752 |  | On Air | On Air | On Air | 2019-10-10 | Permanent | 24.4308 | 54.6198 | Nokia | Outdoor | EITC Passive Infrastructure | Greenfield | Outdoor Taawn-du Lead | Du Capex | Du Capex | 3G+4G+5G | AirScale | LTE-3CC |  | U900 F1-U900 F2-U2100 F2 | L800+L1800-F1+L1800-F2 | 2cc | 2042600 | 40 |  |  | n78 | 4 | 3 | [32 empty] | MW | 0 | 40 | #N/A | from data base
AUH2754 | Site 7262 | AUH | AUH2754 | AUH2754 | AUHL2754 | AUHNR2754 | On Air | On Air | On Air | On Air | 2009 | Permanent | 24.5228 | 54.3629 | Nokia | Outdoor | Site Sharing | ETC Site Share | Outdoor Site Sharing-Etisalat Owned | SS Opex | Etisalat_Opex | 2G+3G+4G+5G | AirScale | LTE-3CC |  | U900 F1-U900 F2-U2100 F2 | L800+L1800-F1+L1800-F2 | 2cc | 2500001 | 30 |  |  | n78 | 3 | 3 | [32 empty] | MW | 0 | 35 | Monopole | sharing site/ from data base
AUH2755 | Site 7263 | AUH | AUH2755 | AUH2755 | AUHL2755 | AUHNR2755 | Locked | On Air | On Air | On Air | 2009 | Permanent | 24.3288 | 54.5647 | Nokia | Outdoor | Site Sharing | ETC Site Share | Outdoor Site Sharing-Etisalat Owned | SS Opex | Etisalat_Opex | 2G+3G+4G+5G | AirScale | LTE-4CC |  | U900 F1-U900 F2-U2100 F2 | L800+L1800-F1+L1800-F2+L2100 | 1cc | 2044801 | 25 |  |  | n41 | 3 | 3 | [32 empty] | IIB | AUH-2755-CSG-SAR-X-1 | 30 | Monopole | sharing site/ from data base
AUH2757 | Site 7264 | AUH |  | AUH2757 | AUHL2757 | AUHNR2757 |  | On Air | On Air | On Air | 2010-11-08 | Permanent | 24.3179 | 54.5549 | Nokia | Outdoor | EITC Passive Infrastructure | Rooftop | RT-du Owned | Du Solo | Rooftop | 3G+4G+5G | AirScale | LTE-2CC |  | U900 F1-U900 F2-U2100 F2 | L800+L1800-F1 | 1cc | 2044801 | 33 |  |  | n41 | 3 | 3 | [32 empty] | IIB | AUH-2757-CSG-IXR-E-1 | 3 | #N/A | Rooftop
AUH2742 | Site 7265 | AUH | AUH2742 | AUH2742 | AUHL2742 | AUHNR2742 | On Air | On Air | On Air | On Air | 2010-12-19 | Permanent | 24.2886 | 54.5954 | Nokia | Outdoor | EITC Passive Infrastructure | Greenfield | Outdoor Green field-du Owned | DU Solo | Monopole | 2G+3G+4G+5G | AirScale | LTE-4CC |  | U900 F1-U900 F2-U2100 F2 | L800+L1800-F1+L1800-F2+L2100 | 2cc | 2044400 | 28.5 |  |  | n78 | 3 | 3 | [32 empty] | IIB | AUH-2742-CSG-SAR-X-1 | 30 | #N/A | from data base
AUH2759 | Site 7266 | AUH | AUH2759 | AUH2759 | AUHL2759 | AUHNR2759 | On Air | On Air | On Air | On Air | 2009 | Permanent | 24.3396 | 54.503 | Nokia | Outdoor | Site Sharing | ETC Site Share | Outdoor Site Sharing-Etisalat Owned | SS Opex | Etisalat_Opex | 2G+3G+4G+5G | AirScale | LTE-3CC |  | U900 F1-U900 F2-U2100 F2 | L800+L1800-F1+L1800-F2 | 2cc | 2600200 | 28 |  |  | n78 | 3 | 3 | [32 empty] | IIB | AUH-2759-CSG-SAR-X-1 | 30 | Monopole | sharing site/ from data base
AUH2743 | Site 7267 | AUH | AUH2743 | AUH2743 | AUHL2743 | AUHNR2743 | On Air | On Air | On Air | On Air | 2010-12-21 | Permanent | 24.2692 | 54.5874 | Nokia | Outdoor | EITC Passive Infrastructure | Greenfield | Outdoor Green field-du Owned | Du Solo | Monopole | 2G+3G+4G+5G | AirScale | LTE-3CC |  | U900 F1-U900 F2-U2100 F2 | L800+L1800-F1+L2100 | 2cc | 2044400 | 28.5 |  |  | n78 | 9 | 3 | [32 empty] | IIB | AUH-2743-CSG-SAR-X-1 | 30 | #N/A | from data base
AUH2746 | Site 7268 | AUH | AUH2746 | AUH2746 | AUHL2746 | AUHNR2746 | On Air | On Air | On Air | On Air | 2010-12-25 | Permanent | 24.1851 | 54.6097 | Nokia | Outdoor | EITC Passive Infrastructure | Greenfield | Outdoor Green field-du Owned | DU Solo | Monopole | 2G+3G+4G+5G | AirScale | LTE-4CC |  | U900 F1-U900 F2-U2100 F2 | L800+L1800-F1+L1800-F2+L2100 | 1cc | 2047502 | 28.5 |  |  | n41 | 3 | 3 | [32 empty] | IIB | AUH-2746-CSG-SAR-X-1 | 30 | #N/A | from data base
AUH2758 | Site 7269 | AUH | AUH2758 | AUH2758 | AUHL2758 | AUHNR2758 | On Air | On Air | On Air | On Air | 2009 | Permanent | 24.3587 | 54.468 | Nokia | Outdoor | EITC Passive Infrastructure | Greenfield | Outdoor Green field-du Owned | Du Solo | Monopole | 2G+3G+4G+5G | AirScale | LTE-3CC |  | U900 F1-U900 F2-U2100 F2 | L800+L1800-F1+L1800-F2 | 2cc | 2600100 | 29 |  |  | n78 | 4 | 3 | [32 empty] | IIB | AUH-2758-CSG-SAR-X-1 | 30 | #N/A | from data base
AUH2760 | Site 7270 | AUH | AUH2760 | AUH2760 | AUHL2760 | AUHNR2760 | On Air | On Air | On Air | On Air | 2014-09-12 | Permanent | 24.3235 | 54.495 | Nokia | Outdoor | EITC Passive Infrastructure | Greenfield | Outdoor Green field-du Owned | Du Solo | Monopole | 2G+3G+4G+5G | AirScale | LTE-2CC |  | U900 F1-U900 F2-U2100 F2 | L800+L2100 | 2cc | 2600000 | 28 |  |  | n78 | 9 | 3 | [32 empty] | IIB | AUH-2760-CSG-ASR920-LD-1 | 30 | #N/A | from data base
AUH2761 | Site 7271 | AUH | AUH2761 | AUH2761 | AUHL2761 | AUHNR2761 | On Air | On Air | On Air | On Air | 2012-11-04 | Permanent | 24.319 | 54.5061 | Nokia | Outdoor | EITC Passive Infrastructure | Greenfield | Outdoor Green field-du Owned | DU Solo | Monopole | 2G+3G+4G+5G | AirScale | LTE-3CC |  | U900 F1-U900 F2-U2100 F2 | L800+L1800-F1+L1800-F2 | 2cc | 2600000 | 28.5 |  |  | n78 | 3 | 3 | [32 empty] | IIB | AUH-2761-CSG-IXR-E-1 | 30 | #N/A | from data base
AUH2763 | Site 7272 | AUH | AUH2763 | AUH2763 | AUHL2763 | AUHNR2763 | On Air | On Air | On Air | On Air | 2012-10-03 | Permanent | 24.319 | 54.4734 | Nokia | Outdoor | EITC Passive Infrastructure | Greenfield | Outdoor Green field-du Owned | Du Solo | Monopole | 2G+3G+4G+5G | AirScale | LTE-4CC | 4T4R | U900 F1-U900 F2-U2100 F2 | L800+L1800-F1+L1800-F2+L2100 | 2cc | 2600100 | 30 |  |  | n78 | 6 | 3 | [32 empty] | IIB | AUH-2763-CSG-IXR-E-1 | 30 | #N/A | from data base
AUH2770 | Site 7273 | AUH |  | AUH2770 | AUHL2770 | AUHNR2770 |  | On Air | On Air | On Air | 2020-07-22 | Permanent | 24.3127 | 54.5364 | Nokia | Outdoor | Site Sharing | ETC Site Share | Outdoor Site Sharing-Etisalat Owned | SS Opex | Etisalat_Opex | 3G+4G+5G | AirScale | LTE-4CC |  | U900 F1-U900 F2 | L800+L1800-F1+L1800-F2+L2100 | 1cc | 2044801 | 25 |  |  | n41 | 3 | 3 | [32 empty] | MW | 0 | 30 | Monopole | sharing site/ from data base
AUH2764 | Site 7274 | AUH | AUH2764 | AUH2764 | AUHL2764 | AUHNR2764 | On Air | On Air | On Air | On Air | 2009 | Permanent | 24.3345 | 54.4665 | Nokia | Outdoor | EITC Passive Infrastructure | Greenfield | Outdoor Green field-du Owned | DU Solo | Monopole | 2G+3G+4G+5G | AirScale | LTE-3CC |  | U900 F1-U900 F2-U2100 F2 | L800+L1800-F1+L1800-F2 | 2cc | 2600100 | 30 |  |  | n78 | 4 | 3 | [32 empty] | IIB | AUH-2764-CSG-IXR-E-1 | 30 | #N/A | from data base
AUH2765 | Site 7275 | AUH | AUH2765 | AUH2765 | AUHL2765 | AUHNR2765 | On Air | On Air | On Air | On Air | 2009 | Permanent | 24.3254 | 54.4573 | Nokia | Outdoor | EITC Passive Infrastructure | Greenfield | Outdoor Green field-du Owned | DU Solo | Monopole | 2G+3G+4G+5G | AirScale | LTE-3CC |  | U900 F1-U900 F2-U2100 F2 | L800+L1800-F1+L1800-F2 | 2cc | 2600100 | 30 |  |  | n78 | 6 | 3 | [32 empty] | MW | 0 | 30 | #N/A | from data base
AUH2769 | Site 7276 | AUH | AUH2769 | AUH2769 | AUHL2769 | AUHNR2769 | Locked | On Air | On Air | On Air | 2010-11-22 | Permanent | 24.3171 | 54.4584 | Nokia | Outdoor | EITC Passive Infrastructure | Greenfield | Outdoor Green field-du Owned | Du Solo | RDU | 2G+3G+4G+5G | AirScale | LTE-3CC |  | U900 F1-U900 F2-U2100 F2 | L800+L1800-F1+L1800-F2 | 2cc | 2600100 | 28.5 |  |  | n78 | 3 | 3 | [32 empty] | MW | 0 | 30 | #N/A | from data base
AUH2773 | Site 7277 | AUH | AUH2773 | AUH2773 | AUHL2773 | AUHNR2773 | On Air | On Air | On Air | On Air | 2015-02-27 | Permanent | 24.784 | 55.0833 | Nokia | Outdoor | EITC Passive Infrastructure | Greenfield | Outdoor Green field-du Owned | Du Solo | Lattice Tower | 2G+3G+4G+5G | BTS3900/MultiRadio 2G | LTE-3CC |  | U900 F1-U900 F2-U2100 F2 | L800+L1800-F1+L1800-F2 | 1cc | 2106100 | 44.5 |  |  | n41 | 4 | 3 | [32 empty] | IIB | AUH-2773-CSG-SAR-X-1 | 45 | #N/A | from data base
AUH2774 | Site 7278 | AUH |  | AUH2774 | AUHL2774 |  |  | On Air | On Air |  | 2014-10-22 | Permanent | 24.6116 | 55.1303 | Nokia | Outdoor | EITC Passive Infrastructure | Greenfield | Outdoor Green field-du Owned | Du Solo | Greenfield | 3G+4G | BTS3900 | LTE |  | U900 F1-U900 F2-U2100 F2 | L800 |  | 2106000 | 58 |  |  |  | 4 | [33 empty] | MW | 0 | 60 | #N/A | from data base
AUH2778 | Site 7279 | AUH | AUH2778 | AUH2778 | AUHL2778 | AUHNR2778 | Locked | On Air | On Air | On Air | 2009 | Permanent | 24.7617 | 54.956 | Nokia | Outdoor | Site Sharing | ETC Site Share | Outdoor Site Sharing-Etisalat Owned | SS Opex | Etisalat_Opex | 2G+3G+4G+5G | BTS3900/Flexi 2G | LTE-5CC |  | U900 F1-U900 F2-U2100 F2 | L800+L1800-F1+L1800-F2+L2100+L700 | 1cc | 2106100 | 50 |  |  | n41 | 3 | 3 | [32 empty] | IIB | AUH-2778-CSG-ASR920-LD-1 | 90 | LatticeTower | sharing site/ from data base
AUH2775 | Site 7280 | AUH | AUH2775 | AUH2775 | AUHL2775 | AUHNR2775 | On Air | On Air | On Air | On Air | 2009 | Permanent | 24.5424 | 55.0966 | Nokia | Outdoor | EITC Passive Infrastructure | Greenfield | Outdoor Green field-du Owned | DU Solo | Lattice Tower | 2G+3G+4G+5G | BTS3900/Flexi 2G | LTE-3CC |  | U900 F1-U900 F2-U2100 F2 | L800+L1800-F1+L1800-F2 | 1cc | 2043200 | 60 |  |  | n41 | 3 | 3 | [32 empty] | IIB | AUH-2775-CSG-IXR-E-1 | 60 | #N/A | sharing site/ from data base
AUH2783 | Site 7281 | AUH | AUH2783 | AUH2783 | AUHL2783 |  | On Air | On Air | On Air |  | 2009 | Permanent | 24.4109 | 54.8728 | Nokia | Outdoor | Site Sharing | ETC Site Share | Outdoor Site Sharing-Etisalat Owned | SS Opex | Etisalat_Opex | 2G+3G+4G | AirScale | LTE-3CC |  | U900 F1-U900 F2-U2100 F2 | L800+L1800-F1+L1800-F2 |  | 2042900 | 35 |  |  |  | 3 | [33 empty] | IIB | AUH-2783-CSG-IXR-E-1 | 40 | Monopole | sharing site/ from data base
AUH2776 | Site 7282 | AUH | AUH2776 | AUH2776 | AUHL2776 | AUHNR2776 | On Air | On Air | On Air | On Air | 2012-10-31 | Permanent | 24.5027 | 54.9718 | Nokia | Outdoor | EITC Passive Infrastructure | Greenfield | Outdoor Green field-du Owned | Du Solo | Monopole | 2G+3G+4G+5G | BTS3900/Flexi 2G | LTE-3CC |  | U900 F1-U900 F2-U2100 F2 | L800+L1800-F1+L1800-F2 | 1cc | 2043200 | 38.5 |  |  | n41 | 3 | 3 | [32 empty] | IIB | AUH-2776-CSG-IXR-E-1 | 40 | #N/A | from data base
AUH2821 | Site 7283 | AUH |  | AUH2821 | AUHL2821 | AUHNR2821 |  | On Air | On Air | On Air | 2023 | Permanent | 24.4614 | 54.8246 | Nokia | Outdoor | Site Sharing | SS Capex | Outdoor Taawn-Etisalat Lead | SS Capex | ETC Capex | 3G+4G+5G | AirScale | LTE-4CC |  | U900 F1-U900 F2 | L800+L1800-F1+L1800-F2+L2100 | 1cc | 2043200 | 35 |  |  | n41 | 3 | 3 | [32 empty] | IIB | AUH-2821-CSG-IXR-E-1
AUH2777 | Site 7284 | AUH | AUH2777 | AUH2777 | AUHL2777 | AUHNR2777 | Locked | On Air | On Air | On Air | 2009 | Permanent | 24.3736 | 54.973 | Nokia | Outdoor | EITC Passive Infrastructure | Greenfield | Outdoor Green field-du Owned | Du Solo | Lattice Tower | 2G+3G+4G+5G | BTS3900/Flexi 2G | LTE |  | U900 F1-U900 F2-U2100 F2 | L800 | 1cc | 2430100 | 60 |  |  | n41 | 3 | 3 | [32 empty] | IIB | AUH-2777-CSG-IXR-E-1 | 60 | #N/A | from data base
AUH2098 | Site 7285 | AUH |  | AUH2098 | AUHL3098 | AUHNR2098 |  | On air | On Air | On Air | 2022-08-25 | Permanent | 24.3389 | 54.5694 | Nokia | Outdoor | Site Sharing | SS Capex | Outdoor Taawn-Etisalat Lead | SS Capex | ETC Capex | 3G+4G+5G | AirScale | LTE-3CC |  | U900 F1-U900 F2-U2100 F2 | L800+L1800-F1+L1800-F2 | 1cc | 2044801 | 30 |  |  | n41 | 4 | 3 | [32 empty] | IIB | AUH-2098-CSG-IXR-E-1 | 35 | ETC | sharing site/ from data base
AUH3187 | Site 7286 | AUH |  | AUH3187 | AUHL3187 |  |  | On air | On Air |  | 2022-08-04 | Permanent | 24.4523 | 54.4692 | Nokia | Outdoor | Site Sharing | SS Capex | Outdoor Taawn-Etisalat Lead | SS Capex | ETC Capex | 3G+4G | AirScale | LTE-3CC |  | U900 F1-U900 F2 | L800+L1800-F1+L1800-F2 |  | 2041600 | 35 |  |  |  | 4 | [33 empty] | MW | 0 | 35 | ETC | sharing site/ from data base
AUH3189 | Site 7287 | AUH |  | AUH3189 | AUHL3189 | AUHNR3189 |  | On Air | On Air | On Air | 2021-02-14 | Permanent | 24.5837 | 54.6756 | Nokia | Outdoor | Site Sharing | SS Capex | Outdoor Taawn-Etisalat Lead | SS Capex | ETC Capex | 3G+4G+5G | AirScale | LTE-4CC |  | U900 F1-U900 F2 | L800+L1800-F1+L1800-F2+L2100 | 1cc | 2004100 | 35 |  |  | n41 | 3 | 3 | [32 empty] | MW | 0 | 40 | Monopole | sharing site/ from data base
AUH2779 | Site 7288 | AUH | AUH2779 | AUH2779 | AUHL2779 | AUHNR2779 | On Air | On Air | On Air | On Air | 2010-12-25 | Permanent | 24.292 | 54.8565 | Nokia | Outdoor | EITC Passive Infrastructure | Greenfield | Outdoor Green field-du Owned | DU Solo | Lattice Tower | 2G+3G+4G+5G | AirScale | LTE-4CC |  | U900 F1-U900 F2-U2100 F2 | L800+L1800-F1+L1800-F2+L2100 | 1cc | 2430100 | 60 |  |  | n41 | 4 | 3 | [32 empty] | IIB | AUH-2779-CSG-IXR-E-1 | 60 | #N/A | from data base
AUH2784 | Site 7289 | AUH | AUH2784 | AUH2784 | AUHL2784 | AUHNR2784 | On Air | On Air | On Air | On Air | 2010-11-30 | Permanent | 24.4212 | 54.7909 | Nokia | Outdoor | EITC Passive Infrastructure | Greenfield | Outdoor Green field-du Owned | DU Solo | Monopole | 2G+3G+4G+5G | AirScale | LTE |  | U900 F1-U900 F2-U2100 F2 | L800 | 1cc | 2041200 | 40 |  |  | n41 | 3 | 3 | [32 empty] | IIB | AUH-2784-PREAGG-SR7-1 | 40 | #N/A | sharing site/ from data base
AUH2786 | Site 7290 | AUH | AUH2786 | AUH2786 | AUHL2786 | AUHNR2786 | On Air | On Air | On Air | On Air | 2015-08-12 | Permanent | 24.5418 | 54.4837 | Nokia | Outdoor | EITC Passive Infrastructure | Greenfield | Outdoor Green field-du Owned | Du Solo | RDU - Monopole | 2G+3G+4G+5G | AirScale | LTE-3CC |  | U900 F1-U900 F2-U2100 F2 | L800+L1800-F1+L1800-F2 | 1cc | 2122400 | 38 |  |  | n41 | 4 | 3 | [32 empty] | IIB | AUH-2786-CSG-SAR-X-1 | 40 | #N/A | from data base
AUH2794 | Site 7291 | AUH | AUH2794 | AUH2794 | AUHL2794 | AUHNR2794 | On Air | On Air | On Air | On Air | 2009 | Permanent | 24.5256 | 54.6656 | Nokia | Outdoor | Site Sharing | ETC Site Share | Outdoor Site Sharing-Etisalat Owned | SS Opex | Etisalat_Opex | 2G+3G+4G+5G | AirScale | LTE-3CC |  | U900 F1-U900 F2-U2100 F2 | L800+L1800-F1+L1800-F2 | 1cc | 2044200 | 29 |  |  | n41 | 3 | 3 | [32 empty] | MW | 0 | 30 | Monopole | sharing site/ from data base
AUH2792 | Site 7292 | AUH | AUH2792 | AUH2792 | AUHL2792 | AUHNR2792 | On Air | On Air | On Air | On Air | 2010-11-21 | Permanent | 24.726 | 54.6747 | Nokia | Outdoor | EITC Passive Infrastructure | Greenfield | Outdoor Green field-du Owned | Du Solo | Monopole | 2G+3G+4G+5G | BTS3900/Flexi 2G | LTE-3CC |  | U900 F1-U900 F2-U2100 F2 | L800+L1800-F1+L1800-F2 | 1cc | 2120200 | 37.5 |  |  | n41 | 3 | 3 | [32 empty] | IIB | AUH-2792-CSG-ASR920-LD-1 | 40 | #N/A | from data base
AUH2793 | Site 7293 | AUH | AUH2793 | AUH2793 | AUHL2793 | AUHNR2793 | On Air | On Air | On Air | On Air | 2010-11-21 | Permanent | 24.6731 | 54.6838 | Nokia | Outdoor | EITC Passive Infrastructure | Greenfield | Outdoor Green field-du Owned | Du Solo | Monopole | 2G+3G+4G+5G | BTS3900/Flexi 2G | LTE-3CC |  | U900 F1-U900 F2-U2100 F2 | L800+L1800-F1+L1800-F2 | 1cc | 2043000 | 30 |  |  | n41 | 3 | 3 | [32 empty] | IIB | AUH-2793-CSG-ASR920-LD-1 | 30 | #N/A | from data base
AUH2799 | Site 7294 | AUH | AUH2799 | AUH2799 | AUHL2799 | AUHNR2799 | On Air | On Air | On Air | On Air | 2009 | Permanent | 24.3423 | 54.5768 | Nokia | Outdoor | Site Sharing | ETC Site Share | Outdoor Site Sharing-Etisalat Owned | SS Opex | Etisalat_Opex | 2G+3G+4G+5G | AirScale | LTE-4CC | 4T4R | U900 F1-U900 F2-U2100 F2 | L800+L1800-F1+L1800-F2+L2100 | 1cc | 2440000 | 25 |  |  | n41 | 3 | 3 | [32 empty] | IIB | AUH-2799-CSG-IXR-E-1 | 30 | Monopole | sharing site/ from data base
AUH2795 | Site 7295 | AUH | AUH2795 | AUH2795 | AUHL2795 | AUHNR2795 | On Air | On Air | On Air | On Air | 2009 | Permanent | 24.5303 | 54.6852 | Nokia | Outdoor | EITC Passive Infrastructure | Greenfield | Outdoor Green field-du Owned | DU Solo | Monopole | 2G+3G+4G+5G | AirScale | LTE-4CC | 4T4R | U900 F1-U900 F2-U2100 F2 | L800+L1800-F1+L1800-F2+L2100 | 1cc | 2047000 | 29 |  |  | n41 | 3 | 3 | [32 empty] | IIB | AUH-2795-CSG-ASR920-LD-1 | 30 | #N/A | from data base
AUH2802 | Site 7296 | AUH |  | AUH2802 | AUHL2802 | AUHNR2802 |  | On Air | On Air | On Air | 2021-12-23 | Permanent | 24.4638 | 54.5955 | Nokia | Outdoor | EITC Passive Infrastructure | Rooftop | RT-du Owned | Du Solo | Rooftop | 3G+4G+5G | AirScale | LTE-3CC |  | U900 F1-U900 F2-U2100 F2 | L800+L1800-F1+L1800-F2 | 3cc | 2004600 | 44 |  |  | n78+n41 | 4 | 3 | [32 empty] | IIB | Passive AUH-2410-SCSG-IXR-R6-1 | 3 | Rooftop | Rooftop
AUH2803 | Site 7297 | AUH |  | AUH2803 | AUHL2803 | AUHNR2803 |  | On Air | On Air | On Air | 2019-10-05 | Permanent | 24.4833 | 54.6012 | Nokia | Outdoor | EITC Passive Infrastructure | Rooftop | RT-du Owned | Du Solo | Rooftop | 3G+4G+5G | AirScale | LTE-4CC |  | U900 F1-U900 F2-U2100 F2 | L800+L1800-F1+L1800-F2+L2100 | 3cc | 2004600 | 32 |  |  | n78+n41 | 4 | 3 | [32 empty] | MW | 0 | 6 | #N/A | Rooftop
AUH2805 | Site 7298 | AUH | AUH2805 | AUH2805 | AUHL2805 |  | On Air | On Air | On Air |  | 2013-12-19 | Permanent | 24.4882 | 54.5969 | Nokia | Outdoor | Site Sharing | ETC Site Share | Outdoor Site Sharing-Etisalat Owned | SS Opex | Etisalat_Opex | 2G+3G+4G | AirScale | LTE-3CC |  | U900 F1-U900 F2-U2100 F2 | L800+L1800-F1+L1800-F2 |  | 2004600 | 30 |  |  |  | 3 | [33 empty] | IIB | AUH-2805-CSG-SAR-X-1 | 30 | LadyTower | sharing site/ from data base
AUH2806 | Site 7299 | AUH | AUH2806 | AUH2806 | AUHL2806 |  | On Air | On Air | On Air |  | 2013-12-19 | Permanent | 24.4852 | 54.6233 | Nokia | Outdoor | Site Sharing | ETC Site Share | Outdoor Site Sharing-Etisalat Owned | SS Opex | Etisalat_Opex | 2G+3G+4G | AirScale | LTE-4CC |  | U900 F1-U900 F2-U2100 F2 | L800+L1800-F1+L1800-F2+L2100 |  | 2004600 | 30 |  |  |  | 3 | [33 empty] | IIB | AUH-2806-CSG-ASR920-LD-1 | 30 | LadyTower | sharing site/ from data base
AUH2796 | Site 7300 | AUH | AUH2796 | AUH2796 | AUHL2796 | AUHNR2796 | On Air | On Air | On Air | On Air | 2013-12-31 | Permanent | 24.5501 | 54.6802 | Nokia | Outdoor | EITC Passive Infrastructure | Greenfield | Outdoor Green field-du Owned | Du Solo | Monopole | 2G+3G+4G+5G | AirScale | LTE-3CC |  | U900 F1-U900 F2-U2100 F2 | L800+L1800-F1+L1800-F2 | 1cc | 2047000 | 28.5 |  |  | n41 | 6 | 3 | [32 empty] | IIB | AUH-2796-CSG-IXR-E-1 | 30 | #N/A | from data base
AUH2810 | Site 7301 | AUH |  | AUH2810 | AUHL2810 | AUHNR2810 |  | On Air | On Air | On Air | 2020-08-31 | Permanent | 24.5036 | 54.3923 | Nokia | Outdoor | Site Sharing | ETC Site Share | Outdoor Site Sharing-Etisalat Owned | SS Opex | Etisalat_Opex | 3G+4G+5G | AirScale | LTE-4CC |  | U900 F1-U900 F2-U2100 F2 | L800+L1800-F1+L1800-F2+L2100 | 2cc | 2047400 | 27 |  |  | n78 | 3 | 3 | [32 empty] | MW | 0 | 35 | Monopole | sharing site/ from data base
AUH2812 | Site 7302 | AUH | AUH2812 | AUH2812 | AUHL2812 | AUHNR2812 | Locked | On Air | On Air | On Air | 2013-12-28 | Permanent | 24.4579 | 54.6136 | Nokia | Outdoor | EITC Passive Infrastructure | Rooftop | RT-du Owned | Du Solo | Rooftop | 2G+3G+4G+5G | AirScale | LTE-2CC |  | U900 F1-U900 F2-U2100 F2 | L800+L1800-F1 | 2cc | 2042400 | 22 |  |  | n78 | 3 | 3 | [32 empty] | IIB | AUH-2812-CSG-IXR-E-1 | 3 | #N/A | Rooftop
AUH2797 | Site 7303 | AUH | AUH2797 | AUH2797 | AUHL2797 | AUHNR2797 | On Air | On Air | On Air | On Air | 2010-12-25 | Permanent | 24.3889 | 54.6821 | Nokia | Outdoor | EITC Passive Infrastructure | Greenfield | Outdoor Green field-du Owned | DU Solo | Monopole | 2G+3G+4G+5G | AirScale | LTE-3CC |  | U900 F1-U900 F2-U2100 F2 | L800+L1800-F1+L1800-F2 | 2cc | 2046500 | 28.5 |  |  | n78 | 6 | 3 | [32 empty] | IIB | AUH-2797-CSG-IXR-E-1 | 30 | #N/A | from data base
AUH2800 | Site 7304 | AUH | AUH2800 | AUH2800 | AUHL2800 | AUHNR2800 | On Air | On Air | On Air | On Air | 2012-09-27 | Permanent | 24.3434 | 54.5939 | Nokia | Outdoor | EITC Passive Infrastructure | Greenfield | Outdoor Green field-du Owned | DU Solo | Lattice Tower | 2G+3G+4G+5G | AirScale | LTE-3CC |  | U900 F1-U900 F2-U2100 F2 | L800+L1800-F1+L1800-F2 | 2cc | 2004500 | 44 |  |  | n78 | 9 | 3 | [32 empty] | MW | 0 | 45 | #N/A | from data base
AUH2819 | Site 7305 | AUH | AUH2819 | AUH2819 | AUHL2819 |  | On Air | On Air | On Air |  | 2009 | Permanent | 24.8233 | 54.8008 | Nokia | Outdoor | Site Sharing | ETC Site Share | Outdoor Site Sharing-Etisalat Owned | SS Opex | Etisalat_Opex | 2G+3G+4G | BTS3900/Flexi 2G | LTE-2CC |  | U900 F1-U900 F2-U2100 F2 | L800+L2100 |  | 2106100 | 35 |  |  |  | 6 | [33 empty] | MW | 0 | 40 | Monopole | sharing site/ from data base
AUH3214 | Site 7306 | AUH |  | AUH3214 | AUHL3214 | AUHNR3214 |  | On Air | On Air | On Air | 2019-05-23 | Permanent | 24.3311 | 54.6001 | Nokia | Outdoor | Site Sharing | SS Capex | Outdoor Taawn-Etisalat Lead | SS Capex | ETC Capex | 3G+4G+5G | BTS3910 | LTE-3CC |  | U900 F1-U900 F2-U2100 F2 | L800+L1800-F1+L1800-F2 | 2cc | 2004500 | 35 |  |  | n78 | 3 | 3 | [32 empty] | MW | 0 | 40 | Monopole | sharing site/ from data base
AUH2822 | Site 7307 | AUH | AUH2822 | AUH2822 | AUHL2822 |  | On Air | On Air | On Air |  | 2012-07-31 | Permanent | 24.4535 | 54.6708 | Nokia | Outdoor | Site Sharing | ETC Site Share | Outdoor Site Sharing-Etisalat Owned | SS Opex | Etisalat_Opex | 2G+3G+4G | AirScale | LTE-3CC |  | U900 F1-U900 F2-U2100 F2 | L800+L1800-F1+L1800-F2 |  | 2042500 | 15 |  |  |  | 3 | [33 empty] | MW | 0 | 20 | Monopole | sharing site/ from data base
AUH2808 | Site 7308 | AUH |  | AUH2808 | AUHL2808 | AUHNR2808 |  | On Air | On Air | On Air | 2022-08-09 | Permanent | 24.4386 | 54.6833 | Nokia | Outdoor | EITC Passive Infrastructure | Greenfield | Outdoor Green field-du Owned | Du Solo | GreenField | 3G+4G+5G | AirScale | LTE-3CC |  | U900 F1-U900 F2-U2100 F2 | L800+L1800-F1+L1800-F2 | 2cc | 2043100 | 25 |  |  | n78 | 4 | 3 | [32 empty] | IIB | AUH-2808-CSG-IXR-E-1 | 25 | 25m-MD-LP | confirmed
AUH2825 | Site 7309 | AUH | AUH2825 | AUH2825 | AUHL2825 | AUHNR2825 | On Air | On Air | On Air | On Air | 2014-10-07 | Permanent | 24.4561 | 54.6731 | Nokia | Outdoor | EITC Passive Infrastructure | Rooftop | RT-du Owned | Du Solo | Rooftop | 2G+3G+4G+5G | AirScale | LTE-4CC |  | U900 F1-U900 F2-U2100 F2 | L800+L1800-F1+L1800-F2+L2100 | 2cc | 2042500 | 28 |  |  | n78 | 4 | 3 | [32 empty] | MW | 0 | 3 | #N/A | Rooftop
AUH2816 | Site 7310 | AUH |  | AUH2816 | AUHL2816 | AUHNR2816 |  | On Air | On Air | On Air | 2014-10-22 | Permanent | 24.4828 | 55.0622 | Nokia | Outdoor | EITC Passive Infrastructure | Greenfield | Outdoor Green field-du Owned | Du Solo | Monopole | 3G+4G+5G | BTS3900 | LTE-3CC |  | U900 F1-U900 F2-U2100 F2 | L800+L1800-F1+L1800-F2 | 1cc | 2043200 | 58 |  |  | n41 | 4 | 3 | [32 empty] | IIB | AUH-2816-CSG-IXR-E-1 | 60 | #N/A | from data base
AUH2828 | Site 7311 | AUH |  | AUH2828 | AUHL2828 |  |  | On air | On Air |  | 2022-09-23 | Permanent | 24.364 | 54.8219 | Nokia | Outdoor | Site Sharing | ETC Site Share | Outdoor Site Sharing-Etisalat Owned | SS Opex | Etisalat_Opex | 3G+4G | AirScale | LTE-3CC |  | U900 F1-U900 F2-U2100 F2 | L800+L1800-F1+L1800-F2 |  | 2041200 | 85 |  |  |  | 4 | [33 empty] | MW | 0 | 90 | LatticeTower
AUH2818 | Site 7312 | AUH | AUH2818 | AUH2818 | AUHL2818 | AUHNR2818 | On Air | On Air | On Air | On Air | 2012-08-06 | Permanent | 24.4213 | 54.4148 | Nokia | Outdoor | EITC Passive Infrastructure | Greenfield | Outdoor Green field-du Owned | DU Solo | Monopole | 2G+3G+4G+5G | AirScale | LTE-2CC |  | U900 F1-U900 F2-U2100 F2 | L800+L1800-F1 | 2cc | 2502000 | 28.5 |  |  | n78 | 3 | 3 | [32 empty] | IIB | AUH-2818-CSG-IXR-E-1 | 30 | #N/A | from data base
AUH2830 | Site 7313 | AUH | AUH2830 | AUH2830 | AUHL2830 | AUHNR2830 | On Air | On Air | On Air | On Air | 2012-12-06 | Permanent | 24.4258 | 54.4426 | Nokia | Outdoor | Site Sharing | ETC Site Share | Outdoor Site Sharing-Etisalat Owned | SS Opex | Etisalat_Opex | 2G+3G+4G+5G | AirScale | LTE-3CC |  | U900 F1-U900 F2-U2100 F2 | L800+L1800-F1+L1800-F2 | 2cc | 2501901 | 30 |  |  | n78 | 3 | 3 | [32 empty] | IIB | AUH-2830-CSG-IXR-E-1 | 30 | Monopole | sharing site/ from data base
AUH2831 | Site 7314 | AUH |  | AUH2831 | AUHL2831 | AUHNR2831 |  | On Air | On Air | On Air | 2014-10-22 | Permanent | 24.4403 | 54.372 | Nokia | Outdoor | Site Sharing | ETC Site Share | Outdoor Site Sharing-Etisalat Owned | SS Opex | Etisalat_Opex | 3G+4G+5G | AirScale | LTE-3CC |  | U900 F1-U900 F2-U2100 F2 | L800+L1800-F1+L1800-F2 | 2cc | 2500700 | 25 |  |  | n78 | 3 | 3 | [32 empty] | IIB | AUH-2831-CSG-SAR-X-1 | 30 | Monopole | sharing site/ from data base
AUH2841 | Site 7315 | AUH | AUH2841 | AUH2841 | AUHL2841 |  | On Air | On Air | On Air |  | 2015-07-09 | Permanent | 24.4485 | 54.5085 | Nokia | Outdoor | EITC Passive Infrastructure | Rooftop | RT-du Owned | Du Solo | Rooftop | 2G+3G+4G | BTS3900/MultiRadio 2G | LTE |  | U900 F1-U900 F2-U2100 F2 | L800 |  | 2044600 | 14 |  |  |  | 7 | [33 empty] | MW | 0 | 3 | #N/A | Rooftop
AUH2824 | Site 7316 | AUH |  | AUH2824 | AUHL2824 | AUHNR2824 |  | On Air | On Air | On Air | 2017-07-04 | Permanent | 24.4577 | 54.6754 | Nokia | Outdoor | EITC Passive Infrastructure | Greenfield | Outdoor Green field-du Owned | Du Solo | RDU - Palm Tree | 3G+4G+5G | AirScale | LTE-4CC | 4T4R | U900 F1-U900 F2-U2100 F2 | L800+L1800-F1+L1800-F2+L2100 | 2cc | 2042500 | 30 |  |  | n78 | 3 | 3 | [32 empty] | MW | 0 | 30 | #N/A | from data base
AUH2843 | Site 7317 | AUH | AUH2843 | AUH2843 | AUHL2843 |  | On Air | On Air | On Air |  | 2012-08-17 | Permanent | 24.5392 | 54.4246 | Nokia | Outdoor | EITC Passive Infrastructure | Rooftop | RT-du Owned | Du Solo | Rooftop | 2G+3G+4G | AirScale | LTE-3CC |  | U900 F1-U900 F2-U2100 F2 | L800+L1800-F1+L1800-F2 |  | 2046700 | 28 |  |  |  | 4 | [33 empty] | MW | 0 | 3 | #N/A | Rooftop
AUH2826 | Site 7318 | AUH | AUH2826 | AUH2826 | AUHL2826 | AUHNR2826 | On Air | On Air | On Air | On Air | 2012-07-14 | Permanent | 24.4634 | 54.676 | Nokia | Outdoor | EITC Passive Infrastructure | Greenfield | Outdoor Green field-du Owned | Du Solo | Monopole | 2G+3G+4G+5G | AirScale | LTE-4CC |  | U900 F1-U900 F2-U2100 F2 | L800+L1800-F1+L1800-F2+L2100 | 2cc | 2042500 | 30 |  |  | n78 | 6 | 3 | [32 empty] | IIB | AUH-2826-CSG-N540-LD-1 | 30 | #N/A | from data base
AUH2829 | Site 7319 | AUH | AUH2829 | AUH2829 | AUHL2829 | AUHNR2829 | On Air | On Air | On Air | On Air | 2012-09-16 | Permanent | 24.2176 | 54.8515 | Nokia | Outdoor | EITC Passive Infrastructure | Greenfield | Outdoor Green field-du Owned | Du Solo | Monopole | 2G+3G+4G+5G | AirScale | LTE-3CC |  | U900 F1-U900 F2-U2100 F2 | L800+L1800-F1+L1800-F2 | 1cc | 2430100 | 38.5 |  |  | n41 | 3 | 3 | [32 empty] | IIB | AUH-2829-CSG-IXR-E-1 | 40 | #N/A | from data base
AUH2853 | Site 7320 | AUH | AUH2853 | AUH2853 | AUHL2853 | AUHNR2853 | On Air | On Air | On Air | On Air | 2012-12-27 | Permanent | 24.3191 | 54.5368 | Nokia | Outdoor | EITC Passive Infrastructure | Rooftop | RT-du Owned | Du Solo | Rooftop | 2G+3G+4G+5G | AirScale | LTE-4CC | 4T4R | U900 F1-U900 F2-U2100 F2 | L800+L1800-F1+L1800-F2+L2100 | 1cc | 2044802 | 38 |  |  | n41 | 4 | 3 | [32 empty] | IIB | AUH-2853-CSG-ASR920-LD-1 | 3 | #N/A | Rooftop
AUH2842 | Site 7321 | AUH | AUH2842 | AUH2842 | AUHL2842 |  | On Air | On Air | On Air |  | 2016-04-20 | Permanent | 24.4599 | 54.5039 | Nokia | Outdoor | EITC Passive Infrastructure | Greenfield | Outdoor Green field-du Owned | Du Solo | RDU | 2G+3G+4G | BTS3900/MultiRadio 2G | LTE |  | U900 F1-U900 F2-U2100 F2 | L800 |  | 2044600 | 28 |  |  |  | 6 | [33 empty] | MW | 0 | 30 | #N/A | from data base
AUH2857 | Site 7322 | AUH | AUH2857 | AUH2857 | AUHL2857 | AUHNR2857 | On Air | On Air | On Air | On Air | 2013-07-24 | Permanent | 24.3741 | 54.4872 | Nokia | Outdoor | EITC Passive Infrastructure | Rooftop | RT-du Owned | Du Solo | Rooftop | 2G+3G+4G+5G | AirScale | LTE-4CC |  | U900 F1-U900 F2-U2100 F2 | L800+L1800-F1+L1800-F2+L2100 | 1cc | 2600200 | 29 |  |  | n41 | 3 | 3 | [32 empty] | IIB | AUH-2857-CSG-IXR-E-1 | 3 | #N/A | Rooftop
AUH2858 | Site 7323 | AUH |  | AUH2858 | AUHL2858 |  |  | On Air | On Air |  | 2021-09-01 | Permanent | 24.3952 | 54.8401 | Nokia | Outdoor | Site Sharing | ETC Site Share | Outdoor Site Sharing-Etisalat Owned | SS Opex | Etisalat_Opex | 3G+4G | AirScale | LTE-3CC |  | U900 F1-U900 F2 | L800+L1800-F1+L1800-F2 |  | 2042900 | 40 |  |  |  | 4 | [33 empty] | IIB | AUH-2858-CSG-IXR-E-1 | 40 | Monopole | sharing site/ from data base
AUH2859 | Site 7324 | AUH | AUH2859 | AUH2859 | AUHL2859 | AUHNR2859 | On Air | On Air | On Air | On Air | 2012-10-24 | Permanent | 24.3786 | 54.5194 | Nokia | Outdoor | Site Sharing | ETC Site Share | Outdoor Site Sharing-Etisalat Owned | SS Opex | Etisalat_Opex | 2G+3G+4G+5G | AirScale | LTE-3CC |  | U900 F1-U900 F2-U2100 F2 | L800+L1800-F1+L1800-F2 | 1cc | 2600200 | 25 |  |  | n41 | 4 | 3 | [32 empty] | IIB | AUH-2859-CSG-SAR-X-1 | 30 | Monopole | sharing site/ from data base
AUH2845 | Site 7325 | AUH | AUH2845 | AUH2845 | AUHL2845 | AUHNR2845 | On Air | On Air | On Air | On Air | 2013-03-25 | Permanent | 24.3316 | 54.6205 | Nokia | Outdoor | EITC Passive Infrastructure | Greenfield | Outdoor Green field-du Owned | DU Solo | Monopole | 2G+3G+4G+5G | AirScale | LTE-4CC |  | U900 F1-U900 F2-U2100 F2 | L800+L1800-F1+L1800-F2+L2100 | 2cc | 2004500 | 38.5 |  |  | n78 | 3 | 3 | [32 empty] | IIB | AUH-2845-CSG-IXR-E-1 | 30 | #N/A | from data base
AUH2852 | Site 7326 | AUH | AUH2852 | AUH2852 | AUHL2852 |  | On Air | On Air | On Air |  | 2012-05-01 | Permanent | 24.4431 | 54.526 | Nokia | Outdoor | EITC Passive Infrastructure | Greenfield | Outdoor Green field-du Owned | Du Solo | Lattice Tower | 2G+3G+4G | BTS3900/Flexi 2G | LTE-3CC |  | U900 F1-U900 F2-U2100 F2 | L800+L1800-F1+L1800-F2 |  | 2044600 | 29 |  |  |  | 7 | [33 empty] | MW | 0 | 30 | #N/A | from data base
AUH2860 | Site 7327 | AUH |  | AUH2860 | AUHL2860 | AUHNR2860 |  | On Air | On Air | On Air | 2020-07-05 | Permanent | 24.1748 | 54.6903 | Nokia | Outdoor | EITC Passive Infrastructure | Greenfield | Outdoor Green field-du Owned | Du Solo | RDU | 3G+4G+5G | AirScale | LTE-4CC |  | U900 F1-U900 F2 | L800+L1800-F1+L1800-F2+L2100 | 1cc | 2047502 | 35 |  |  | n41 | 3 | 3 | [32 empty] | IIB | AUH-2860-CSG-IXR-E-1 | 35 | 35m-RDU | confirmed
AUH2873 | Site 7328 | AUH | AUH2873 | AUH2873 | AUHL2873 | AUHNR2873 | Locked | On Air | On Air | On Air | 2010-10-03 | Permanent | 24.4557 | 54.6661 | Nokia | Outdoor | Site Sharing | ETC Site Share | Outdoor Site Sharing-Etisalat Owned | SS Opex | Etisalat_Opex | 2G+3G+4G+5G | AirScale | LTE-3CC |  | U900 F1-U900 F2-U2100 F2 | L800+L1800-F1+L1800-F2 | 2cc | 2044300 | 28 |  |  | n78 | 3 | 3 | [32 empty] | MW | 0 | 30 | Monopole | sharing site/ from data base
AUH2888 | Site 7329 | AUH | AUH2888 | AUH2888 | AUHL2888 | AUHNR2888 | On Air | On Air | On Air | On Air | 2012-12-20 | Permanent | 24.5027 | 54.5996 | Nokia | Outdoor | Site Sharing | ETC Site Share | Outdoor Site Sharing-Etisalat Owned | SS Opex | Etisalat_Opex | 2G+3G+4G+5G | AirScale | LTE-3CC |  | U900 F1-U900 F2-U2100 F2 | L800+L1800-F1+L1800-F2 | 2cc | 2004600 | 25 |  |  | n78 | 3 | 3 | [32 empty] | MW | 0 | 30 | Monopole | sharing site/ from data base
AUH2894 | Site 7330 | AUH |  | AUH2894 | AUHL2894 | AUHNR2894 |  | On Air | On Air | On Air | 2021-03-14 | Permanent | 24.3507 | 54.7852 | Nokia | Outdoor | Site Sharing | ETC Site Share | Outdoor Site Sharing-Etisalat Owned | SS Opex | Etisalat_Opex | 3G+4G+5G | AirScale | LTE-4CC | 4T4R | U900 F1-U900 F2 | L800+L1800-F1+L1800-F2+L2100 | 2cc | 2046900 | 30 |  |  | n78 | 3 | 3 | [32 empty] | IIB | AUH-2894-CSG-ASR920-LD-1 | 35 | Monopole | sharing site/ from data base
AUH2889 | Site 7331 | AUH | AUH2889 | AUH2889 | AUHL2889 | AUHNR2889 | On Air | On Air | On Air | On Air | 2012-10-07 | Permanent | 24.6761 | 54.7578 | Nokia | Outdoor | EITC Passive Infrastructure | Greenfield | Outdoor Green field-du Owned | DU Solo | Monopole | 2G+3G+4G+5G | BTS3900/Flexi 2G | LTE-3CC |  | U900 F1-U900 F2-U2100 F2 | L800+L1800-F1+L1800-F2 | 1cc | 2004700 | 28.5 |  |  | n41 | 3 | 3 | [32 empty] | IIB | AUH-2889-CSG-ASR920-LD-1 | 30 | #N/A | from data base
AUH3002 | Site 7332 | AUH | AUH3002 | AUH3002 | AUHL3002 | AUHNR3002 | Locked | On Air | On Air | On Air | 2009 | Permanent | 24.3005 | 54.637 | Nokia | Outdoor | Site Sharing | ETC Site Share | Outdoor Site Sharing-Etisalat Owned | SS Opex | Etisalat_Opex | 2G+3G+4G+5G | AirScale | LTE-4CC | 4T4R | U900 F1-U900 F2-U2100 F2 | L800+L1800-F1+L1800-F2+L2100 | 2cc | 2046100 | 35 |  |  | n78 | 4 | 3 | [32 empty] | IIB | AUH-3002-CSG-IXR-E-1 | 40 | Monopole | sharing site/ from data base
AUH3010 | Site 7333 | AUH |  | AUH3010 | AUHL3010 |  |  | On Air | On Air |  | 2021-06-20 | Permanent | 24.597 | 54.819 | Nokia | Outdoor | Site Sharing | ETC Site Share | Outdoor Site Sharing-Etisalat Owned | SS Opex | Etisalat_Opex | 3G+4G | AirScale | LTE-3CC |  | U900 F1-U900 F2 | L800+L1800-F1+L1800-F2 |  | 2043200 | 30 |  |  |  | 3 | [33 empty] | IIB | AUH-3010-CSG-N540-LD-1 | 35 | Site Share | sharing site/ from data base
AUH3027 | Site 7334 | AUH |  | AUH3027 | AUHL3027 | AUHNR3027 |  | On Air | On Air | On Air | 2015-10-22 | Permanent | 24.4153 | 54.5624 | Nokia | Outdoor | Site Sharing | ETC Site Share | Outdoor Site Sharing-Etisalat Owned | SS Opex | Etisalat_Opex | 3G+4G+5G | AirScale | LTE-3CC |  | U900 F1-U900 F2-U2100 F2 | L800+L1800-F1+L1800-F2 | 2cc | 2042600 | 30 |  |  | n78 | 4 | 3 | [32 empty] | IIB | AUH-3027-CSG-IXR-E-1 | 35 | Monopole | sharing site/ from data base
AUH2035 | Site 7335 | AUH | AUH2035 | AUH2035 | AUHL3035 | AUHNR2035 | On Air | On Air | On Air | On Air | 2009 | Permanent | 24.5268 | 54.375 | Nokia | Outdoor | Site Sharing | ETC Site Share | Outdoor Site Sharing-Etisalat Owned | SS Opex | Etisalat_Opex | 2G+3G+4G+5G | AirScale | LTE-4CC |  | U900 F1-U900 F2-U2100 F2 | L800+L1800-F1+L1800-F2+L2100 | 2cc | 2500001 | 30 |  |  | n78 | 3 | 3 | [32 empty] | MW | 0 | 35 | 35m Mp | sharing site/ from data base
AUH3001 | Site 7336 | AUH |  | AUH3001 | AUHL3001 |  |  | On Air | On Air |  | 2021-03-23 | Permanent | 24.2001 | 54.704 | Nokia | Outdoor | EITC Passive Infrastructure | Greenfield | Outdoor Green field-du Owned | Du Solo | GreenField | 3G+4G | AirScale | LTE |  | U900 F1-U900 F2 | L800 |  | 2047502 | 35 |  |  |  | 4 | [33 empty] | IIB | AUH-3001-CSG-IXR-E-1 | 35 | 35m-MD-MP | confirmed
AUH2023 | Site 7337 | AUH | AUH2023 | AUH2023 | AUHL3023 | AUHNR2023 | On Air | On Air | On Air | On Air | 2009 | Permanent | 24.4659 | 54.3411 | Nokia | Outdoor | EITC Passive Infrastructure | Greenfield | Outdoor Green field-du Owned | Du Solo | Monopole | 2G+3G+4G+5G | AirScale | LTE-4CC | 4T4R | U900 F1-U900 F2-U2100 F2 | L800+L1800-F1+L1800-F2+L2100 | 2cc | 2500400 | 26 |  |  | n78 | 3 | 3 | [32 empty] | IIB | AUH-2023-CSG-SAR-X-1 | 30 | #N/A | from data base
AUH2032 | Site 7338 | AUH | AUH2032 | AUH2032 | AUHL3032 | AUHNR2032 | On Air | On Air | On Air | On Air | 2009 | Permanent | 24.4738 | 54.3267 | Nokia | Outdoor | EITC Passive Infrastructure | Greenfield | Outdoor Green field-du Owned | Du Solo | Palm Tree | 2G+3G+4G+5G | AirScale | LTE-4CC |  | U900 F1-U900 F2-U2100 F2 | L800+L1800-F1+L1800-F2+L2100 | 2cc | 2500500 | 30 |  |  | n78 | 3 | 3 | [32 empty] | IIB | AUH-2032-CSG-IXR-E-1 | 30 | #N/A | from data base
AUH3036 | Site 7339 | AUH |  | AUH3036 | AUHL3036 | AUHNR3036 |  | On Air | On Air | On Air | 2021 | Permanent | 24.5864 | 54.6505 | Nokia | Outdoor | EITC Passive Infrastructure | Greenfield | Outdoor Green field-du Owned | Du Solo | Greenfield | 3G+4G+5G | AirScale | LTE-3CC |  | U900 F1-U900 F2 | L800+L1800-F1+L1800-F2 | 1cc | 2043000 | 40 |  |  | n41 | 3 | 3 | [32 empty] | IIB | AUH-3036-CSG-ASR920-LD-1 | 40 | 40m-MD-MP | confirmed
AUH2037 | Site 7340 | AUH | AUH2037 | AUH2037 | AUHL3037 | AUHNR2037 | On Air | On Air | On Air | On Air | 2009 | Permanent | 24.5915 | 54.6948 | Nokia | Outdoor | EITC Passive Infrastructure | Greenfield | Outdoor Green field-du Owned | Du Solo | Monopole | 2G+3G+4G+5G | BTS3900/Ultra 2G | LTE-4CC | 4T4R | U900 F1-U900 F2-U2100 F2 | L800+L1800-F1+L1800-F2+L2100 | 1cc | 2004100 | 29 |  |  | n41 | 3 | 3 | [32 empty] | IIB | AUH-2037-CSG-ASR920-LD-1 | 30 | #N/A | from data base
AUH2043 | Site 7341 | AUH | AUH2043 | AUH2043 | AUHL3043 | AUHNR2043 | On Air | On Air | On Air | On Air | 2009 | Permanent | 24.4564 | 54.3319 | Nokia | Outdoor | Site Sharing | ETC Site Share | Outdoor Site Sharing-Etisalat Owned | SS Opex | Etisalat_Opex | 2G+3G+4G+5G | AirScale | LTE-3CC |  | U900 F1-U900 F2-U2100 F2 | L800+L1800-F1+L1800-F2 | 2cc | 2500600 | 34 |  |  | n78 | 3 | 3 | [32 empty] | IIB | AUH-2043-CSG-IXR-E-1 | 30 | Monopole | sharing site/ from data base
AUH2046 | Site 7342 | AUH |  | AUH2046 | AUHL3046 | AUHNR2046 |  | On Air | On Air | On Air | 2015-11-03 | Permanent | 24.4469 | 54.3763 | Nokia | Outdoor | Site Sharing | ETC Site Share | Outdoor Site Sharing-Etisalat Owned | SS Opex | Etisalat_Opex | 3G+4G+5G | AirScale | LTE-2CC |  | U900 F1-U900 F2-U2100 F2 | L800+L1800-F1 | 2cc | 2500700 | 25 |  |  | n78 | 3 | 3 | [32 empty] | IIB | AUH-2046-CSG-SAR-X-1 | 30 | Monopole | sharing site/ from data base
AUH2038 | Site 7343 | AUH | AUH2038 | AUH2038 | AUHL3038 |  | On Air | On Air | On Air |  | 2010-11-28 | Permanent | 24.6104 | 54.5225 | Nokia | Outdoor | EITC Passive Infrastructure | Greenfield | Outdoor Green field-du Owned | Du Solo | Lattice Tower | 2G+3G+4G | AirScale | LTE-3CC |  | U900 F1-U900 F2-U2100 F2 | L800+L1800-F1+L1800-F2 |  | 2041400 | 43 |  |  |  | 3 | [33 empty] | MW | 0 | 45 | #N/A | from data base
AUH2040 | Site 7344 | AUH |  | AUH2040 | AUHL3040 | AUHNR2040 |  | On Air | On Air | On Air | 2022-06-10 | Permanent | 24.4422 | 54.3873 | Nokia | Outdoor | EITC Passive Infrastructure | Greenfield | Outdoor Green field-du Owned | Du Solo | Greenfield | 3G+4G+5G | AirScale | LTE-3CC |  | U900 F1-U900 F2-U2100 F2 | L800+L1800-F1+L1800-F2 | 2cc | 2500700 | 30 |  |  | n78 | 4 | 3 | [32 empty] | IIB | AUH-2040-CSG-IXR-E-1 | 30 | 30m-MD-LP | confirmed
AUH3224 | Site 7345 | AUH |  | AUH3224 | AUHL3224 | AUHNR3224 |  | On Air | On Air | On Air | 2021-08-02 | Permanent | 24.3685 | 54.7011 | Nokia | Outdoor | Site Sharing | SS Capex | Outdoor Taawn-Etisalat Lead | SS Capex | ETC Capex | 3G+4G+5G | AirScale | LTE-3CC |  | U900 F1-U900 F2 | L800+L1800-F1+L1800-F2 | 2cc | 2046500 | 30 |  |  | n78 | 3 | 3 | [32 empty] | IIB | Passive AUH-2420-PREAGG-SR7-1 | 35 | 35M Monopole | sharing site/ from data base
AUH3041 | Site 7346 | AUH |  | AUH3041 | AUHL3041 | AUHNR3041 |  | On Air | On Air | On Air | 2022-03-08 | Permanent | 24.1772 | 54.6275 | Nokia | Outdoor | EITC Passive Infrastructure | Greenfield | Outdoor Green field-du Owned | Du Solo | Greenfield | 3G+4G+5G | AirScale | LTE-4CC |  | U900 F1-U900 F2-U2100 F2 | L800+L1800-F1+L1800-F2+L2100 | 1cc | 2047502 | 60 |  |  | n41 | 4 | 3 | [32 empty] | IIB | AUH-3041-CSG-IXR-E-1 | 60 | 60m-LT | confirmed
AUH2055 | Site 7347 | AUH | AUH2055 | AUH2055 | AUHL3055 | AUHNR2055 | On Air | On Air | On Air | On Air | 2009 | Permanent | 24.474 | 54.3901 | Nokia | Outdoor | EITC Passive Infrastructure | Greenfield | Outdoor Green field-du Owned | DU Solo | Monopole | 2G+3G+4G+5G | AirScale | LTE-4CC | 4T4R | U900 F1-U900 F2-U2100 F2 | L800+L1800-F1+L1800-F2+L2100 | 2cc | 2501000 | 30 |  |  | n78 | 3 | 3 | [32 empty] | IIB | AUH-2055-SCSG-SR7B-1 | 30 | #N/A | from data base
AUH2059 | Site 7348 | AUH |  | AUH2059 | AUHL3059 | AUHNR2059 |  | On Air | On Air | On Air | 2015-12-21 | Permanent | 24.4172 | 54.6512 | Nokia | Outdoor | EITC Passive Infrastructure | Greenfield | Outdoor Green field-du Owned | Du Solo | Monopole | 3G+4G+5G | AirScale | LTE-4CC | 4T4R | U900 F1-U900 F2-U2100 F2 | L800+L1800-F1+L1800-F2+L2100 | 2cc | 2044300 | 38 |  |  | n78 | 3 | 3 | [32 empty] | IIB | AUH-2059-CSG-SAR-X-1 | 40 | #N/A | from data base
AUH3070 | Site 7349 | AUH |  | AUH3070 | AUHL3070 | AUHNR3070 |  | On Air | On Air | On Air | 2021-06-20 | Permanent | 24.2966 | 54.5057 | Nokia | Outdoor | Site Sharing | ETC Site Share | Outdoor Site Sharing-Etisalat Owned | SS Opex | Etisalat_Opex | 3G+4G+5G | AirScale | LTE |  | U900 F1-U900 F2 | L800 | 2cc | 2041000 | 25 |  |  | n78 | 3 | 3 | [32 empty] | IIB | AUH-3070-CSG-ASR920-LD-1 | 30 | Site Share | sharing site/ from data base
AUH3061 | Site 7350 | AUH |  | AUH3061 | AUHL3061 | AUHNR3061 |  | On Air | On Air | On Air | 2014-11-12 | Permanent | 24.4563 | 54.7173 | Nokia | Outdoor | EITC Passive Infrastructure | Greenfield | Outdoor Green field-du Owned | DU Solo | Pam Tree | 3G+4G+5G | AirScale | LTE-2CC |  | U900 F1-U900 F2-U2100 F2 | L800+L1800-F1 | 2cc | 2043100 | 28.5 |  |  | n78 | 4 | 3 | [32 empty] | IIB | AUH-3061-CSG-IXR-E-1 | 30 | #N/A | from data base
AUH3073 | Site 7351 | AUH | AUH3073 | AUH3073 | AUHL3073 | AUHNR3073 | On Air | On Air | On Air | On Air | 2013-10-14 | Permanent | 24.4458 | 54.7178 | Nokia | Outdoor | Site Sharing | ETC Site Share | Outdoor Site Sharing-Etisalat Owned | SS Opex | Etisalat_Opex | 2G+3G+4G+5G | AirScale | LTE-3CC |  | U900 F1-U900 F2-U2100 F2 | L800+L1800-F1+L1800-F2 | 2cc | 2043100 | 30 |  |  | n78 | 3 | 3 | [32 empty] | IIB | AUH-3073-CSG-SAR-X-1 | 30 | PalmTree | sharing site/ from data base
AUH3074 | Site 7352 | AUH | AUH3074 | AUH3074 | AUHL3074 | AUHNR3074 | On Air | On Air | On Air | On Air | 2013-12-18 | Permanent | 24.4515 | 54.7127 | Nokia | Outdoor | Site Sharing | ETC Site Share | Outdoor Site Sharing-Etisalat Owned | SS Opex | Etisalat_Opex | 2G+3G+4G+5G | BTS3900/Flexi 2G | LTE-3CC |  | U900 F1-U900 F2-U2100 F2 | L800+L1800-F1+L1800-F2 | 2cc | 2043100 | 25 |  |  | n78 | 3 | 3 | [32 empty] | IIB | AUH-3074-CSG-ASR920-LD-1 | 30 | PalmTree | sharing site/ from data base
AUH3075 | Site 7353 | AUH | AUH3075 | AUH3075 | AUHL3075 | AUHNR3075 | On Air | On Air | On Air | On Air | 2014-12-25 | Permanent | 24.4535 | 54.7238 | Nokia | Outdoor | Site Sharing | ETC Site Share | Outdoor Site Sharing-Etisalat Owned | SS Opex | Etisalat_Opex | 2G+3G+4G+5G | AirScale | LTE |  | U900 F1-U900 F2-U2100 F2 | L1800-F1 | 2cc | 2043100 | 30 |  |  | n78 | 3 | 3 | [32 empty] | IIB | AUH-3075-CSG-SAR-X-1 | 30 | PalmTree | sharing site/ from data base
AUH3077 | Site 7354 | AUH | AUH3077 | AUH3077 | AUHL3077 | AUHNR3077 | Locked | On Air | On Air | On Air | 2014-06-26 | Permanent | 24.4455 | 54.7294 | Nokia | Outdoor | Site Sharing | ETC Site Share | Outdoor Site Sharing-Etisalat Owned | SS Opex | Etisalat_Opex | 2G+3G+4G+5G | AirScale | LTE-3CC |  | U900 F1-U900 F2-U2100 F2 | L800+L1800-F1+L1800-F2 | 2cc | 2043100 | 30 |  |  | n78 | 3 | 3 | [32 empty] | IIB | AUH-3077-CSG-SAR-X-1 | 30 | PalmTree | sharing site/ from data base
AUH3078 | Site 7355 | AUH | AUH3078 | AUH3078 | AUHL3078 | AUHNR3078 | Locked | On Air | On Air | On Air | 2014-06-24 | Permanent | 24.4513 | 54.7357 | Nokia | Outdoor | Site Sharing | ETC Site Share | Outdoor Site Sharing-Etisalat Owned | SS Opex | Etisalat_Opex | 2G+3G+4G+5G | AirScale | LTE-3CC |  | U900 F1-U900 F2-U2100 F2 | L800+L1800-F1+L1800-F2 | 2cc | 2043100 | 30 |  |  | n78 | 3 | 3 | [32 empty] | IIB | AUH-3078-CSG-SAR-X-1 | 30 | PalmTree | sharing site/ from data base
AUH3080 | Site 7356 | AUH |  | AUH3080 | AUHL3080 | AUHNR3080 |  | On Air | On Air | On Air | 2014-07-21 | Permanent | 24.4438 | 54.7387 | Nokia | Outdoor | Site Sharing | ETC Site Share | Outdoor Site Sharing-Etisalat Owned | SS Opex | Etisalat_Opex | 3G+4G+5G | AirScale | LTE-3CC |  | U900 F1-U900 F2-U2100 F2 | L800+L1800-F1+L1800-F2 | 2cc | 2043100 | 30 |  |  | n78 | 3 | 3 | [32 empty] | IIB | AUH-3080-CSG-SAR-X-1 | 30 | PalmTree | sharing site/ from data base
AUH2081 | Site 7357 | AUH | AUH2081 | AUH2081 | AUHL3081 | AUHNR2081 | On Air | On Air | On Air | On Air | 2009 | Permanent | 24.4284 | 54.4003 | Nokia | Outdoor | Site Sharing | ETC Site Share | Outdoor Site Sharing-Etisalat Owned | SS Opex | Etisalat_Opex | 2G+3G+4G+5G | AirScale | LTE-3CC |  | U900 F1-U900 F2-U2100 F2 | L800+L1800-F1+L1800-F2 | 2cc | 2500700 | 35 |  |  | n78 | 3 | 3 | [32 empty] | IIB | AUH-2081-CSG-SAR-X-1 | 30 | Monopole | sharing site/ from data base
AUH3082 | Site 7358 | AUH | AUH3082 | AUH3082 | AUHL3082 | AUHNR3082 | On Air | On Air | On Air | On Air | 2014-06-24 | Permanent | 24.436 | 54.7325 | Nokia | Outdoor | Site Sharing | ETC Site Share | Outdoor Site Sharing-Etisalat Owned | SS Opex | Etisalat_Opex | 2G+3G+4G+5G | AirScale | LTE-3CC |  | U900 F1-U900 F2-U2100 F2 | L800+L1800-F1+L1800-F2 | 2cc | 2043100 | 30 |  |  | n78 | 3 | 3 | [32 empty] | IIB | AUH-3082-CSG-SAR-X-1 | 30 | PalmTree | sharing site/ from data base
AUH3063 | Site 7359 | AUH |  | AUH3063 | AUHL3063 | AUHNR3063 |  | On Air | On Air | On Air | 2015-07-16 | Permanent | 24.4422 | 54.7122 | Nokia | Outdoor | EITC Passive Infrastructure | Greenfield | Outdoor Green field-du Owned | Du Solo | Palm Tree | 3G+4G+5G | AirScale | LTE-2CC |  | U900 F1-U900 F2-U2100 F2 | L800+L1800-F1 | 2cc | 2043100 | 30 |  |  | n78 | 4 | 3 | [32 empty] | IIB | AUH-3063-CSG-SAR-X-1 | 30 | #N/A | from data base
AUH3092 | Site 7360 | AUH |  | AUH3092 | AUHL3092 | AUHNR3092 |  | On Air | On Air | On Air | 2013-11-30 | Permanent | 24.4304 | 54.5607 | Nokia | Outdoor | Site Sharing | ETC Site Share | Outdoor Site Sharing-Etisalat Owned | SS Opex | Etisalat_Opex | 3G+4G+5G | AirScale | LTE-3CC |  | U900 F1-U900 F2-U2100 F2 | L800+L1800-F1+L1800-F2 | 2cc | 2042600 | 25 |  |  | n78 | 3 | 3 | [32 empty] | IIB | AUH-3092-CSG-SAR-X-1 | 30 | PalmTree | sharing site/ from data base
AUH3094 | Site 7361 | AUH |  | AUH3094 | AUHL3094 | AUHNR3094 |  | On Air | On Air | On Air | 2015-12-07 | Permanent | 24.4551 | 54.3534 | Nokia | Outdoor | Site Sharing | ETC Site Share | Outdoor Site Sharing-Etisalat Owned | SS Opex | Etisalat_Opex | 3G+4G+5G | AirScale | LTE-3CC |  | U900 F1-U900 F2-U2100 F2 | L800+L1800-F1+L1800-F2 | 2cc | 2500800 | 20 |  |  | n78 | 3 | 3 | [32 empty] | IIB | AUH-3094-CSG-SAR-X-1 | 35 | Monopole | sharing site/ from data base
AUH3095 | Site 7362 | AUH | AUH3095 | AUH3095 | AUHL3095 | AUHNR3095 | On Air | On Air | On Air | On Air | 2015-05-31 | Permanent | 24.4585 | 54.3518 | Nokia | Outdoor | EITC Passive Infrastructure | Rooftop | RT-du Owned | Du Solo | Rooftop | 2G+3G+4G+5G | AirScale | LTE-3CC |  | U900 F1-U900 F2-U2100 F2 | L800+L1800-F1+L1800-F2 | 2cc | 2500800 | 28 |  |  | n78 | 3 | 3 | [32 empty] | IIB | AUH-3095-CSG-SAR-X-1 | 3 | #N/A | Rooftop
AUH2096 | Site 7363 | AUH |  | AUH2096 | AUHL3096 | AUHNR2096 |  | On Air | On Air | On Air | 2020-01-06 | Permanent | 24.4295 | 54.4149 | Nokia | Outdoor | EITC Passive Infrastructure | Rooftop | RT-du Owned | Du Solo | Rooftop | 3G+4G+5G | AirScale | LTE-3CC |  | U900 F1-U900 F2-U2100 F2 | L800+L1800-F1+L1800-F2 | 2cc | 2501902 | 18 |  |  | n78 | 3 | 3 | [32 empty] | MW | 0 | 3 | #N/A | Rooftop
AUH3229 | Site 7364 | AUH |  | AUH3229 | AUHL3229 | AUHNR3229 |  | On Air | On Air | On Air | 2021-12-28 | Permanent | 24.3938 | 54.5773 | Nokia | Outdoor | Site Sharing | SS Capex | Outdoor Taawn-Etisalat Lead | SS Capex | ETC Capex | 3G+4G+5G | AirScale | LTE-3CC |  | U900 F1-U900 F2-U2100 F2 | L800+L1800-F1+L1800-F2 | 2cc | 2440000 | 35 |  |  | n78 | 3 | 3 | [32 empty] | IIB | AUH-3229-CSG-IXR-E-1 | 40 | 40m Monopole | sharing site/ from data base
AUH3236 | Site 7365 | AUH |  | AUH3236 | AUHL3236 | AUHNR3236 |  | On Air | On Air | On Air | 2022-04-20 | Permanent | 24.4172 | 54.3325 | Nokia | Outdoor | Site Sharing | SS Capex | Outdoor Taawn-Etisalat Lead | SS Capex | ETC Capex | 3G+4G+5G | AirScale | LTE-4CC |  | U900 F1-U900 F2-U2100 F2 | L800+L1800-F1+L1800-F2+L2100 | 2cc | 2041100 | 35 |  |  | n78 | 4 | 3 | [32 empty] | MW | 0 | 40 | ETC | sharing site/ from data base
AUH3100 | Site 7366 | AUH | AUH3100 | AUH3100 | AUHL3100 | AUHNR3100 | On Air | On Air | On Air | On Air | 2014-11-01 | Permanent | 24.5438 | 54.7681 | Nokia | Outdoor | Site Sharing | ETC Site Share | Outdoor Site Sharing-Etisalat Owned | SS Opex | Etisalat_Opex | 2G+3G+4G+5G | BTS3900/MultiRadio 2G | LTE-3CC |  | U900 F1-U900 F2-U2100 F2 | L800+L1800-F1+L1800-F2 | 1cc | 2043200 | 30 |  |  | n41 | 3 | 3 | [32 empty] | IIB | AUH-3100-CSG-IXR-E-1 | 35 | Monopole | sharing site/ from data base
AUH2067 | Site 7367 | AUH | AUH2067 | AUH2067 | AUHL3067 | AUHNR2067 | On Air | On Air | On Air | On Air | 2009 | Permanent | 24.449 | 54.3832 | Nokia | Outdoor | EITC Passive Infrastructure | Greenfield | Outdoor Green field-du Owned | DU Solo | Monopole | 2G+3G+4G+5G | AirScale | LTE-3CC |  | U900 F1-U900 F2-U2100 F2 | L800+L1800-F1+L1800-F2 | 2cc | 2500700 | 27 |  |  | n78 | 3 | 3 | [32 empty] | IIB | AUH-2067-CSG-SAR-X-1 | 30 | #N/A | from data base
AUH3104 | Site 7368 | AUH | AUH3104 | AUH3104 | AUHL3104 |  | On Air | On Air | On Air |  | 2012-10-20 | Permanent | 24.2575 | 54.6248 | Nokia | Outdoor | Site Sharing | ETC Site Share | Outdoor Site Sharing-Etisalat Owned | SS Opex | Etisalat_Opex | 2G+3G+4G | AirScale | LTE-4CC |  | U900 F1-U900 F2-U2100 F2 | L800+L1800-F1+L1800-F2+L2100 |  | 2044400 | 15 |  |  |  | 3 | [33 empty] | IIB | AUH-3104-CSG-ASR920-LD-1 | 30 | Monopole | sharing site/ from data base
AUH2071 | Site 7369 | AUH | AUH2071 | AUH2071 | AUHL3071 | AUHNR2071 | On Air | On Air | On Air | On Air | 2009 | Permanent | 24.4359 | 54.3855 | Nokia | Outdoor | EITC Passive Infrastructure | Greenfield | Outdoor Green field-du Owned | Du Solo | Monopole | 2G+3G+4G+5G | AirScale | LTE-3CC |  | U900 F1-U900 F2-U2100 F2 | L800+L1800-F1+L1800-F2 | 2cc | 2500700 | 26 |  |  | n78 | 3 | 3 | [32 empty] | IIB | AUH-2071-CSG-SAR-X-1 | 30 | #N/A | from data base
AUH3106 | Site 7370 | AUH |  | AUH3106 | AUHL3106 | AUHNR3106 |  | On Air | On Air | On Air | 2022-05-17 | Permanent | 24.3934 | 54.6887 | Nokia | Outdoor | EITC Passive Infrastructure | Greenfield | Outdoor Taawn-du Lead | Du Capex | Du Capex | 3G+4G+5G | AirScale | LTE-3CC |  | U900 F1-U900 F2-U2100 F2 | L800+L1800-F1+L1800-F2 | 2cc | 2046500 | 40 |  |  | n78 | 3 | 3 | [32 empty] | IIB | AUH-3106-CSG-IXR-E-1 | 40 | 40m-HD-MP | confirmed
AUH3107 | Site 7371 | AUH | AUH3107 | AUH3107 | AUHL3107 | AUHNR3107 | On Air | On Air | On Air | On Air | 2013-11-18 | Permanent | 24.3128 | 54.497 | Nokia | Outdoor | EITC Passive Infrastructure | Rooftop | RT-du Owned | Du Solo | Rooftop | 2G+3G+4G+5G | AirScale | LTE-3CC |  | U900 F1-U900 F2-U2100 F2 | L800+L1800-F1+L1800-F2 | 2cc | 2041000 | 19 |  |  | n78 | 4 | 3 | [32 empty] | IIB | AUH-3107-CSG-IXR-E-1 | 3 | #N/A | Rooftop
AUH3091 | Site 7372 | AUH |  | AUH3091 | AUHL3091 | AUHNR3091 |  | On Air | On Air | On Air | 2022-03-09 | Permanent | 24.4401 | 54.5896 | Nokia | Outdoor | EITC Passive Infrastructure | Greenfield | Outdoor Green field-du Owned | Du Solo | Greenfield | 3G+4G+5G | AirScale | LTE-4CC |  | U900 F1-U900 F2-U2100 F2 | L800+L1800-F1+L1800-F2+L2100 | 2cc | 2042600 | 40 |  |  | n78 | 3 | 3 | [32 empty] | IIB | AUH-3091-CSG-IXR-E-1 | 40 | 40m-MD-MP | confirmed
AUH3109 | Site 7373 | AUH |  | AUH3109 | AUHL3109 | AUHNR3109 |  | On Air | On Air | On Air | 2009 | Permanent | 24.497 | 54.9348 | Nokia | Outdoor | Site Sharing | ETC Site Share | Outdoor Site Sharing-Etisalat Owned | SS Opex | Etisalat_Opex | 3G+4G+5G | BTS3910 | LTE-3CC |  | U900 F1-U900 F2-U2100 F2 | L800+L1800-F1+L1800-F2 | 1cc | 2043200 | 35 |  |  | n41 | 4 | 3 | [32 empty] | IIB | AUH-3109-CSG-IXR-E-1 | 40 | Monopole | sharing site/ from data base
AUH3101 | Site 7374 | AUH | AUH3101 | AUH3101 | AUHL3101 | AUHNR3101 | On Air | On Air | On Air | On Air | 2014-10-21 | Permanent | 24.553 | 54.86 | Nokia | Outdoor | EITC Passive Infrastructure | Greenfield | Outdoor Green field-du Owned | Du Solo | Monopole | 2G+3G+4G+5G | BTS3900/MultiRadio 2G | LTE-3CC |  | U900 F1-U900 F2-U2100 F2 | L800+L1800-F1+L1800-F2 | 1cc | 2043200 | 38 |  |  | n41 | 4 | 3 | [32 empty] | IIB | AUH-3101-CSG-IXR-E-1 | 40 | #N/A | from data base
AUH3111 | Site 7375 | AUH |  | AUH3111 | AUHL3111 | AUHNR3111 |  | On Air | On Air | On Air | 2021 | Permanent | 24.3119 | 54.5489 | Nokia | Outdoor | Site Sharing | ETC Site Share | Outdoor Site Sharing-Etisalat Owned | SS Opex | Etisalat_Opex | 3G+4G+5G | AirScale | LTE-3CC |  | U900 F1-U900 F2 | L800+L1800-F1+L1800-F2 | 1cc | 2044801 | 30 |  |  | n41 | 3 | 3 | [32 empty] | MW | 0 | 35 | Monopole | sharing site/ from data base
AUH3112 | Site 7376 | AUH |  | AUH3112 | AUHL3112 | AUHNR3112 |  | On Air | On Air | On Air | 2021-06-20 | Permanent | 24.3563 | 54.6497 | Nokia | Outdoor | Site Sharing | ETC Site Share | Outdoor Site Sharing-Etisalat Owned | SS Opex | Etisalat_Opex | 3G+4G+5G | AirScale | LTE-4CC |  | U900 F1-U900 F2 | L800+L1800-F1+L1800-F2+L2100 | 2cc | 2046400 | 35 |  |  | n78 | 3 | 3 | [32 empty] | IIB | AUH-3112-CSG-IXR-E-1 | 40 | Site Share | sharing site/ from data base
AUH3105 | Site 7377 | AUH | AUH3105 | AUH3105 | AUHL3105 |  | On Air | On Air | On Air |  | 2012-12-30 | Permanent | 24.615 | 54.4782 | Nokia | Outdoor | EITC Passive Infrastructure | Greenfield | Outdoor Green field-du Owned | Du Solo | Monopole | 2G+3G+4G | AirScale | LTE |  | U900 F1-U900 F2-U2100 F2 | L800 |  | 2418000 | 28.5 |  |  |  | 9 | [33 empty] | MW | 0 | 30 | #N/A | from data base
AUH3108 | Site 7378 | AUH | AUH3108 | AUH3108 | AUHL3108 |  | On Air | On Air | On Air |  | 2014-10-21 | Permanent | 24.5162 | 54.9708 | Nokia | Outdoor | EITC Passive Infrastructure | Greenfield | Outdoor Green field-du Owned | Du Solo | Monopole | 2G+3G+4G | BTS3900/MultiRadio 2G | LTE-3CC |  | U900 F1-U900 F2-U2100 F2 | L800+L1800-F1+L1800-F2 |  | 2043200 | 28 |  |  |  | 4 | [33 empty] | MW | 0 | 30 | #N/A | from data base
AUH3110 | Site 7379 | AUH | AUH3110 | AUH3110 | AUHL3110 | AUHNR3110 | On Air | On Air | On Air | On Air | 2013-11-07 | Permanent | 24.5132 | 54.8535 | Nokia | Outdoor | EITC Passive Infrastructure | Greenfield | Outdoor Green field-du Owned | Du Solo | Monopole | 2G+3G+4G+5G | BTS3900/Flexi 2G | LTE-3CC |  | U900 F1-U900 F2-U2100 F2 | L800+L1800-F1+L1800-F2 | 1cc | 2043200 | 39 |  |  | n41 | 4 | 3 | [32 empty] | IIB | AUH-3110-CSG-IXR-E-1 | 40 | #N/A | from data base
AUH3113 | Site 7380 | AUH | AUH3113 | AUH3113 | AUHL3113 |  | On Air | On Air | On Air |  | 2013-07-18 | Permanent | 24.8053 | 54.6411 | Nokia | Outdoor | EITC Passive Infrastructure | Greenfield | Outdoor Green field-du Owned | DU Solo | Monopole | 2G+3G+4G | BTS3900/Flexi 2G | LTE-3CC |  | U900 F1-U900 F2-U2100 F2 | L800+L1800-F1+L1800-F2 |  | 2100000 | 29 |  |  |  | 3 | [33 empty] | MW | 0 | 40 | #N/A | from data base
AUH3118 | Site 7381 | AUH | AUH3118 | AUH3118 | AUHL3118 | AUHNR3118 | On Air | On Air | On Air | On Air | 2013-06-11 | Permanent | 24.2685 | 54.5623 | Nokia | Outdoor | EITC Passive Infrastructure | Rooftop | RT-du Owned | Du Solo | Rooftop | 2G+3G+4G+5G | AirScale | LTE |  | U900 F1-U900 F2-U2100 F2 | L800 | 1cc | 2042200 | 29 |  |  | n41 | 3 | 3 | [32 empty] | MW | 0 | 3 | #N/A | Rooftop
AUH3119 | Site 7382 | AUH | AUH3119 | AUH3119 | AUHL3119 |  | On Air | On Air | On Air |  | 2013-03-06 | Permanent | 24.2651 | 54.5562 | Nokia | Outdoor | EITC Passive Infrastructure | Rooftop | RT-du Owned | Du Solo | Rooftop | 2G+3G+4G | AirScale | LTE |  | U900 F1-U900 F2-U2100 F2 | L800 |  | 2042200 | 16 |  |  |  | 7 | [33 empty] | MW | 0 | 3 | #N/A | Rooftop
AUH3120 | Site 7383 | AUH |  | AUH3120 | AUHL3120 |  |  | On Air | On Air |  | 2009 | Permanent | 24.3234 | 54.6134 | Nokia | Outdoor | EITC Passive Infrastructure | Rooftop | RT-du Owned | Du Solo | Rooftop | 3G+4G | AirScale | LTE-2CC |  | U2100 F2 | L1800-F1+L1800-F2 |  | 2004500 | 18 |  |  |  | 4 | [33 empty] | IIB | AUH-3120-CSG-IXR-E-1 | 3 | #N/A | Rooftop
AUH3122 | Site 7384 | AUH | AUH3122 | AUH3122 | AUHL3122 |  | On Air | On Air | On Air |  | 2013-04-16 | Permanent | 24.4518 | 54.3093 | Nokia | Outdoor | Site Sharing | ETC Site Share | Outdoor Site Sharing-Etisalat Owned | SS Opex | Etisalat_Opex | 2G+3G+4G | BTS3900/Flexi 2G | LTE-2CC |  | U2100 F2 | L1800-F1+L1800-F2 |  | 2500500 | 30 |  |  |  | 3 | [33 empty] | MW | 0 | 30 | PalmTree | sharing site/ from data base
AUH3114 | Site 7385 | AUH | AUH3114 | AUH3114 | AUHL3114 |  | On Air | On Air | On Air |  | 2013-07-16 | Permanent | 24.7939 | 54.6508 | Nokia | Outdoor | EITC Passive Infrastructure | Greenfield | Outdoor Green field-du Owned | DU Solo | Monopole | 2G+3G+4G | BTS3900/Flexi 2G | LTE-3CC |  | U900 F1-U900 F2-U2100 F2 | L800+L1800-F1+L1800-F2 |  | 2100000 | 29 |  |  |  | 3 | [33 empty] | MW | 0 | 40 | #N/A | from data base
AUH3117 | Site 7386 | AUH | AUH3117 | AUH3117 | AUHL3117 | AUHNR3117 | On Air | On Air | On Air | On Air | 2016-01-25 | Permanent | 24.2772 | 54.5541 | Nokia | Outdoor | EITC Passive Infrastructure | Greenfield | Outdoor Green field-du Owned | Du Solo | Monopole | 2G+3G+4G+5G | AirScale | LTE-3CC |  | U900 F1-U900 F2-U2100 F2 | L800+L1800-F1+L1800-F2 | 1cc | 2042200 | 28 |  |  | n41 | 4 | 3 | [32 empty] | MW | 0 | 30 | #N/A | from data base
AUH3129 | Site 7387 | AUH | AUH3129 | AUH3129 | AUHL3129 | AUHNR3129 | On Air | On Air | On Air | On Air | 2014-03-10 | Permanent | 24.5277 | 54.3914 | Nokia | Outdoor | EITC Passive Infrastructure | Rooftop | RT-du Owned | Du Solo | Rooftop | 2G+3G+4G+5G | BTS3900/Flexi 2G | LTE-3CC |  | U900 F1-U900 F2-U2100 F2 | L800+L1800-F1+L1800-F2 | 2cc | 2500001 | 25.5 |  |  | n78 | 4 | 3 | [32 empty] | MW | 0 | 3 | #N/A | Rooftop
AUH3123 | Site 7388 | AUH |  | AUH3123 | AUHL3123 |  |  | On Air | On Air |  | 2014-10-21 | Permanent | 24.5408 | 54.7888 | Nokia | Outdoor | EITC Passive Infrastructure | Greenfield | Outdoor Green field-du Owned | Du Solo | Monopole | 3G+4G | BTS3900 | LTE-3CC |  | U900 F1-U900 F2-U2100 F2 | L800+L1800-F1+L1800-F2 |  | 2043200 | 40 |  |  |  | 4 | [33 empty] | IIB | AUH-3123-CSG-IXR-E-1 | 40 | #N/A | from data base
AUH3124 | Site 7389 | AUH | AUH3124 | AUH3124 | AUHL3124 |  | On Air | On Air | On Air |  | 2013-11-21 | Permanent | 24.5638 | 54.7891 | Nokia | Outdoor | EITC Passive Infrastructure | Greenfield | Outdoor Green field-du Owned | Du Solo | Monopole | 2G+3G+4G | BTS3900/Flexi 2G | LTE-3CC |  | U900 F1-U900 F2-U2100 F2 | L800+L1800-F1+L1800-F2 |  | 2043200 | 39 |  |  |  | 4 | [33 empty] | IIB | AUH-3124-CSG-IXR-E-1 | 40 | #N/A | from data base
AUH3134 | Site 7390 | AUH | AUH3134 | AUH3134 | AUHL3134 | AUHNR3134 | On Air | On Air | On Air | On Air | 2013-12-11 | Permanent | 24.4657 | 54.3856 | Nokia | Outdoor | EITC Passive Infrastructure | Rooftop | RT-du Owned | Du Solo | Rooftop | 2G+3G+4G+5G | AirScale | LTE-4CC | 4T4R | U900 F1-U900 F2-U2100 F2 | L800+L1800-F1+L1800-F2+L2100 | 2cc | 2501000 | 57.5 |  |  | n78 | 4 | 3 | [32 empty] | IIB | AUH-3134-CSG-SAR-X-1 | 3 | #N/A | Rooftop
AUH3136 | Site 7391 | AUH |  | AUH3136 | AUHL3136 | AUHNR3136 |  | On Air | On Air | On Air | 2015-12-13 | Permanent | 24.3605 | 54.5547 | Nokia | Outdoor | Site Sharing | ETC Site Share | Outdoor Site Sharing-Etisalat Owned | SS Opex | Etisalat_Opex | 3G+4G+5G | AirScale | LTE-3CC |  | U900 F1-U900 F2-U2100 F2 | L800+L1800-F1+L1800-F2 | 1cc | 2044801 | 25 |  |  | n41 | 4 | 3 | [32 empty] | MW | 0 | 35 | Monopole | sharing site/ from data base
AUH3126 | Site 7392 | AUH | AUH3126 | AUH3126 | AUHL3126 | AUHNR3126 | On Air | On Air | On Air | On Air | 2009 | Permanent | 24.5646 | 54.7798 | Nokia | Outdoor | EITC Passive Infrastructure | Greenfield | Outdoor Green field-du Owned | DU Solo | Monopole | 2G+3G+4G+5G | BTS3900/Flexi 2G | LTE |  | U900 F1-U900 F2-U2100 F2 | L800 | 1cc | 2043200 | 38.5 |  |  | n41 | 4 | 3 | [32 empty] | IIB | AUH-3126-CSG-SAR-8-1 | 30 | #N/A | from data base
AUH3131 | Site 7393 | AUH | AUH3131 | AUH3131 | AUHL3131 | AUHNR3131 | On Air | On Air | On Air | On Air | 2013-10-24 | Permanent | 24.2301 | 54.4855 | Nokia | Outdoor | EITC Passive Infrastructure | Greenfield | Outdoor Green field-du Owned | DU Solo | Monopole | 2G+3G+4G+5G | AirScale | LTE-3CC |  | U900 F1-U900 F2-U2100 F2 | L800+L1800-F1+L1800-F2 | 1cc | 2042200 | 40 |  | 3 | n41 | 7 | 3 | [32 empty] | MW | 0 | 40 | #N/A | from data base
AUH3140 | Site 7394 | AUH |  | AUH3140 | AUHL3140 | AUHNR3140 |  | On Air | On Air | On Air | 2016-06-22 | Permanent | 24.3773 | 54.648 | Nokia | Outdoor | Site Sharing | ETC Site Share | Outdoor Site Sharing-Etisalat Owned | SS Opex | Etisalat_Opex | 3G+4G+5G | AirScale | LTE-2CC |  | U900 F1-U900 F2-U2100 F2 | L800+L1800-F1 | 2cc | 2004500 | 30 |  |  | n78 | 3 | 3 | [32 empty] | IIB | AUH-3140-CSG-SAR-X-1 | 35 | Monopole | sharing site/ from data base
AUH3141 | Site 7395 | AUH | AUH3141 | AUH3141 | AUHL3141 | AUHNR3141 | On Air | On Air | On Air | On Air | 2013-12-12 | Permanent | 24.336 | 54.5313 | Nokia | Outdoor | EITC Passive Infrastructure | Rooftop | RT-du Owned | Du Solo | Rooftop | 2G+3G+4G+5G | AirScale | LTE-4CC |  | U900 F1-U900 F2-U2100 F2 | L800+L1800-F1+L1800-F2+L2100 | 1cc | 2044802 | 36 |  |  | n41 | 4 | 3 | [32 empty] | IIB | AUH-3141-CSG-SAR-X-1 | 3 | #N/A | Rooftop
AUH3143 | Site 7396 | AUH | AUH3143 | AUH3143 | AUHL3143 | AUHNR3143 | On Air | On Air | On Air | On Air | 2014-07-27 | Permanent | 24.8423 | 55.028 | Nokia | Outdoor | EITC Passive Infrastructure | Rooftop | RT-du Owned | Du Solo | Rooftop | 2G+3G+4G+5G | BTS3900/MultiRadio 2G | LTE-3CC |  | U900 F1-U900 F2-U2100 F2 | L800+L1800-F1+L1800-F2 | 1cc | 2106100 | 30 |  |  | n41 | 4 | 3 | [32 empty] | MW | 0 | 3 | #N/A | Rooftop
AUH3132 | Site 7397 | AUH |  | AUH3132 | AUHL3132 | AUHNR3132 |  | On Air | On Air | On Air | 2016-07-03 | Permanent | 24.4069 | 54.575 | Nokia | Outdoor | EITC Passive Infrastructure | Greenfield | Outdoor Green field-du Owned | Du Solo | RDU | 3G+4G+5G | AirScale | LTE-4CC | 4T4R | U900 F1-U900 F2-U2100 F2 | L800+L1800-F1+L1800-F2+L2100 | 2cc | 2042600 | 30 |  |  | n78 | 4 | 3 | [32 empty] | MW | 0 | 30 | #N/A | from data base
AUH3137 | Site 7398 | AUH | AUH3137 | AUH3137 | AUHL3137 | AUHNR3137 | On Air | On Air | On Air | On Air | 2014-07-24 | Permanent | 24.317 | 54.5655 | Nokia | Outdoor | EITC Passive Infrastructure | Greenfield | Outdoor Green field-du Owned | Du Solo | Monopole | 2G+3G+4G+5G | AirScale | LTE-4CC |  | U900 F1-U900 F2-U2100 F2 | L800+L1800-F1+L1800-F2+L2100 | 1cc | 2044801 | 28.5 |  |  | n41 | 4 | 3 | [32 empty] | IIB | AUH-3137-CSG-IXR-E-1 | 30 | #N/A | from data base
AUH3138 | Site 7399 | AUH |  | AUH3138 | AUHL3138 | AUHNR3138 |  | On Air | On Air | On Air | 2019-12-29 | Permanent | 24.4953 | 54.6062 | Nokia | Outdoor | EITC Passive Infrastructure | Greenfield | Outdoor Green field-du Owned | Du Solo | RDU | 3G+4G+5G | AirScale | LTE-3CC |  | U900 F1-U900 F2-U2100 F2 | L800+L1800-F1+L1800-F2 | 2cc | 2004600 | 35 |  |  | n78 | 3 | 3 | [32 empty] | IIB | AUH-3138-CSG-IXR-E-1 | 35 | #N/A | from data base
AUH3153 | Site 7400 | AUH |  | AUH3153 | AUHL3153 |  |  | On Air | On Air |  | 2015-12-05 | Permanent | 24.4664 | 54.3093 | Nokia | Outdoor | Site Sharing | ETC Site Share | Outdoor Site Sharing-Etisalat Owned | SS Opex | Etisalat_Opex | 3G+4G | BTS3900 | LTE |  | U2100 F2 | L1800-F1 |  | 2500500 | 25 |  |  |  | 3 | [33 empty] | IIB | AUH-3153-IBS-SAR-M-1 | 30 | PalmTree | sharing site/ from data base
AUH3154 | Site 7401 | AUH |  | AUH3154 | AUHL3154 |  |  | On Air | On Air |  | 2016-02-02 | Permanent | 24.4594 | 54.3007 | Nokia | Outdoor | Site Sharing | ETC Site Share | Outdoor Site Sharing-Etisalat Owned | SS Opex | Etisalat_Opex | 3G+4G | BTS3900 | LTE |  | U2100 F2 | L1800-F1 |  | 2500500 | 25 |  |  |  | 3 | [33 empty] | MW | 0 | 30 | PalmTree | sharing site/ from data base
AUH3156 | Site 7402 | AUH |  | AUH3156 | AUHL3156 | AUHNR3156 |  | On Air | On Air | On Air | 2016-04-05 | Permanent | 24.4042 | 54.5489 | Nokia | Outdoor | EITC Passive Infrastructure | Rooftop | RT-du Owned | Du Solo | Rooftop | 3G+4G+5G | AirScale | LTE-3CC |  | U900 F1-U900 F2-U2100 F2 | L800+L1800-F1+L1800-F2 | 2cc | 2042600 | 39 |  |  | n78 | 4 | 3 | [32 empty] | IIB | AUH-3156-CSG-SAR-X-1 | 3 | #N/A | Rooftop
AUH3157 | Site 7403 | AUH |  | AUH3157 | AUHL3157 | AUHNR3157 |  | On Air | On Air | On Air | 2014-09-30 | Permanent | 24.5451 | 54.4357 | Nokia | Outdoor | EITC Passive Infrastructure | Rooftop | RT-du Owned | Du Solo | Rooftop | 3G+4G+5G | AirScale | LTE |  | U900 F1-U900 F2-U2100 F2 | L800 | 2cc | 2046700 | 27 |  |  | n78 | 4 | 3 | [32 empty] | MW | 0 | 3 | #N/A | Rooftop
AUH3160 | Site 7404 | AUH | AUH3160 | AUH3160 | AUHL3160 | AUHNR3160 | On Air | On Air | On Air | On Air | 2014-05-26 | Permanent | 24.448 | 54.399 | Nokia | Outdoor | Site Sharing | ETC Site Share | Outdoor Site Sharing-Etisalat Owned | SS Opex | Etisalat_Opex | 2G+3G+4G+5G | AirScale | LTE-4CC | 4T4R | U900 F1-U900 F2-U2100 F2 | L800+L1800-F1+L1800-F2+L2100 | 2cc | 2501500 | 25 |  |  | n78 | 3 | 3 | [32 empty] | IIB | AUH-3160-CSG-SAR-X-1 | 30 | Monopole | sharing site/ from data base
AUH3164 | Site 7405 | AUH | AUH3164 | AUH3164 | AUHL3164 |  | Locked | On Air | On Air |  | 2014-07-10 | Permanent | 24.5638 | 54.8889 | Nokia/Huawei | Outdoor | Site Sharing | ETC Site Share | Outdoor Site Sharing-Etisalat Owned | SS Opex | Etisalat_Opex | 2G+3G+4G | BTS3900/Flexi 2G | LTE |  | U2100 F2 | L800 |  | 2043200 | 40 |  |  |  | 4 | [33 empty] | MW | 0 | 40 | Monopole | sharing site/ from data base
AUH3165 | Site 7406 | AUH | AUH3165 | AUH3165 | AUHL3165 |  | On Air | On Air | On Air |  | 2014-10-30 | Permanent | 24.4992 | 54.911 | Nokia | Outdoor | Site Sharing | ETC Site Share | Outdoor Site Sharing-Etisalat Owned | SS Opex | Etisalat_Opex | 2G+3G+4G | BTS3900/MultiRadio 2G | LTE-3CC |  | U900 F1-U900 F2-U2100 F2 | L800+L1800-F1+L1800-F2 |  | 2043200 | 35 |  |  |  | 6 | [33 empty] | IIB | AUH-3165-CSG-IXR-E-1 | 40 | Monopole | sharing site/ from data base
AUH3166 | Site 7407 | AUH | AUH3166 | AUH3166 | AUHL3166 | AUHNR3166 | On Air | On Air | On Air | On Air | 2014-10-30 | Permanent | 24.5224 | 54.9035 | Nokia | Outdoor | Site Sharing | ETC Site Share | Outdoor Site Sharing-Etisalat Owned | SS Opex | Etisalat_Opex | 2G+3G+4G+5G | BTS3900/MultiRadio 2G | LTE-3CC |  | U900 F1-U900 F2-U2100 F2 | L800+L1800-F1+L1800-F2 | 1cc | 2043200 | 35 |  |  | n41 | 3 | 3 | [32 empty] | IIB | AUH-3166-CSG-IXR-E-1 | 40 | Monopole | sharing site/ from data base
AUH3168 | Site 7408 | AUH | AUH3168 | AUH3168 | AUHL3168 |  | On Air | On Air | On Air |  | 2014-01-05 | Permanent | 24.6754 | 54.6023 | Nokia | Outdoor | Site Sharing | ETC Site Share | Outdoor Site Sharing-Etisalat Owned | SS Opex | Etisalat_Opex | 2G+3G+4G | BTS3900/Flexi 2G | LTE |  | U900 F1-U900 F2-U2100 F2 | L800 |  | 2043300 | 70 |  |  |  | 4 | [33 empty] | MW | 0 | 90 | LatticeTower | sharing site/ from data base
AUH3169 | Site 7409 | AUH | AUH3169 | AUH3169 | AUHL3169 | AUHNR3169 | On Air | On Air | On Air | On Air | 2013-09-02 | Permanent | 24.4215 | 54.3933 | Nokia | Outdoor | EITC Passive Infrastructure | Rooftop | RT-du Owned | Du Solo | Rooftop | 2G+3G+4G+5G | BTS3900/Flexi 2G | LTE-2CC |  | U900 F1-U900 F2-U2100 F2 | L800+L1800-F1 | 2cc | 2500900 | 9.5 |  |  | n78 | 4 | 3 | [32 empty] | MW | 0 | 3 | #N/A | Rooftop
AUH3170 | Site 7410 | AUH | AUH3170 | AUH3170 | AUHL3170 | AUHNR3170 | On Air | On Air | On Air | On Air | 2013-09-02 | Permanent | 24.4245 | 54.3946 | Nokia | Outdoor | EITC Passive Infrastructure | Rooftop | RT-du Owned | Du Solo | Rooftop | 2G+3G+4G+5G | BTS3900/Flexi 2G | LTE-2CC |  | U900 F1-U900 F2-U2100 F2 | L800+L1800-F1 | 2cc | 2500900 | 7 |  |  | n78 | 4 | 3 | [32 empty] | MW | 0 | 3 | #N/A | Rooftop
AUH3171 | Site 7411 | AUH | AUH3171 | AUH3171 | AUHL3171 | AUHNR3171 | On Air | On Air | On Air | On Air | 2013-10-13 | Permanent | 24.4255 | 54.3937 | Nokia | Outdoor | EITC Passive Infrastructure | Rooftop | RT-du Owned | Du Solo | Rooftop | 2G+3G+4G+5G | BTS3900/Flexi 2G | LTE-2CC |  | U900 F1-U900 F2-U2100 F2 | L800+L1800-F1 | 2cc | 2500900 | 7 |  |  | n78 | 4 | 3 | [32 empty] | MW | 0 | 3 | #N/A | Rooftop
AUH3172 | Site 7412 | AUH | AUH3172 | AUH3172 | AUHL3172 |  | Locked | On Air | On Air |  | 2014-01-20 | Permanent | 24.5604 | 54.8371 | Nokia | Outdoor | Site Sharing | ETC Site Share | Outdoor Site Sharing-Etisalat Owned | SS Opex | Etisalat_Opex | 2G+3G+4G | BTS3900/Flexi 2G | LTE |  | U900 F1-U900 F2-U2100 F2 | L800 |  | 2043200 | 32 |  |  |  | 7 | [33 empty] | MW | 0 | 35 | Monopole | sharing site/ from data base
AUH3175 | Site 7413 | AUH |  | AUH3175 | AUHL3175 | AUHNR3175 |  | On Air | On Air | On Air | 2015-11-28 | Permanent | 24.5466 | 54.7051 | Nokia | Outdoor | Site Sharing | ETC Site Share | Outdoor Site Sharing-Etisalat Owned | SS Opex | Etisalat_Opex | 3G+4G+5G | AirScale | LTE-4CC |  | U900 F1-U900 F2-U2100 F2 | L800+L1800-F1+L1800-F2+L2100 | 1cc | 2044700 | 30 |  |  | n41 | 3 | 3 | [32 empty] | IIB | AUH-3175-CSG-SAR-X-1 | 35 | Monopole | sharing site/ from data base
AUH3177 | Site 7414 | AUH |  | AUH3177 | AUHL3177 | AUHNR3177 |  | On Air | On Air | On Air | 2016-08-17 | Permanent | 24.5232 | 54.4351 | Nokia | Outdoor | EITC Passive Infrastructure | Rooftop | RT-du Owned | Du Solo | Rooftop | 3G+4G+5G | BTS3900 | LTE-3CC |  | U900 F1-U900 F2-U2100 F2 | L800+L1800-F1+L1800-F2 | 2cc | 2046700 | 26 |  |  | n78 | 3 | 3 | [32 empty] | IIB | AUH-3177-CSG-ASR920-LD-1 | 3 | #N/A | Rooftop
AUH3178 | Site 7415 | AUH |  | AUH3178 | AUHL3178 | AUHNR3178 |  | On Air | On Air | On Air | 2016-11-09 | Permanent | 24.5248 | 54.433 | Nokia | Outdoor | EITC Passive Infrastructure | Rooftop | RT-du Owned | Du Solo | Rooftop | 3G+4G+5G | BTS3900 | LTE-3CC |  | U900 F1-U900 F2-U2100 F2 | L800+L1800-F1+L1800-F2 | 2cc | 2046700 | 26 |  |  | n78 | 3 | 3 | [32 empty] | IIB | AUH-3178-CSG-ASR920-LD-1 | 3 | #N/A | Rooftop
AUH3162 | Site 7416 | AUH |  | AUH3162 | AUHL3162 | AUHNR3162 |  | On Air | On Air | On Air | 2015-02-02 | Permanent | 24.3006 | 54.6147 | Nokia | Outdoor | EITC Passive Infrastructure | Greenfield | Outdoor Green field-du Owned | DU Solo | Monopole | 3G+4G+5G | AirScale | LTE-2CC |  | U900 F1-U900 F2-U2100 F2 | L800+L1800-F1 | 2cc | 2046100 | 28.5 |  |  | n78 | 3 | 3 | [32 empty] | MW | 0 | 30 | #N/A | from data base
AUH3180 | Site 7417 | AUH |  | AUH3180 | AUHL3180 | AUHNR3180 |  | On Air | On Air | On Air | 2014-10-16 | Permanent | 24.3182 | 54.467 | Nokia | Outdoor | Site Sharing | ETC Site Share | Outdoor Site Sharing-Etisalat Owned | SS Opex | Etisalat_Opex | 3G+4G+5G | AirScale | LTE-3CC |  | U900 F1-U900 F2-U2100 F2 | L800+L1800-F1+L1800-F2 | 2cc | 2600100 | 25 |  |  | n78 | 3 | 3 | [32 empty] | MW | 0 | 30 | Monopole | sharing site/ from data base
AUH3163 | Site 7418 | AUH |  | AUH3163 | AUHL3163 | AUHNR3163 |  | On Air | On Air | On Air | 2014-12-25 | Permanent | 24.2972 | 54.62 | Nokia | Outdoor | EITC Passive Infrastructure | Greenfield | Outdoor Green field-du Owned | DU Solo | Monopole | 3G+4G+5G | AirScale | LTE-3CC |  | U900 F1-U900 F2-U2100 F2 | L800+L1800-F1+L1800-F2 | 2cc | 2046100 | 38.5 |  |  | n78 | 4 | 3 | [32 empty] | MW | 0 | 30 | #N/A | from data base
AUH3176 | Site 7419 | AUH | AUH3176 | AUH3176 | AUHL3176 | AUHNR3176 | On Air | On Air | On Air | On Air | 2014-09-23 | Permanent | 24.3334 | 54.5001 | Nokia | Outdoor | EITC Passive Infrastructure | Greenfield | Outdoor Green field-du Owned | Du Solo | Monopole | 2G+3G+4G+5G | AirScale | LTE-3CC |  | U900 F1-U900 F2-U2100 F2 | L800+L1800-F1+L1800-F2 | 2cc | 2600000 | 28 |  |  | n78 | 10 | 3 | [32 empty] | IIB | AUH-3176-CSG-SAR-X-1 | 30 | #N/A | from data base
AUH3325 | Site 7420 | AUH |  | AUH3325 | AUHL3325 | AUHNR3325 |  | On Air | On Air | On Air | 2019-09-18 | Permanent | 24.3452 | 54.7793 | Nokia | Outdoor | Site Sharing | SS Capex | Outdoor Taawn-Etisalat Lead | SS Capex | ETC Capex | 3G+4G+5G | AirScale | LTE-4CC |  | U900 F1-U900 F2-U2100 F2 | L800+L1800-F1+L1800-F2+L2100 | 2cc | 2046900 | 35 |  |  | n78 | 3 | 3 | [32 empty] | IIB | AUH-3325-CSG-SAR-X-1 | 35 | Monopole | sharing site/ from data base
AUH2188 | Site 7421 | AUH |  | AUH2188 | AUHL3188 | AUHNR2188 |  | On air | On Air | On Air | 2022-09-20 | Permanent | 24.4431 | 54.4184 | Nokia | Outdoor | EITC Passive Infrastructure | Greenfield | Outdoor Taawn-du Lead | Du Capex | Du Capex | 3G+4G+5G | AirScale | LTE-3CC |  | U900 F1-U900 F2-U2100 F2 | L800+L1800-F1+L1800-F2 | 2cc | 2501500 | 40 |  |  | n78 | 3 | 3 | [32 empty] | IIB | AUH-2188-CSG-N540-LD-1
AUH3328 | Site 7422 | AUH |  | AUH3328 | AUHL3328 | AUHNR3328 |  | On Air | On Air | On Air | 2019-08-14 | Permanent | 24.3291 | 54.7471 | Nokia | Outdoor | Site Sharing | SS Capex | Outdoor Taawn-Etisalat Lead | SS Capex | ETC Capex | 3G+4G+5G | AirScale | LTE-4CC |  | U900 F1-U900 F2-U2100 F2 | L800+L1800-F1+L1800-F2+L2100 | 2cc | 2046900 | 30 |  |  | n78 | 3 | 3 | [32 empty] | IIB | AUH-3328-CSG-ASR920-LD-1 | 35 | Monopole | sharing site/ from data base
AUH3181 | Site 7423 | AUH |  | AUH3181 | AUHL3181 | AUHNR3181 |  | On Air | On Air | On Air | 2016-07-24 | Permanent | 24.4871 | 54.4134 | Nokia | Outdoor | EITC Passive Infrastructure | Greenfield | Outdoor Green field-du Owned | Du Solo | RDU | 3G+4G+5G | AirScale | LTE-3CC |  | U900 F1-U900 F2-U2100 F2 | L800+L1800-F1+L1800-F2 | 2cc | 2045700 | 30 |  |  | n78 | 3 | 3 | [32 empty] | MW | 0 | 30 | #N/A | from data base
AUH3193 | Site 7424 | AUH |  | AUH3193 | AUHL3193 | AUHNR3193 |  | On Air | On Air | On Air | 2014-07-28 | Permanent | 24.412 | 54.5354 | Nokia | Outdoor | EITC Passive Infrastructure | Rooftop | RT-du Owned | Du Solo | Rooftop | 3G+4G+5G | AirScale | LTE-3CC |  | U900 F1-U900 F2-U2100 F2 | L800+L1800-F1+L1800-F2 | 2cc | 2042600 | 28 |  |  | n78 | 4 | 3 | [32 empty] | MW | 0 | 3 | #N/A | Rooftop
AUH3331 | Site 7425 | AUH |  | AUH3331 | AUHL3331 | AUHNR3331 |  | On Air | On Air | On Air | 2019-09-12 | Permanent | 24.336 | 54.781 | Nokia | Outdoor | Site Sharing | SS Capex | Outdoor Taawn-Etisalat Lead | SS Capex | ETC Capex | 3G+4G+5G | AirScale | LTE-4CC | 4T4R | U900 F1-U900 F2-U2100 F2 | L800+L1800-F1+L1800-F2+L2100 | 2cc | 2046900 | 35 |  |  | n78 | 3 | 3 | [32 empty] | IIB | AUH-3331-CSG-ASR920-LD-1 | 35 | Monopole | sharing site/ from data base
AUH3195 | Site 7426 | AUH |  | AUH3195 | AUHL3195 | AUHNR3195 |  | On Air | On Air | On Air | 2021-03-29 | Permanent | 24.4946 | 54.3709 | Nokia | Outdoor | EITC Passive Infrastructure | Rooftop | RT-du Owned | Du Solo | Rooftop | 3G+4G+5G | AirScale | LTE-4CC | 4T4R | U900 F1-U900 F2-U2100 F2 | L800+L1800-F1+L1800-F2+L2100 | 2cc | 2500200 | 47 |  |  | n78 | 3 | 3 | [32 empty] | IIB | Passive AUH-6005-AGGR-SR12e-2 | 3 | Rooftop | Rooftop
AUH3196 | Site 7427 | AUH |  | AUH3196 | AUHL3196 | AUHNR3196 |  | On Air | On Air | On Air | 2022-05-20 | Permanent | 24.3461 | 54.5346 | Nokia | Outdoor | Site Sharing | ETC Site Share | Outdoor Site Sharing-Etisalat Owned | SS Opex | Etisalat_Opex | 3G+4G+5G | AirScale | LTE-4CC |  | U900 F1-U900 F2-U2100 F2 | L800+L1800-F1+L1800-F2+L2100 | 1cc | 2044802 | 35 |  |  | n41 | 3 | 3 | [32 empty] | IIB | AUH-3196-CSG-IXR-E-1 | 40 | Site Share | sharing site/ from data base
AUH3199 | Site 7428 | AUH |  | AUH3199 | AUHL3199 | AUHNR3199 |  | On Air | On Air | On Air | 2021-03-24 | Permanent | 24.3886 | 54.6886 | Nokia | Outdoor | Site Sharing | ETC Site Share | Outdoor Site Sharing-Etisalat Owned | SS Opex | Etisalat_Opex | 3G+4G+5G | AirScale | LTE-3CC |  | U900 F1-U900 F2-U2100 F2 | L800+L1800-F1+L1800-F2 | 2cc | 2046500 | 30 |  |  | n78 | 3 | 3 | [32 empty] | IIB | Passive AUH-2420-PREAGG-SR7-1 | 35 | Monopole | sharing site/ from data base
AUH3200 | Site 7429 | AUH |  | AUH3200 | AUHL3200 | AUHNR3200 |  | On Air | On Air | On Air | 2015-04-02 | Permanent | 24.4929 | 54.3768 | Nokia | Outdoor | EITC Passive Infrastructure | Rooftop | RT-du Owned | Du Solo | Rooftop | 3G+4G+5G | AirScale | LTE-4CC | 4T4R | U900 F1-U900 F2-U2100 F2 | L800+L1800-F1+L1800-F2+L2100 | 2cc | 2500100 | 52 |  |  | n78 | 4 | 3 | [32 empty] | IIB | AUH-3200-CSG-SAR-X-1 | 3 | #N/A | Rooftop
AUH3182 | Site 7430 | AUH |  | AUH3182 | AUHL3182 | AUHNR3182 |  | On Air | On Air | On Air | 2020-09-22 | Permanent | 24.3255 | 54.4665 | Nokia | Outdoor | EITC Passive Infrastructure | Greenfield | Outdoor Green field-du Owned | Du Solo | Monopole | 3G+4G+5G | AirScale | LTE-3CC |  | U900 F1-U900 F2 | L800+L1800-F1+L1800-F2 | 2cc | 2600100 | 35 |  |  | n78 | 3 | 3 | [32 empty] | MW | 0 | 35 | 35m-RDU | confirmed
AUH3202 | Site 7431 | AUH |  | AUH3202 | AUHL3202 | AUHNR3202 |  | On Air | On Air | On Air | 2019-04-27 | Permanent | 24.4732 | 54.3737 | Nokia | Outdoor | EITC Passive Infrastructure | Rooftop | RT-du Owned | Du Solo | Rooftop | 3G+4G+5G | AirScale | LTE-4CC | 4T4R | U900 F1-U900 F2-U2100 F2 | L800+L1800-F1+L1800-F2+L2100 | 2cc | 2501200 | 43 |  |  | n78 | 3 | 3 | [32 empty] | IIB | AUH-3202-CSG-SAR-X-1 | 3 | #N/A | Rooftop
AUH3203 | Site 7432 | AUH |  | AUH3203 | AUHL3203 | AUHNR3203 |  | On Air | On Air | On Air | 2022-05-17 | Permanent | 24.3904 | 54.7137 | Nokia | Outdoor | Site Sharing | ETC Site Share | Outdoor Site Sharing-Etisalat Owned | SS Opex | Etisalat_Opex | 3G+4G+5G | AirScale | LTE-3CC |  | U900 F1-U900 F2-U2100 F2 | L800+L1800-F1+L1800-F2 | 2cc | 2046500 | 25 |  |  | n78 | 3 | 3 | [32 empty] | IIB | AUH-3203-CSG-IXR-E-1 | 30 | 30m Monopole | sharing site/ from data base
AUH3190 | Site 7433 | AUH |  | AUH3190 | AUHL3190 | AUHNR3190 |  | On Air | On Air | On Air | 2020-05-27 | Permanent | 24.5096 | 54.6832 | Nokia | Outdoor | EITC Passive Infrastructure | Greenfield | Outdoor Green field-du Owned | Du Solo | Greenfield | 3G+4G+5G | AirScale | LTE |  | U900 F1-U900 F2 | L800 | 1cc | 2047000 | 35 |  |  | n41 | 3 | 3 | [32 empty] | IIB | AUH-3190-CSG-IXR-E-1 | 35 | 35m-RDU | confirmed
AUH3205 | Site 7434 | AUH |  | AUH3205 | AUHL3205 | AUHNR3205 |  | On Air | On Air | On Air | 2020-02-23 | Permanent | 24.4208 | 54.4484 | Nokia | Outdoor | EITC Passive Infrastructure | Rooftop | RT-du Owned | Du Solo | Rooftop | 3G+4G+5G | AirScale | LTE-3CC |  | U900 F1-U900 F2-U2100 F2 | L800+L1800-F1+L1800-F2 | 2cc | 2501700 | 43 |  |  | n78 | 3 | 3 | [32 empty] | IIB | Passive AUH-1222-PREAGG-SR7-1 | 3 | #N/A | Rooftop
AUH3206 | Site 7435 | AUH |  | AUH3206 | AUHL3206 | AUHNR3206 |  | On Air | On Air | On Air | 2016-06-30 | Permanent | 24.4873 | 54.3657 | Nokia | Outdoor | EITC Passive Infrastructure | Rooftop | RT-du Owned | Du Solo | Rooftop | 3G+4G+5G | AirScale | LTE-4CC | 4T4R | U900 F1-U900 F2-U2100 F2 | L800+L1800-F1+L1800-F2+L2100 | 2cc | 2501200 | 36 |  |  | n78 | 4 | 3 | [32 empty] | IIB | AUH-3206-CSG-SAR-X-1 | 3 | #N/A | Rooftop
AUH3207 | Site 7436 | AUH |  | AUH3207 | AUHL3207 | AUHNR3207 |  | On Air | On Air | On Air | 2014-09-11 | Permanent | 24.4869 | 54.3584 | Nokia | Outdoor | EITC Passive Infrastructure | Rooftop | RT-du Owned | Du Solo | Rooftop | 3G+4G+5G | AirScale | LTE-4CC | 4T4R | U900 F1-U900 F2-U2100 F2 | L800+L1800-F1+L1800-F2+L2100 | 2cc | 2500200 | 18 |  |  | n78 | 3 | 3 | [32 empty] | IIB | AUH-3207-CSG-IXR-E-1 | 3 | #N/A | Rooftop
AUH3192 | Site 7437 | AUH |  | AUH3192 | AUHL3192 | AUHNR3192 |  | On Air | On Air | On Air | 2015-08-13 | Permanent | 24.3986 | 54.4878 | Nokia | Outdoor | EITC Passive Infrastructure | Greenfield | Outdoor Green field-du Owned | DU Solo | Palm Tree | 3G+4G+5G | AirScale | LTE-3CC |  | U900 F1-U900 F2-U2100 F2 | L800+L1800-F1+L1800-F2 | 2cc | 2043900 | 25 |  |  | n78 | 4 | 3 | [32 empty] | IIB | AUH-3192-CSG-N540-LD-1 | 25 | #N/A | from data base
AUH3201 | Site 7438 | AUH |  | AUH3201 | AUHL3201 | AUHNR3201 |  | On Air | On Air | On Air | 2014-12-11 | Permanent | 24.3108 | 54.5681 | Nokia | Outdoor | EITC Passive Infrastructure | Greenfield | Outdoor Green field-du Owned | DU Solo | Monopole | 3G+4G+5G | AirScale | LTE-4CC |  | U900 F1-U900 F2-U2100 F2 | L800+L1800-F1+L1800-F2+L2100 | 1cc | 2044801 | 28 |  |  | n41 | 6 | 3 | [32 empty] | IIB | AUH-3201-CSG-SAR-X-1 | 30 | #N/A | from data base
AUH3204 | Site 7439 | AUH |  | AUH3204 | AUHL3204 | AUHNR3204 |  | On Air | On Air | On Air | 2009 | Permanent | 24.3738 | 54.5399 | Nokia | Outdoor | EITC Passive Infrastructure | Greenfield | Outdoor Green field-du Owned | Du Solo | GF | 3G+4G+5G | AirScale | LTE-4CC |  | U900 F1-U900 F2-U2100 F2 | L800+L1800-F1+L1800-F2+L2100 | 1cc | 2044801 | 40 |  |  | n41 | 4 | 3 | [32 empty] | IIB | AUH-3204-CSG-ASR920-LD-1 | 40 | #N/A | from data base
AUH3209 | Site 7440 | AUH |  | AUH3209 | AUHL3209 | AUHNR3209 |  | On Air | On Air | On Air | 2016-01-10 | Permanent | 24.3759 | 54.6307 | Nokia | Outdoor | EITC Passive Infrastructure | Greenfield | Outdoor Green field-du Owned | Du Solo | Monopole | 3G+4G+5G | AirScale | LTE-3CC |  | U900 F1-U900 F2-U2100 F2 | L800+L1800-F1+L1800-F2 | 2cc | 2004500 | 30 |  |  | n78 | 3 | 3 | [32 empty] | IIB | AUH-3209-CSG-ASR920-LD-1 | 30 | #N/A | from data base
AUH3341 | Site 7441 | AUH |  | AUH3341 | AUHL3341 | AUHNR3341 |  | On Air | On Air | On Air | 2019-06-20 | Permanent | 24.3461 | 54.7415 | Nokia | Outdoor | Site Sharing | SS Capex | Outdoor Taawn-Etisalat Lead | SS Capex | ETC Capex | 3G+4G+5G | AirScale | LTE-4CC |  | U900 F1-U900 F2-U2100 F2 | L800+L1800-F1+L1800-F2+L2100 | 2cc | 2046900 | 35 |  |  | n78 | 3 | 3 | [32 empty] | IIB | AUH-3341-CSG-ASR920-LD-1 | 40 | Monopole | sharing site/ from data base
AUH3211 | Site 7442 | AUH |  | AUH3211 | AUHL3211 | AUHNR3211 |  | On Air | On Air | On Air | 2021-08-02 | Permanent | 24.3102 | 54.5781 | Nokia | Outdoor | EITC Passive Infrastructure | Greenfield | Outdoor Green field-du Owned | Du Solo | GreenField | 3G+4G+5G | AirScale | LTE-3CC |  | U900 F1-U900 F2 | L800+L1800-F1+L1800-F2 | 1cc | 2044801 | 40 |  |  | n41 | 3 | 3 | [32 empty] | IIB | Passive AUH-2132-PREAGG-SR7-1 | 40 | 40m-MD-MP | confirmed
AUH3216 | Site 7443 | AUH |  | AUH3216 | AUHL3216 | AUHNR3216 |  | On Air | On Air | On Air | 2014-09-21 | Permanent | 24.2636 | 54.6626 | Nokia | Outdoor | Site Sharing | ETC Site Share | Outdoor Site Sharing-Etisalat Owned | SS Opex | Etisalat_Opex | 3G+4G+5G | AirScale | LTE-3CC |  | U900 F1-U900 F2-U2100 F2 | L800+L1800-F1+L2100 | 2cc | 2047501 | 35 |  |  | n78 | 3 | 3 | [32 empty] | IIB | AUH-3216-CSG-ASR920-LD-1 | 40 | Monopole | sharing site/ from data base
AUH3217 | Site 7444 | AUH |  | AUH3217 | AUHL3217 | AUHNR3217 |  | On Air | On Air | On Air | 2014-09-21 | Permanent | 24.3553 | 54.6945 | Nokia | Outdoor | Site Sharing | ETC Site Share | Outdoor Site Sharing-Etisalat Owned | SS Opex | Etisalat_Opex | 3G+4G+5G | AirScale | LTE-3CC |  | U900 F1-U900 F2-U2100 F2 | L800+L1800-F1+L1800-F2 | 2cc | 2046500 | 25 |  |  | n78 | 3 | 3 | [32 empty] | IIB | AUH-3217-CSG-ASR920-LD-1 | 30 | Monopole | sharing site/ from data base
AUH3218 | Site 7445 | AUH |  | AUH3218 | AUHL3218 | AUHNR3218 |  | On Air | On Air | On Air | 2020-07-06 | Permanent | 24.4005 | 54.57 | Nokia | Outdoor | Site Sharing | ETC Site Share | Outdoor Site Sharing-Etisalat Owned | SS Opex | Etisalat_Opex | 3G+4G+5G | AirScale | LTE-3CC |  | U900 F1-U900 F2 | L800+L1800-F1+L1800-F2 | 2cc | 2042600 | 30 |  |  | n78 | 3 | 3 | [32 empty] | IIB | AUH-3218-CSG-ASR920-LD-1 | 35 | 35m Mp | sharing site/ from data base
AUH3354 | Site 7446 | AUH |  | AUH3354 | AUHL3354 | AUHNR3354 |  | On air | On Air | On Air | 2023 | Permanent | 24.3731 | 54.616 | Nokia | Outdoor | Site Sharing | SS Capex | Outdoor Taawn-Etisalat Lead | SS Capex | ETC Capex | 3G+4G+5G | Airscale | LTE-3CC |  | U900 F1-U900 F2 | L800+L1800-F1+L1800-F2 | 2cc | 2440000 | 35 |  |  | n78 | 4 | 3 | [32 empty] | IIB | AUH-3354-CSG-N540-LD-1
AUH3225 | Site 7447 | AUH |  | AUH3225 | AUHL3225 | AUHNR3225 |  | On Air | On Air | On Air | 2015-11-10 | Permanent | 24.4463 | 54.4351 | Nokia | Outdoor | EITC Passive Infrastructure | Rooftop | RT-du Owned | Du Solo | Rooftop | 3G+4G+5G | AirScale | LTE-3CC |  | U900 F1-U900 F2-U2100 F2 | L800+L1800-F1+L1800-F2 | 2cc | 2501800 | 24 |  |  | n78 | 3 | 3 | [32 empty] | MW | 0 | 3 | #N/A | Rooftop
AUH3227 | Site 7448 | AUH |  | AUH3227 | AUHL3227 | AUHNR3227 |  | On Air | On Air | On Air | 2021-08-26 | Permanent | 24.3539 | 54.636 | Nokia | Outdoor | Site Sharing | ETC Site Share | Outdoor Site Sharing-Etisalat Owned | SS Opex | Etisalat_Opex | 3G+4G+5G | AirScale | LTE-3CC |  | U900 F1-U900 F2-U2100 F2 | L800+L1800-F1+L1800-F2 | 2cc | 2004500 | 30 |  |  | n78 | 3 | 3 | [32 empty] | IIB | Passive to AUH-1415-CSG-SAR-8-1 | 35 | Monopole 35m | sharing site/ from data base
AUH3228 | Site 7449 | AUH |  | AUH3228 | AUHL3228 | AUHNR3228 |  | On Air | On Air | On Air | 2020-09-03 | Permanent | 24.3598 | 54.6379 | Nokia | Outdoor | Site Sharing | ETC Site Share | Outdoor Site Sharing-Etisalat Owned | SS Opex | Etisalat_Opex | 3G+4G+5G | AirScale | LTE-3CC |  | U900 F1-U900 F2 | L800+L1800-F1+L1800-F2 | 2cc | 2004500 | 40 |  |  | n78 | 3 | 3 | [32 empty] | IIB | AUH-3228-CSG-IXR-E-1 | 60 | LatticeTower | sharing site/ from data base
AUH3393 | Site 7450 | AUH |  | AUH3393 | AUHL3393 | AUHNR3393 |  | On Air | On Air | On Air | 2022-04-13 | Permanent | 24.5431 | 54.4421 | Nokia | Outdoor | Site Sharing | SS Capex | Outdoor Taawn-Etisalat Lead | SS Capex | ETC Capex | 3G+4G+5G | AirScale | LTE-3CC |  | U900 F1-U900 F2-U2100 F2 | L800+L1800-F1+L1800-F2 | 2cc | 2046700 | 30 |  |  | n78 | 3 | 3 | [32 empty] | MW | 0 | 35 | ETC | sharing site/ from data base
AUH3233 | Site 7451 | AUH |  | AUH3233 | AUHL3233 | AUHNR3233 |  | On Air | On Air | On Air | 2021-03-03 | Permanent | 24.2449 | 54.7107 | Nokia | Outdoor | EITC Passive Infrastructure | Greenfield | Outdoor Taawn-du Lead | Du Capex | Du Capex | 3G+4G+5G | AirScale | LTE-3CC |  | U900 F1-U900 F2 | L800+L1800-F1+L1800-F2 | 1cc | 2045400 | 35 |  |  | n41 | 3 | 3 | [32 empty] | IIB | AUH-3233-CSG-IXR-E-1 | 35 | 35m-MD-MP | confirmed
AUH3212 | Site 7452 | AUH |  | AUH3212 | AUHL3212 | AUHNR3212 |  | On Air | On Air | On Air | 2021-09-06 | Permanent | 24.3264 | 54.5733 | Nokia | Outdoor | EITC Passive Infrastructure | Greenfield | Outdoor Green field-du Owned | Du Solo | GreenField | 3G+4G+5G | AirScale | LTE-3CC |  | U900 F1-U900 F2 | L800+L1800-F1+L1800-F2 | 1cc | 2044801 | 30 |  |  | n41 | 3 | 3 | [32 empty] | IIB | Passive AUH-2132-PREAGG-SR7-1 | 30 | 30m-RDU | confirmed
AUH3213 | Site 7453 | AUH |  | AUH3213 | AUHL3213 | AUHNR3213 |  | On Air | On Air | On Air | 2014-12-15 | Permanent | 24.3092 | 54.5424 | Nokia | Outdoor | EITC Passive Infrastructure | Greenfield | Outdoor Green field-du Owned | Du Solo | Monopole | 3G+4G+5G | AirScale | LTE-4CC |  | U900 F1-U900 F2-U2100 F2 | L800+L1800-F1+L1800-F2+L2100 | 1cc | 2044801 | 30 |  |  | n41 | 7 | 3 | [32 empty] | IIB | AUH-3213-CSG-SAR-X-1 | 30 | #N/A | from data base
AUH3413 | Site 7454 | AUH |  | AUH3413 | AUHL3413 |  |  | On air | On Air |  | 2023 | Permanent | 24.3347 | 54.6793 | Nokia | Outdoor | Site Sharing | SS Capex | Outdoor Taawn-Etisalat Lead | SS Capex | ETC Capex | 3G+4G | Airscale | LTE-3CC |  | U900 F1-U900 F2 | L800+L1800-F1+L1800-F2 |  | 2443500 | 35 |  |  |  | 4 | [33 empty] | MW | 0
AUH3237 | Site 7455 | AUH |  | AUH3237 | AUHL3237 | AUHNR3237 |  | On air | On Air | On Air | 2022-09-23 | Permanent | 24.4603 | 54.606 | Nokia | Outdoor | EITC Passive Infrastructure | Rooftop | RT-du Owned | Du Solo | Rooftop | 3G+4G+5G | AirScale | LTE-4CC |  | U2100 F2 | L800+L1800-F1+L1800-F2+L2100 | 2cc | 2004600 | 15 |  |  | n78 | 3 | 3 | [32 empty] | IIB | AUH-3237-CSG-IXR-E-1
AUH3215 | Site 7456 | AUH |  | AUH3215 | AUHL3215 | AUHNR3215 |  | On Air | On Air | On Air | 2014-12-25 | Permanent | 24.3179 | 54.6472 | Nokia | Outdoor | EITC Passive Infrastructure | Greenfield | Outdoor Green field-du Owned | Du Solo | Monopole | 3G+4G+5G | AirScale | LTE-3CC |  | U900 F1-U900 F2-U2100 F2 | L800+L1800-F1+L1800-F2 | 2cc | 2046100 | 28 |  |  | n78 | 3 | 3 | [32 empty] | IIB | AUH-3215-CSG-IXR-E-1 | 30 | #N/A | from data base
AUH3239 | Site 7457 | AUH |  | AUH3239 | AUHL3239 | AUHNR3239 |  | On air | On Air | On Air | 2022-11-02 | Permanent | 24.4984 | 54.6253 | Nokia | Outdoor | EITC Passive Infrastructure | Greenfield | Outdoor Taawn-du Lead | Du Capex | Du Capex | 3G+4G+5G | AirScale | LTE-4CC | 4T4R | U900 F1-U900 F2-U2100 F2 | L800+L1800-F1+L1800-F2+L2100 | 2cc | 2004600 | 40 |  |  | n78 | 4 | 3 | [32 empty] | MW | 0
AUH3242 | Site 7458 | AUH |  | AUH3242 | AUHL3242 | AUHNR3242 |  | On Air | On Air | On Air | 2021-12-22 | Permanent | 24.4732 | 54.3484 | Nokia | Outdoor | EITC Passive Infrastructure | Rooftop | RT-du Owned | Du Solo | Rooftop | 3G+4G+5G | AirScale | LTE-4CC |  | U900 F1-U900 F2-U2100 F2 | L800+L1800-F1+L1800-F2+L2100 | 2cc | 2501300 | 53 |  |  | n78 | 3 | 3 | [32 empty] | MW | 0 | 4 | Rooftop | Rooftop
AUH3243 | Site 7459 | AUH |  | AUH3243 | AUHL3243 | AUHNR3243 |  | On Air | On Air | On Air | 2021-03-23 | Permanent | 24.3499 | 54.4804 | Nokia | Outdoor | EITC Passive Infrastructure | Rooftop | RT-du Owned | Du Solo | Rooftop | 3G+4G+5G | AirScale | LTE-4CC |  | U900 F1-U900 F2-U2100 F2 | L800+L1800-F1+L1800-F2+L2100 | 1cc | 2600200 | 19 |  |  | n41 | 4 | 3 | [32 empty] | IIB | AUH-3243-CSG-IXR-E-1 | 9 | Rooftop | Rooftop
AUH3241 | Site 7460 | AUH |  | AUH3241 | AUHL3241 | AUHNR3241 |  | On Air | On Air | On Air | 2015-08-09 | Permanent | 24.51 | 54.3758 | Nokia | Outdoor | EITC Passive Infrastructure | Greenfield | Outdoor Green field-du Owned | Du Solo | Palm Tree | 3G+4G+5G | AirScale | LTE-4CC |  | U900 F1-U900 F2-U2100 F2 | L800+L1800-F1+L1800-F2+L2100 | 2cc | 2500002 | 30 |  |  | n78 | 3 | 3 | [32 empty] | IIB | AUH-3241-CSG-IXR-E-1 | 30 | #N/A | from data base
AUH3244 | Site 7461 | AUH |  | AUH3244 | AUHL3244 | AUHNR3244 |  | On Air | On Air | On Air | 2015-01-18 | Permanent | 24.3293 | 54.4845 | Nokia | Outdoor | EITC Passive Infrastructure | Greenfield | Outdoor Green field-du Owned | DU Solo | Monopole | 3G+4G+5G | AirScale | LTE-3CC |  | U900 F1-U900 F2-U2100 F2 | L800+L1800-F1+L1800-F2 | 2cc | 2600000 | 30 |  |  | n78 | 4 | 3 | [32 empty] | IIB | Passive AUH-2389-CSG-SAR-8-1 | 30 | #N/A | from data base
AUH3245 | Site 7462 | AUH |  | AUH3245 | AUHL3245 | AUHNR3245 |  | On Air | On Air | On Air | 2015-10-06 | Permanent | 24.4918 | 54.3623 | Nokia | Outdoor | EITC Passive Infrastructure | Greenfield | Outdoor Green field-du Owned | Du Solo | Palm Tree(RDU) | 3G+4G+5G | AirScale | LTE-4CC | 4T4R | U900 F1-U900 F2-U2100 F2 | L800+L1800-F1+L1800-F2+L2100 | 1cc | 2500200 | 30 |  |  | n41 | 3 | 3 | [32 empty] | IIB | AUH-3245-CSG-SAR-X-1 | 30 | #N/A | from data base
AUH2251 | Site 7463 | AUH | AUH2251 | AUH2251 | AUHL3251 | AUHNR2251 | On Air | On Air | On Air | On Air | 2009 | Permanent | 24.5483 | 54.4555 | Nokia | Outdoor | EITC Passive Infrastructure | Greenfield | Outdoor Green field-du Owned | Du Solo | RDU | 2G+3G+4G+5G | AirScale | LTE-3CC |  | U900 F1-U900 F2-U2100 F2 | L800+L1800-F1+L1800-F2 | 2cc | 2046700 | 27.5 |  |  | n78 | 3 | 3 | [32 empty] | IIB | AUH-2251-CSG-IXR-E-1 | 30 | #N/A | from data base
AUH2256 | Site 7464 | AUH | AUH2256 | AUH2256 | AUHL3256 | AUHNR2256 | On Air | On Air | On Air | On Air | 2009 | Permanent | 24.3132 | 54.6298 | Nokia | Outdoor | Site Sharing | ETC Site Share | Outdoor Site Sharing-Etisalat Owned | SS Opex | Etisalat_Opex | 2G+3G+4G+5G | AirScale | LTE-4CC |  | U900 F1-U900 F2-U2100 F2 | L800+L1800-F1+L1800-F2+L2100 | 2cc | 2046100 | 34 |  |  | n78 | 3 | 3 | [32 empty] | IIB | AUH-2256-CSG-SAR-X-1 | 40 | Monopole | sharing site/ from data base
AUH3260 | Site 7465 | AUH |  | AUH3260 | AUHL3260 |  |  | On Air | On Air |  | 2020-05-10 | Permanent | 24.1946 | 54.8496 | Nokia | Outdoor | EITC Passive Infrastructure | Greenfield | Outdoor Taawn-du Lead | Du Capex | Du Capex | 3G+4G | AirScale | LTE-4CC |  | U900 F1-U900 F2-U2100 F2 | L800+L1800-F1+L1800-F2+L2100 |  | 2047502 | 30 |  |  |  | 4 | [33 empty] | IIB | AUH-3260-CSG-N540-LD-1 | 30 | 30m-MD-MP | confirmed
AUH2266 | Site 7466 | AUH | AUH2266 | AUH2266 | AUHL3266 | AUHNR2266 | On Air | On Air | On Air | On Air | 2009 | Permanent | 24.3521 | 54.4851 | Nokia | Outdoor | EITC Passive Infrastructure | Rooftop | RT-du Owned | Du Solo | Rooftop | 2G+3G+4G+5G | AirScale | LTE-3CC |  | U900 F1-U900 F2-U2100 F2 | L800+L1800-F1+L1800-F2 | 1cc | 2600200 | 17 |  |  | n41 | 3 | 3 | [32 empty] | IIB | AUH-2266-CSG-SAR-X-1 | 3 | #N/A | Rooftop
AUH2252 | Site 7467 | AUH | AUH2252 | AUH2252 | AUHL3252 | AUHNR2252 | Locked | On Air | On Air | On Air | 2009 | Permanent | 24.5474 | 54.4659 | Nokia | Outdoor | EITC Passive Infrastructure | Greenfield | Outdoor Green field-du Owned | Du Solo | RDU | 2G+3G+4G+5G | AirScale | LTE-3CC |  | U900 F1-U900 F2-U2100 F2 | L800+L1800-F1+L1800-F2 | 1cc | 2122400 | 28 |  |  | n41 | 2 | 2 | [32 empty] | IIB | AUH-2252-CSG-SAR-X-1 | 30 | #N/A | from data base
AUH2269 | Site 7468 | AUH | AUH2269 | AUH2269 | AUHL3269 |  | Locked | On Air | On Air |  | 2009 | Permanent | 24.1699 | 54.6683 | Nokia | Outdoor | Site Sharing | ETC Site Share | Outdoor Site Sharing-Etisalat Owned | SS Opex | Etisalat_Opex | 2G+3G+4G | AirScale | LTE-3CC |  | U900 F1-U900 F2-U2100 F2 | L800+L1800-F1+L1800-F2 |  | 2047502 | 35 |  |  |  | 6 | [33 empty] | IIB | AUH-2269-CSG-IXR-E-1 | 40 | Monopole | sharing site/ from data base
AUH2253 | Site 7469 | AUH | AUH2253 | AUH2253 | AUHL3253 | AUHNR2253 | On Air | On Air | On Air | On Air | 2009 | Permanent | 24.5286 | 54.4987 | Nokia | Outdoor | EITC Passive Infrastructure | Greenfield | Outdoor Green field-du Owned | Du Solo | RDU | 2G+3G+4G+5G | AirScale | LTE-4CC |  | U900 F1-U900 F2-U2100 F2 | L800+L1800-F1+L1800-F2+L2100 | 1cc | 2122400 | 28 |  |  | n41 | 3 | 3 | [32 empty] | IIB | AUH-2253-CSG-SAR-8-1 | 30 | #N/A | from data base
AUH3274 | Site 7470 | AUH |  | AUH3274 | AUHL3274 | AUHNR3274 |  | On Air | On Air | On Air | 2015-03-21 | Permanent | 24.4718 | 54.3474 | Nokia | Outdoor | EITC Passive Infrastructure | Rooftop | RT-du Owned | Du Solo | Rooftop | 3G+4G+5G | AirScale | LTE-4CC |  | U900 F1-U900 F2-U2100 F2 | L800+L1800-F1+L1800-F2+L2100 | 2cc | 2501300 | 25 |  |  | n78+n41 | 3 | 3 | [32 empty] | MW | 0 | 3 | #N/A | Rooftop
AUH3275 | Site 7471 | AUH |  | AUH3275 | AUHL3275 | AUHNR3275 |  | On Air | On Air | On Air | 2014-09-16 | Permanent | 24.4301 | 54.4364 | Nokia | Outdoor | EITC Passive Infrastructure | Rooftop | RT-du Owned | Du Solo | Rooftop | 3G+4G+5G | AirScale | LTE-4CC |  | U900 F1-U900 F2-U2100 F2 | L800+L1800-F1+L1800-F2+L2100 | 2cc | 2501800 | 30 |  |  | n78 | 3 | 3 | [32 empty] | MW | 0 | 3 | #N/A | Rooftop
AUH3278 | Site 7472 | AUH |  | AUH3278 | AUHL3278 | AUHNR3278 |  | On Air | On Air | On Air | 2016-11-30 | Permanent | 24.3619 | 54.5208 | Nokia | Outdoor | EITC Passive Infrastructure | Rooftop | RT-du Owned | Du Solo | Water Tank | 3G+4G+5G | AirScale | LTE-4CC | 4T4R | U900 F1-U900 F2-U2100 F2 | L800+L1800-F1+L1800-F2+L2100 | 1cc | 2600200 | 30 |  |  | n41 | 4 | 3 | [32 empty] | IIB | AUH-3278-CSG-SAR-X-1 | 3 | #N/A | Rooftop
AUH3279 | Site 7473 | AUH |  | AUH3279 | AUHL3279 | AUHNR3279 |  | On Air | On Air | On Air | 2015-02-08 | Permanent | 24.344 | 54.5356 | Nokia | Outdoor | EITC Passive Infrastructure | Rooftop | RT-du Owned | Du Solo | Rooftop | 3G+4G+5G | AirScale | LTE-4CC |  | U900 F1-U900 F2-U2100 F2 | L800+L1800-F1+L1800-F2+L2100 | 1cc | 2044802 | 33 |  |  | n41 | 3 | 3 | [32 empty] | IIB | AUH-3279-CSG-SAR-X-1 | 3 | #N/A | Rooftop
AUH2255 | Site 7474 | AUH | AUH2255 | AUH2255 | AUHL3255 |  | On Air | On Air | On Air |  | 2012-10-09 | Permanent | 24.7987 | 54.723 | Nokia | Outdoor | EITC Passive Infrastructure | Greenfield | Outdoor Green field-du Owned | Du Solo | Monopole | 2G+3G+4G | BTS3900/Flexi 2G | LTE-3CC |  | U900 F1-U900 F2-U2100 F2 | L800+L1800-F1+L1800-F2 |  | 2100000 | 28.5 |  |  |  | 3 | [33 empty] | MW | 0 | 30 | #N/A | from data base
AUH3268 | Site 7475 | AUH |  | AUH3268 | AUHL3268 | AUHNR3268 |  | On Air | On Air | On Air | 2022-04-22 | Permanent | 24.3583 | 54.5077 | Nokia | Outdoor | EITC Passive Infrastructure | Greenfield | Outdoor Green field-du Owned | Du Solo | Greenfield | 3G+4G+5G | AirScale | LTE-4CC |  | U900 F1-U900 F2-U2100 F2 | L800+L1800-F1+L1800-F2+L2100 | 1cc | 2600200 | 35 |  |  | n41 | 3 | 3 | [32 empty] | IIB | AUH-3268-CSG-N540-LD-1 | 35 | 35m-MD-MP | confirmed
AUH3271 | Site 7476 | AUH |  | AUH3271 | AUHL3271 | AUHNR3271 |  | On Air | On Air | On Air | 2022-04-22 | Permanent | 24.3585 | 54.5194 | Nokia | Outdoor | EITC Passive Infrastructure | Greenfield | Outdoor Green field-du Owned | Du Solo | Greenfield | 3G+4G+5G | AirScale | LTE-4CC |  | U900 F1-U900 F2-U2100 F2 | L800+L1800-F1+L1800-F2+L2100 | 1cc | 2600200 | 35 |  |  | n41 | 4 | 3 | [32 empty] | MW | 0 | 35 | 35m-MD-MP | confirmed
AUH3281 | Site 7477 | AUH |  | AUH3281 | AUHL3281 | AUHNR3281 |  | On Air | On Air | On Air | 2015-02-18 | Permanent | 24.3407 | 54.5484 | Nokia | Outdoor | EITC Passive Infrastructure | Greenfield | Outdoor Green field-du Owned | Du Solo | Monopole | 3G+4G+5G | AirScale | LTE-3CC |  | U900 F1-U900 F2-U2100 F2 | L800+L1800-F1+L1800-F2 | 1cc | 2044801 | 28 |  |  | n41 | 6 | 3 | [32 empty] | MW | 0 | 30 | #N/A | from data base
AUH2282 | Site 7478 | AUH | AUH2282 | AUH2282 | AUHL3282 | AUHNR2282 | On Air | On Air | On Air | On Air | 2012-08-15 | Permanent | 24.3557 | 54.5114 | Nokia | Outdoor | EITC Passive Infrastructure | Greenfield | Outdoor Green field-du Owned | Du Solo | Monopole | 2G+3G+4G+5G | AirScale | LTE-4CC |  | U900 F1-U900 F2-U2100 F2 | L800+L1800-F1+L1800-F2+L2100 | 1cc | 2600200 | 30 |  |  | n41 | 6 | 3 | [32 empty] | IIB | AUH-2282-CSG-SAR-8-1 | 30 | #N/A | from data base
AUH3283 | Site 7479 | AUH |  | AUH3283 | AUHL3283 |  |  | On Air | On Air |  | 2014-10-02 | Permanent | 24.6584 | 54.5773 | Nokia | Outdoor | EITC Passive Infrastructure | Greenfield | Outdoor Green field-du Owned | Du Solo | Palm Tree | 3G+4G | BTS3900 | LTE |  | U900 F1-U900 F2-U2100 F2 | L1800-F1 |  | 2043300 | 30 |  |  |  | 3 | [33 empty] | MW | 0 | 30 | #N/A | from data base
AUH2299 | Site 7480 | AUH | AUH2299 | AUH2299 | AUHL3299 | AUHNR2299 | On Air | On Air | On Air | On Air | 2014-09-16 | Permanent | 24.4507 | 54.6076 | Nokia | Outdoor | Site Sharing | ETC Site Share | Outdoor Site Sharing-Etisalat Owned | SS Opex | Etisalat_Opex | 2G+3G+4G+5G | AirScale | LTE-3CC |  | U900 F1-U900 F2-U2100 F2 | L800+L1800-F1+L1800-F2 | 2cc | 2042400 | 38 |  |  | n78 | 3 | 3 | [32 empty] | MW | 0 | 30 | PalmTree | sharing site/ from data base
AUH2300 | Site 7481 | AUH | AUH2300 | AUH2300 | AUHL3300 | AUHNR2300 | On Air | On Air | On Air | On Air | 2009 | Permanent | 24.5165 | 54.3644 | Nokia | Outdoor | Site Sharing | ETC Site Share | Outdoor Site Sharing-Etisalat Owned | SS Opex | Etisalat_Opex | 2G+3G+4G+5G | AirScale | LTE-3CC |  | U900 F1-U900 F2-U2100 F2 | L800+L1800-F1+L1800-F2 | 2cc | 2500001 | 27 |  |  | n78 | 3 | 3 | [32 empty] | MW | 0 | 30 | Monopole | sharing site/ from data base
AUH2302 | Site 7482 | AUH | AUH2302 | AUH2302 | AUHL3302 | AUHNR2302 | On Air | On Air | On Air | On Air | 2012-10-17 | Permanent | 24.4952 | 54.3791 | Nokia | Outdoor | EITC Passive Infrastructure | Rooftop | RT-du Owned | Du Solo | Rooftop | 2G+3G+4G+5G | AirScale | LTE-4CC | 4T4R | U900 F1-U900 F2-U2100 F2 | L800+L1800-F1+L1800-F2+L2100 | 2cc | 2500100 | 38 |  |  | n78+n41 | 4 | 3 | [32 empty] | IIB | AUH-2302-CSG-IXR-E-1 | 3 | #N/A | Rooftop
AUH2309 | Site 7483 | AUH | AUH2309 | AUH2309 | AUHL3309 | AUHNR2309 | Locked | On Air | On Air | On Air | 2012-10-23 | Permanent | 24.4773 | 54.3457 | Nokia | Outdoor | Site Sharing | ETC Site Share | Outdoor Site Sharing-Etisalat Owned | SS Opex | Etisalat_Opex | 2G+3G+4G+5G | AirScale | LTE-4CC |  | U900 F1-U900 F2-U2100 F2 | L800+L1800-F1+L1800-F2+L2100 | 2cc | 2501300 | 25 |  |  | n78 | 3 | 3 | [32 empty] | IIB | AUH-2309-CSG-IXR-E-1 | 30 | Monopole | sharing site/ from data base
AUH2291 | Site 7484 | AUH | AUH2291 | AUH2291 | AUHL3291 |  | On Air | On Air | On Air |  | 2009 | Permanent | 24.4406 | 54.8292 | Nokia | Outdoor | EITC Passive Infrastructure | Greenfield | Outdoor Green field-du Owned | Du Solo | RDU | 2G+3G+4G | AirScale | LTE-3CC |  | U900 F1-U900 F2-U2100 F2 | L800+L1800-F1+L1800-F2 |  | 2043200 | 29 |  |  |  | 3 | [33 empty] | MW | 0 | 30 | #N/A | from data base
AUH3314 | Site 7485 | AUH | AUH3314 | AUH3314 | AUHL3314 |  | On Air | On Air | On Air |  | 2014-06-19 | Permanent | 24.4676 | 54.3606 | Nokia | Outdoor | Site Sharing | ETC Site Share | Outdoor Site Sharing-Etisalat Owned | SS Opex | Etisalat_Opex | 2G+3G+4G | AirScale | LTE-4CC |  | U900 F1-U900 F2-U2100 F2 | L800+L1800-F1+L1800-F2+L2100 |  | 2501400 | 35 |  |  |  | 3 | [33 empty] | IIB | AUH-3314-CSG-SAR-X-1 | 35 | Monopole | sharing site/ from data base
AUH2294 | Site 7486 | AUH | AUH2294 | AUH2294 | AUHL3294 | AUHNR2294 | On Air | On Air | On Air | On Air | 2012-07-30 | Permanent | 24.398 | 54.7394 | Nokia | Outdoor | EITC Passive Infrastructure | Greenfield | Outdoor Green field-du Owned | Du Solo | Monopole | 2G+3G+4G+5G | AirScale | LTE-3CC | 4T4R | U900 F1-U900 F2-U2100 F2 | L800+L1800-F1+L1800-F2 | 2cc | 2046500 | 30 |  |  | n78 | 6 | 3 | [32 empty] | IIB | AUH-2294-CSG-SAR-X-1 | 30 | #N/A | from data base
AUH3319 | Site 7487 | AUH |  | AUH3319 | AUHL3319 | AUHNR3319 |  | On Air | On Air | On Air | 2020-01-06 | Permanent | 24.3723 | 54.7394 | Nokia | Outdoor | EITC Passive Infrastructure | Greenfield | Outdoor Taawn-du Lead | Du Capex | Du Capex | 3G+4G+5G | AirScale | LTE-4CC |  | U900 F1-U900 F2-U2100 F2 | L800+L1800-F1+L1800-F2+L2100 | 2cc | 2046900 | 40 |  |  | n78 | 3 | 3 | [32 empty] | IIB | AUH-3319-CSG-ASR920-LD-1 | 40 | #N/A | from data base
AUH2308 | Site 7488 | AUH |  | AUH2308 | AUHL3308 | AUHNR2308 |  | On Air | On Air | On Air | 2016-06-21 | Permanent | 24.4823 | 54.3491 | Nokia | Outdoor | EITC Passive Infrastructure | Greenfield | Outdoor Green field-du Owned | Du Solo | RDU - Palm Tree | 3G+4G+5G | AirScale | LTE-4CC |  | U900 F1-U900 F2-U2100 F2 | L800+L1800-F1+L1800-F2+L2100 | 2cc | 2500300 | 30 |  |  | n78 | 3 | 3 | [32 empty] | IIB | AUH-2308-CSG-SAR-X-1 | 30 | #N/A | from data base
AUH3323 | Site 7489 | AUH |  | AUH3323 | AUHL3323 | AUHNR3323 |  | On Air | On Air | On Air | 2020-03-29 | Permanent | 24.3588 | 54.7787 | Nokia | Outdoor | EITC Passive Infrastructure | Greenfield | Outdoor Taawn-du Lead | Du Capex | Du Capex | 3G+4G+5G | AirScale | LTE-4CC |  | U900 F1-U900 F2-U2100 F2 | L800+L1800-F1+L1800-F2+L2100 | 2cc | 2046900 | 40 |  |  | n78 | 3 | 3 | [32 empty] | IIB | AUH-3323-CSG-SAR-X-1 | 40 | 40m-HD-MP | confirmed
AUH3324 | Site 7490 | AUH |  | AUH3324 | AUHL3324 | AUHNR3324 |  | On Air | On Air | On Air | 2020-01-14 | Permanent | 24.351 | 54.7595 | Nokia | Outdoor | EITC Passive Infrastructure | Greenfield | Outdoor Taawn-du Lead | Du Capex | Du Capex | 3G+4G+5G | AirScale | LTE-4CC |  | U900 F1-U900 F2-U2100 F2 | L800+L1800-F1+L1800-F2+L2100 | 2cc | 2046900 | 40 |  |  | n78 | 3 | 3 | [32 empty] | IIB | AUH-3324-CSG-IXR-E-1 | 40 | #N/A | from data base
AUH3464 | Site 7491 | AUH |  | AUH3464 | AUHL3464 | AUHNR3464 |  | On air | On Air | On Air | 2022-08-25 | Permanent | 24.4445 | 54.6073 | Nokia | Outdoor | Site Sharing | SS Capex | Outdoor Taawn-Etisalat Lead | SS Capex | ETC Capex | 3G+4G+5G | AirScale | LTE-4CC |  | U900 F1-U900 F2-U2100 F2 | L800+L1800-F1+L1800-F2+L2100 | 2cc | 2042600 | 40 |  |  | n78 | 3 | 3 | [32 empty] | IIB | AUH-3464-CSG-IXR-E-1 | 40 | Monopole
AUH3326 | Site 7492 | AUH |  | AUH3326 | AUHL3326 | AUHNR3326 |  | On Air | On Air | On Air | 2009 | Permanent | 24.3442 | 54.7502 | Nokia | Outdoor | EITC Passive Infrastructure | Greenfield | Outdoor Taawn-du Lead | Du Capex | Du Capex | 3G+4G+5G | AirScale | LTE-4CC |  | U900 F1-U900 F2-U2100 F2 | L800+L1800-F1+L1800-F2+L2100 | 2cc | 2046900 | 35 |  |  | n78 | 3 | 3 | [32 empty] | IIB | AUH-3326-CSG-ASR920-LD-1 | 35 | #N/A | from data base
AUH2327 | Site 7493 | AUH | AUH2327 | AUH2327 | AUHL3327 | AUHNR2327 | On Air | On Air | On Air | On Air | 2009 | Permanent | 24.4755 | 54.3859 | Nokia | Outdoor | Site Sharing | ETC Site Share | Outdoor Site Sharing-Etisalat Owned | SS Opex | Etisalat_Opex | 2G+3G+4G+5G | AirScale | LTE-4CC |  | U900 F1-U900 F2-U2100 F2 | L800+L1800-F1+L1800-F2+L2100 | 2cc | 2501000 | 27 |  |  | n78 | 3 | 3 | [32 empty] | IIB | AUH-2327-CSG-SAR-X-1 | 30 | Monopole | sharing site/ from data base
AUH3539 | Site 7494 | AUH |  | AUH3539 | AUHL3539 | AUHNR3539 |  | On Air | On Air | On Air | 2021-11-30 | Permanent | 24.389 | 54.6417 | Nokia | Outdoor | Site Sharing | SS Capex | Outdoor Taawn-Etisalat Lead | SS Capex | ETC Capex | 3G+4G+5G | AirScale | LTE-3CC |  | U900 F1-U900 F2 | L800+L1800-F1+L1800-F2 | 2cc | 2004500 | 35 |  |  | n78 | 3 | 3 | [32 empty] | IIB | AUH-1416-AGGR-SR12-2 | 40 | Monopole | sharing site/ from data base
AUH3333 | Site 7495 | AUH | AUH3333 | AUH3333 | AUHL3333 |  | On Air | On Air | On Air |  | 2014-09-30 | Permanent | 24.8447 | 55.0214 | Nokia | Outdoor | Site Sharing | ETC Site Share | Outdoor Site Sharing-Etisalat Owned | SS Opex | Etisalat_Opex | 2G+3G+4G | BTS3900/MultiRadio 2G | LTE-3CC |  | U900 F1-U900 F2-U2100 F2 | L800+L1800-F1+L1800-F2 |  | 2106100 | 30 |  |  |  | 4 | [33 empty] | MW | 0 | 35 | Monopole | sharing site/ from data base
AUH3335 | Site 7496 | AUH |  | AUH3335 | AUHL3335 | AUHNR3335 |  | On Air | On Air | On Air | 2019-10-22 | Permanent | 24.3533 | 54.7374 | Nokia | Outdoor | EITC Passive Infrastructure | Greenfield | Outdoor Taawn-du Lead | Du Capex | Du Capex | 3G+4G+5G | AirScale | LTE-4CC |  | U900 F1-U900 F2-U2100 F2 | L800+L1800-F1+L1800-F2+L2100 | 2cc | 2046900 | 40 |  |  | n78 | 3 | 3 | [32 empty] | IIB | AUH-3335-CSG-IXR-E-1 | 40 | #N/A | from data base
AUH2339 | Site 7497 | AUH | AUH2339 | AUH2339 | AUHL3339 | AUHNR2339 | Locked | On Air | On Air | On Air | 2010-09-26 | Permanent | 24.4482 | 54.3664 | Nokia | Outdoor | Site Sharing | ETC Site Share | Outdoor Site Sharing-Etisalat Owned | SS Opex | Etisalat_Opex | 2G+3G+4G+5G | AirScale | LTE-2CC |  | U900 F1-U900 F2-U2100 F2 | L800+L1800-F1 | 2cc | 2500700 | 29 |  |  | n78 | 3 | 3 | [32 empty] | IIB | AUH-2339-CSG-IXR-E-1 | 35 | Monopole | sharing site/ from data base
AUH3340 | Site 7498 | AUH |  | AUH3340 | AUHL3340 | AUHNR3340 |  | On Air | On Air | On Air | 2009 | Permanent | 24.3414 | 54.7601 | Nokia | Outdoor | EITC Passive Infrastructure | Greenfield | Outdoor Taawn-du Lead | Du Capex | Du Capex | 3G+4G+5G | AirScale | LTE-4CC |  | U900 F1-U900 F2-U2100 F2 | L800+L1800-F1+L1800-F2+L2100 | 2cc | 2046900 | 30 |  |  | n78 | 3 | 3 | [32 empty] | IIB | AUH-3340-CSG-IXR-E-1 | 40 | #N/A | from data base
AUH3342 | Site 7499 | AUH |  | AUH3342 | AUHL3342 | AUHNR3342 |  | On Air | On Air | On Air | 2019-12-11 | Permanent | 24.3623 | 54.7322 | Nokia | Outdoor | EITC Passive Infrastructure | Greenfield | Outdoor Taawn-du Lead | Du Capex | Du Capex | 3G+4G+5G | AirScale | LTE-4CC | 4T4R | U900 F1-U900 F2-U2100 F2 | L800+L1800-F1+L1800-F2+L2100 | 2cc | 2046900 | 40 |  |  | n78 | 3 | 3 | [32 empty] | IIB | AUH-3342-CSG-ASR920-LD-1 | 40 | #N/A | from data base
AUH2343 | Site 7500 | AUH | AUH2343 | AUH2343 | AUHL3343 | AUHNR2343 | On Air | On Air | On Air | On Air | 2010-10-27 | Permanent | 24.4465 | 54.4036 | Nokia | Outdoor | Site Sharing | ETC Site Share | Outdoor Site Sharing-Etisalat Owned | SS Opex | Etisalat_Opex | 2G+3G+4G+5G | AirScale | LTE-4CC |  | U900 F1-U900 F2-U2100 F2 | L800+L1800-F1+L1800-F2+L2100 | 2cc | 2501500 | 28.5 |  |  | n78 | 4 | 3 | [32 empty] | IIB | AUH-2343-CSG-ASR920-LD-1 | 30 | Monopole | sharing site/ from data base
AUH3318 | Site 7501 | AUH |  | AUH3318 | AUHL3318 | AUHNR3318 |  | On Air | On Air | On Air | 2016-01-14 | Permanent | 24.3739 | 54.7577 | Nokia | Outdoor | EITC Passive Infrastructure | Greenfield | Outdoor Green field-du Owned | Du Solo | Monopole | 3G+4G+5G | AirScale | LTE-4CC |  | U900 F1-U900 F2-U2100 F2 | L800+L1800-F1+L1800-F2+L2100 | 2cc | 2046900 | 28 |  |  | n78 | 3 | 3 | [32 empty] | IIB | AUH-3318-CSG-IXR-E-1 | 30 | #N/A | from data base
AUH3321 | Site 7502 | AUH |  | AUH3321 | AUHL3321 | AUHNR3321 |  | On Air | On Air | On Air | 2009 | Permanent | 24.3651 | 54.7405 | Nokia | Outdoor | EITC Passive Infrastructure | Greenfield | Outdoor Green field-du Owned | Du Solo | Monopole | 3G+4G+5G | AirScale | LTE-3CC |  | U900 F1-U900 F2-U2100 F2 | L800+L1800-F1+L1800-F2 | 2cc | 2046900 | 28.5 |  |  | n78 | 3 | 3 | [32 empty] | IIB | AUH-3321-CSG-IXR-E-1 | 30 | #N/A | from data base
AUH2337 | Site 7503 | AUH | AUH2337 | AUH2337 | AUHL3337 | AUHNR2337 | On Air | On Air | On Air | On Air | 2009 | Permanent | 24.4546 | 54.371 | Nokia | Outdoor | EITC Passive Infrastructure | Greenfield | Outdoor Green field-du Owned | Du Solo | Monopole | 2G+3G+4G+5G | AirScale | LTE-3CC |  | U900 F1-U900 F2-U2100 F2 | L800+L1800-F1+L1800-F2 | 2cc | 2501400 | 30 |  |  | n78 | 6 | 3 | [32 empty] | IIB | AUH-2337-CSG-SAR-8-1 | 30 | #N/A | from data base
AUH3353 | Site 7504 | AUH |  | AUH3353 | AUHL3353 | AUHNR3353 |  | On air | On Air | On Air | 2023 | Permanent | 24.3605 | 54.6007 | Nokia | Outdoor | EITC Passive Infrastructure | Greenfield | Outdoor Taawn-du Lead | Du Capex | Du Capex | 3G+4G+5G | AirScale | LTE-3CC |  | U900 F1-U900 F2 | L800+L1800-F1+L1800-F2 | 2cc | 2440000 | 40 |  |  | n78 | 3 | 3 | [32 empty] | IIB | AUH-3353-CSG-IXR-E-1
AUH3355 | Site 7505 | AUH |  | AUH3355 | AUHL3355 | AUHNR3355 |  | On air | On Air | On Air | 2022-08-18 | Permanent | 24.3866 | 54.6165 | Nokia | Outdoor | EITC Passive Infrastructure | Greenfield | Outdoor Taawn-du Lead | Du Capex | Du Capex | 3G+4G+5G | AirScale | LTE-4CC |  | U900 F1-U900 F2-U2100 F2 | L800+L1800-F1+L1800-F2+L2100 | 2cc | 2440000 | 40 |  |  | n78 | 3 | 3 | [32 empty] | IIB | AUH-3355-CSG-N540-LD-1 | 40 | 40m-HD-MP | confirmed
AUH3357 | Site 7506 | AUH |  | AUH3357 | AUHL3357 | AUHNR3357 |  | On Air | On Air | On Air | 2009 | Permanent | 24.377 | 54.6042 | Nokia | Outdoor | EITC Passive Infrastructure | Greenfield | Outdoor Taawn-du Lead | Du Capex | Du Capex | 3G+4G+5G | AirScale | LTE-2CC |  | U900 F1-U900 F2-U2100 F2 | L800+L1800-F1 | 2cc | 2440000 | 35 |  |  | n78 | 3 | 3 | [32 empty] | IIB | AUH-3357-CSG-IXR-E-1 | 35 | #N/A | from data base
AUH3361 | Site 7507 | AUH |  | AUH3361 | AUHL3361 | AUHNR3361 |  | On air | On Air | On Air | 2023 | Permanent | 24.3549 | 54.5995 | Nokia | Outdoor | EITC Passive Infrastructure | Greenfield | Outdoor Taawn-du Lead | Du Capex | Du Capex | 3G+4G+5G | Airscale | LTE-3CC |  | U900 F1-U900 F2 | L800+L1800-F1+L1800-F2 | 2cc | 2440000 | 40 |  |  | n78 | 3 | 3 | [32 empty] | IIB | AUH-3361-CSG-N540-LD-1
AUH3367 | Site 7508 | AUH | AUH3367 | AUH3367 | AUHL3367 |  | Locked | On Air | On Air |  | 2014-09-30 | Permanent | 24.2768 | 54.9562 | Nokia | Outdoor | Site Sharing | ETC Site Share | Outdoor Site Sharing-Etisalat Owned | SS Opex | Etisalat_Opex | 2G+3G+4G | AirScale | LTE |  | U900 F1-U900 F2-U2100 F2 | L800 |  | 2430100 | 60 |  |  |  | 3 | [33 empty] | MW | 0 | 120 | LatticeTower | sharing site/ from data base
AUH3368 | Site 7509 | AUH |  | AUH3368 | AUHL3368 | AUHNR3368 |  | On Air | On Air | On Air | 2015-12-17 | Permanent | 24.481 | 54.3719 | Nokia | Outdoor | EITC Passive Infrastructure | Rooftop | RT-du Owned | Du Solo | Rooftop | 3G+4G+5G | AirScale | LTE-4CC | 4T4R | U900 F1-U900 F2-U2100 F2 | L800+L1800-F1+L1800-F2+L2100 | 2cc | 2501200 | 41 |  |  | n78 | 3 | 3 | [32 empty] | IIB | AUH-3368-CSG-SAR-X-1 | 3 | #N/A | Rooftop
AUH3369 | Site 7510 | AUH | AUH3369 | AUH3369 | AUHL3369 | AUHNR3369 | Locked | On Air | On Air | On Air | 2014-11-03 | Permanent | 24.4631 | 54.3719 | Nokia | Outdoor | Site Sharing | ETC Site Share | Outdoor Site Sharing-Etisalat Owned | SS Opex | Etisalat_Opex | 2G+3G+4G+5G | AirScale | LTE-4CC |  | U900 F1-U900 F2-U2100 F2 | L800+L1800-F1+L1800-F2+L2100 | 2cc | 2501400 | 25 |  |  | n78 | 4 | 3 | [32 empty] | MW | 0 | 30 | Monopole | sharing site/ from data base
AUH3371 | Site 7511 | AUH | AUH3371 | AUH3371 | AUHL3371 | AUHNR3371 | On Air | On Air | On Air | On Air | 2014-11-09 | Permanent | 24.4566 | 54.3442 | Nokia | Outdoor | Site Sharing | ETC Site Share | Outdoor Site Sharing-Etisalat Owned | SS Opex | Etisalat_Opex | 2G+3G+4G+5G | AirScale | LTE-3CC |  | U900 F1-U900 F2-U2100 F2 | L800+L1800-F1+L1800-F2 | 2cc | 2500400 | 25 |  |  | n78 | 4 | 3 | [32 empty] | IIB | AUH-3371-CSG-SAR-X-1 | 30 | Monopole | sharing site/ from data base
AUH2346 | Site 7512 | AUH | AUH2346 | AUH2346 | AUHL3346 | AUHNR2346 | On Air | On Air | On Air | On Air | 2009 | Permanent | 24.4379 | 54.4111 | Nokia | Outdoor | EITC Passive Infrastructure | Greenfield | Outdoor Green field-du Owned | Du Solo | Monopole | 2G+3G+4G+5G | AirScale | LTE-4CC |  | U900 F1-U900 F2-U2100 F2 | L800+L1800-F1+L1800-F2+L2100 | 2cc | 2501500 | 28.5 |  |  | n78 | 9 | 3 | [32 empty] | IIB | AUH-2346-CSG-SAR-X-1 | 30 | #N/A | from data base
AUH2348 | Site 7513 | AUH | AUH2348 | AUH2348 | AUHL3348 | AUHNR2348 | On Air | On Air | On Air | On Air | 2010-10-04 | Permanent | 24.4302 | 54.4054 | Nokia | Outdoor | EITC Passive Infrastructure | Greenfield | Outdoor Green field-du Owned | Du Solo | RDU | 2G+3G+4G+5G | AirScale | LTE-3CC |  | U900 F1-U900 F2-U2100 F2 | L800+L1800-F1+L1800-F2 | 2cc | 2500700 | 28 |  |  | n78 | 3 | 3 | [32 empty] | IIB | AUH-2348-CSG-SAR-X-1 | 30 | #N/A | from data base
AUH3349 | Site 7514 | AUH |  | AUH3349 | AUHL3349 | AUHNR3349 |  | On Air | On Air | On Air | 2023 | Permanent | 24.3829 | 54.6136 | Nokia | Outdoor | EITC Passive Infrastructure | Greenfield | Outdoor Green field-du Owned | Du Solo | Greenfield | 3G+4G+5G | AirScale | LTE-3CC |  | U900 F1-U900 F2 | L800+L1800-F1+L1800-F2 | 2cc | 2440000 | 40 |  |  | n78 | 3 | 3 | [32 empty] | IIB | AUH-3349-CSG-IXR-E-1
AUH3372 | Site 7515 | AUH | AUH3372 | AUH3372 | AUHL3372 | AUHNR3372 | Locked | On Air | On Air | On Air | 2015-05-27 | Permanent | 24.8593 | 55.0083 | Nokia | Outdoor | EITC Passive Infrastructure | Greenfield | Outdoor Green field-du Owned | Du Solo | Monopole | 2G+3G+4G+5G | BTS3900/MultiRadio 2G | LTE-3CC |  | U900 F1-U900 F2-U2100 F2 | L800+L1800-F1+L1800-F2 | 1cc | 2106100 | 38 |  |  | n41 | 4 | 3 | [32 empty] | IIB | AUH-3372-CSG-IXR-E-1 | 40 | #N/A | from data base
AUH3378 | Site 7516 | AUH | AUH3378 | AUH3378 | AUHL3378 | AUHNR3378 | On Air | On Air | On Air | On Air | 2014-11-15 | Permanent | 24.426 | 54.4651 | Nokia | Outdoor | Site Sharing | ETC Site Share | Outdoor Site Sharing-Etisalat Owned | SS Opex | Etisalat_Opex | 2G+3G+4G+5G | AirScale | LTE-3CC |  | U900 F1-U900 F2-U2100 F2 | L800+L1800-F1+L1800-F2 | 2cc | 2501600 | 25 |  |  | n78 | 4 | 3 | [32 empty] | IIB | AUH-3378-CSG-SAR-X-1 | 30 | Monopole | sharing site/ from data base
AUH3379 | Site 7517 | AUH |  | AUH3379 | AUHL3379 | AUHNR3379 |  | On Air | On Air | On Air | 2015-05-22 | Permanent | 24.3362 | 54.5343 | Nokia | Outdoor | EITC Passive Infrastructure | Rooftop | RT-du Owned | Du Solo | Rooftop | 3G+4G+5G | AirScale | LTE-4CC | 4T4R | U900 F1-U900 F2-U2100 F2 | L800+L1800-F1+L1800-F2+L2100 | 1cc | 2044802 | 35 |  |  | n41 | 3 | 3 | [32 empty] | IIB | AUH-3379-CSG-SAR-X-1 | 3 | #N/A | Rooftop
AUH3381 | Site 7518 | AUH |  | AUH3381 | AUHL3381 |  |  | On air | On Air |  | 2023 | Permanent | 24.6317 | 54.535 | Nokia | Outdoor | EITC Passive Infrastructure | Greenfield | Outdoor Taawn-du Lead | Du Capex | Du Capex | 3G+4G | Airscale | LTE-3CC |  | U900 F1-U900 F2 | L800+L1800-F1+L1800-F2 |  | 2041400 | 40 |  |  |  | 4 | [33 empty] | MW | 0
AUH3382 | Site 7519 | AUH |  | AUH3382 | AUHL3382 |  |  | On Air | On Air |  | 2016-12-29 | Permanent | 24.8127 | 54.9812 | Nokia | Outdoor | Site Sharing | ETC Site Share | Outdoor Site Sharing-Etisalat Owned | SS Opex | Etisalat_Opex | 3G+4G | BTS3900 | LTE-3CC |  | U900 F1-U900 F2-U2100 F2 | L800+L1800-F1+L1800-F2 |  | 2106100 | 35 |  |  |  | 5 | [33 empty] | IIB | AUH-3382-CSG-SAR-X-1 | 40 | Monopole | sharing site/ from data base
AUH3374 | Site 7520 | AUH | AUH3374 | AUH3374 | AUHL3374 | AUHNR3374 | On Air | On Air | On Air | On Air | 2016-03-22 | Permanent | 24.4357 | 54.4233 | Nokia | Outdoor | EITC Passive Infrastructure | Greenfield | Outdoor Green field-du Owned | DU Solo | RDU - Monopole | 2G+3G+4G+5G | AirScale | LTE-3CC |  | U900 F1-U900 F2-U2100 F2 | L800+L1800-F1+L1800-F2 | 2cc | 2501500 | 28 |  |  | n78 | 3 | 3 | [32 empty] | IIB | AUH-3374-CSG-SAR-X-1 | 30 | #N/A | from data base
AUH3390 | Site 7521 | AUH |  | AUH3390 | AUHL3390 |  |  | On Air | On Air |  | 2016-12-31 | Permanent | 24.7411 | 54.8902 | Nokia | Outdoor | Site Sharing | ETC Site Share | Outdoor Site Sharing-Etisalat Owned | SS Opex | Etisalat_Opex | 3G+4G | BTS3900 | LTE-3CC |  | U900 F1-U900 F2-U2100 F2 | L800+L1800-F1+L1800-F2 |  | 2106100 | 35 |  |  |  | 5 | [33 empty] | MW | 0 | 40 | Monopole | sharing site/ from data base
AUH3391 | Site 7522 | AUH |  | AUH3391 | AUHL3391 | AUHNR3391 |  | On air | On Air | On Air | 2023 | Permanent | 24.5457 | 54.4475 | Nokia | Outdoor | Site Sharing | ETC Site Share | Outdoor Site Sharing-Etisalat Owned | SS Opex | Etisalat_Opex | 3G+4G+5G | Airscale | LTE-4CC |  | U900 F1-U900 F2 | L800+L1800-F1+L1800-F2+L2100 | 2cc | 2046700 | 35 |  |  | n78 | 3 | 3 | [32 empty] | MW | 0
AUH2617 | Site 7523 | AUH |  | AUH2617 | AUHL3617 | AUHNR2617 |  | On Air | On Air | On Air | 2021-09-01 | Permanent | 24.437 | 54.3679 | Nokia | Outdoor | Site Sharing | SS Capex | Outdoor Taawn-Etisalat Lead | SS Capex | ETC Capex | 3G+4G+5G | AirScale | LTE-3CC |  | U900 F1-U900 F2-U2100 F2 | L800+L1800-F1+L1800-F2 | 2cc | 2500600 | 35 |  |  | n78 | 4 | 3 | [32 empty] | MW | 0 | 35 | 40m Lamppole | sharing site/ from data base
AUH2394 | Site 7524 | AUH |  | AUH2394 | AUHL3394 |  |  | On air | On Air |  | 2022-11-10 | Permanent | 24.4466 | 54.2828 | Nokia | Outdoor | Site Sharing | ETC Site Share | Outdoor Site Sharing-Etisalat Owned | SS Opex | Etisalat_Opex | 3G+4G | AirScale | LTE-3CC |  | U900 F1-U900 F2 | L800+L1800-F1+L1800-F2 |  | 2004200 | 35 |  |  |  | 3 | [33 empty] | MW | 0 | 40 | Monopole
AUH3375 | Site 7525 | AUH |  | AUH3375 | AUHL3375 | AUHNR3375 |  | On Air | On Air | On Air | 2019-12-11 | Permanent | 24.5463 | 54.6269 | Nokia | Outdoor | EITC Passive Infrastructure | Greenfield | Outdoor Green field-du Owned | Du Solo | Monopole | 3G+4G+5G | AirScale | LTE-3CC |  | U900 F1-U900 F2-U2100 F2 | L800+L1800-F1+L1800-F2 | 1cc | 2044200 | 40 |  |  | n41 | 4 | 3 | [32 empty] | IIB | AUH-3375-CSG-N540-LD-1 | 40 | #N/A | from data base
AUH3406 | Site 7526 | AUH |  | AUH3406 | AUHL3406 | AUHNR3406 |  | On Air | On Air | On Air | 2021-07-01 | Permanent | 24.432 | 54.3845 | Nokia | Outdoor | EITC Passive Infrastructure | Greenfield | Outdoor Taawn-du Lead | Du Capex | Du Capex | 3G+4G+5G | AirScale | LTE-3CC |  | U900 F1-U900 F2-U2100 F2 | L800+L1800-F1+L1800-F2 | 2cc | 2500900 | 35 |  |  | n78 | 3 | 3 | [32 empty] | IIB | Passive Completed | 35 | 35m-HD-MP | confirmed
AUH3638 | Site 7527 | AUH |  | AUH3638 | AUHL3638 |  |  | On air | On Air |  | 2023-01-02 | Permanent | 24.4382 | 54.487 | Nokia | Outdoor | Site Sharing | SS Capex | Outdoor Taawn-Etisalat Lead | SS Capex | ETC Capex | 3G+4G | Airscale | LTE-3CC |  | U900 F1-U900 F2-U2100 F2 | L800+L1800-F1+L1800-F2 |  | 2044600 | 35 |  |  |  | 3 | [33 empty] | MW | 0
AUH3384 | Site 7528 | AUH |  | AUH3384 | AUHL3384 | AUHNR3384 |  | On Air | On Air | On Air | 2017-07-05 | Permanent | 24.7907 | 54.9654 | Nokia | Outdoor | EITC Passive Infrastructure | Greenfield | Outdoor Green field-du Owned | Du Solo | Monopole | 3G+4G+5G | BTS3910 | LTE-3CC |  | U900 F1-U900 F2-U2100 F2 | L800+L1800-F1+L1800-F2 | 1cc | 2106100 | 38 |  |  | n41 | 3 | 3 | [32 empty] | IIB | AUH-3384-CSG-SAR-X-1 | 40 | #N/A | from data base
AUH3430 | Site 7529 | AUH |  | AUH3430 | AUHL3430 |  |  | On Air | On Air |  | 2015-06-10 | Permanent | 24.2811 | 54.8359 | Nokia | Outdoor | Site Sharing | ETC Site Share | Outdoor Site Sharing-Etisalat Owned | SS Opex | Etisalat_Opex | 3G+4G | AirScale | LTE-3CC |  | U900 F1-U900 F2-U2100 F2 | L800+L1800-F1+L1800-F2 |  | 2436000 | 35 |  |  |  | 4 | [33 empty] | IIB | AUH-3430-CSG-IXR-E-1 | 40 | Monopole | sharing site/ from data base
AUH2388 | Site 7530 | AUH | AUH2388 | AUH2388 | AUHL3388 | AUHNR2388 | On Air | On Air | On Air | On Air | 2009 | Permanent | 24.3309 | 54.4946 | Nokia | Outdoor | EITC Passive Infrastructure | Greenfield | Outdoor Green field-du Owned | DU Solo | Monopole | 2G+3G+4G+5G | AirScale | LTE-3CC |  | U900 F1-U900 F2-U2100 F2 | L800+L1800-F1+L1800-F2 | 2cc | 2600000 | 25 |  |  | n78 | 6 | 3 | [32 empty] | IIB | AUH-2388-CSG-SAR-8-1 | 25 | #N/A | from data base
AUH3395 | Site 7531 | AUH |  | AUH3395 | AUHL3395 |  |  | On Air | On Air |  | 2017-07-04 | Permanent | 24.6801 | 54.8268 | Nokia | Outdoor | EITC Passive Infrastructure | Greenfield | Outdoor Green field-du Owned | Du Solo | Monopole | 3G+4G | BTS3910 | LTE-3CC |  | U900 F1-U900 F2-U2100 F2 | L800+L1800-F1+L1800-F2 |  | 2106000 | 38 |  |  |  | 3 | [33 empty] | MW | 0 | 40 | #N/A | from data base
AUH3429 | Site 7532 | AUH |  | AUH3429 | AUHL3429 | AUHNR3429 |  | On Air | On Air | On Air | 2016-07-03 | Permanent | 24.3574 | 54.664 | Nokia | Outdoor | EITC Passive Infrastructure | Greenfield | Outdoor Green field-du Owned | Du Solo | RDU | 3G+4G+5G | AirScale | LTE-3CC |  | U900 F1-U900 F2-U2100 F2 | L800+L1800-F1+L1800-F2 | 2cc | 2046400 | 30 |  |  | n78 | 3 | 3 | [32 empty] | IIB | AUH-3429-CSG-SAR-X-1 | 30 | #N/A | from data base
AUH3431 | Site 7533 | AUH |  | AUH3431 | AUHL3431 | AUHNR3431 |  | On Air | On Air | On Air | 2015-10-12 | Permanent | 24.553 | 54.6842 | Nokia | Outdoor | EITC Passive Infrastructure | Greenfield | Outdoor Green field-du Owned | Du Solo | Monopole | 3G+4G+5G | AirScale | LTE-3CC |  | U900 F1-U900 F2-U2100 F2 | L800+L1800-F1+L1800-F2 | 1cc | 2047000 | 30 |  |  | n41 | 3 | 3 | [32 empty] | IIB | Passive to AUH-1437-SCSG-SR7B-1 | 30 | #N/A | from data base
AUH3441 | Site 7534 | AUH |  | AUH3441 | AUHL3441 | AUHNR3441 |  | On Air | On Air | On Air | 2015-05-22 | Permanent | 24.3754 | 54.5165 | Nokia | Outdoor | EITC Passive Infrastructure | Rooftop | RT-du Owned | Du Solo | Rooftop | 3G+4G+5G | AirScale | LTE-3CC |  | U900 F1-U900 F2-U2100 F2 | L800+L1800-F1+L1800-F2 | 1cc | 2600200 | 14 |  |  | n41 | 4 | 3 | [32 empty] | IIB | AUH-3441-CSG-IXR-E-1 | 3 | #N/A | Rooftop
AUH3442 | Site 7535 | AUH | AUH3442 | AUH3442 | AUHL3442 | AUHNR3442 | On Air | On Air | On Air | On Air | 2015-08-25 | Permanent | 24.4512 | 54.3333 | Nokia | Outdoor | EITC Passive Infrastructure | Rooftop | RT-du Owned | Du Solo | Rooftop | 2G+3G+4G+5G | AirScale | LTE-3CC |  | U900 F1-U900 F2-U2100 F2 | L800+L1800-F1+L1800-F2 | 2cc | 2500600 | 24 |  |  | n78 | 4 | 3 | [32 empty] | MW | 0 | 3 | #N/A | Rooftop
AUH3432 | Site 7536 | AUH |  | AUH3432 | AUHL3432 | AUHNR3432 |  | On Air | On Air | On Air | 2016-06-22 | Permanent | 24.2583 | 54.7158 | Nokia | Outdoor | EITC Passive Infrastructure | Greenfield | Outdoor Green field-du Owned | Du Solo | Monopole | 3G+4G+5G | AirScale | LTE |  | U900 F1-U900 F2-U2100 F2 | L1800-F1 | 1cc | 2045400 | 28 |  |  | n41 | 3 | 3 | [32 empty] | IIB | AUH-3432-CSG-ASR920-LD-1 | 30 | #N/A | from data base
AUH3433 | Site 7537 | AUH |  | AUH3433 | AUHL3433 | AUHNR3433 |  | On Air | On Air | On Air | 2015-11-15 | Permanent | 24.2639 | 54.7019 | Nokia | Outdoor | EITC Passive Infrastructure | Greenfield | Outdoor Green field-du Owned | DU Solo | Monopole | 3G+4G+5G | AirScale | LTE-3CC |  | U900 F1-U900 F2-U2100 F2 | L800+L1800-F1+L1800-F2 | 1cc | 2045400 | 28 |  |  | n41 | 3 | 3 | [32 empty] | IIB | AUH-3433-CSG-SAR-X-1 | 30 | #N/A | from data base
AUH3453 | Site 7538 | AUH |  | AUH3453 | AUHL3453 | AUHNR3453 |  | On air | On Air | On Air | 2022-08-09 | Permanent | 24.3017 | 54.6613 | Nokia | Outdoor | EITC Passive Infrastructure | Greenfield | Outdoor Taawn-du Lead | Du Capex | Du Capex | 3G+4G+5G | AirScale | LTE-3CC |  | U900 F1-U900 F2-U2100 F2 | L800+L1800-F1+L1800-F2 | 2cc | 2046100 | 40 |  |  | n78 | 4 | 3 | [32 empty] | IIB | AUH-3453-CSG-IXR-E-1 | 40 | 40m-HD-MP | confirmed
AUH2440 | Site 7539 | AUH | AUH2440 | AUH2440 | AUHL3440 | AUHNR2440 | On Air | On Air | On Air | On Air | 2009 | Permanent | 24.4349 | 54.5899 | Nokia | Outdoor | EITC Passive Infrastructure | Greenfield | Outdoor Green field-du Owned | Du Solo | Monopole | 2G+3G+4G+5G | AirScale | LTE-2CC |  | U900 F1-U900 F2-U2100 F2 | L800+L1800-F1 | 2cc | 2042600 | 30 |  |  | n78 | 6 | 3 | [32 empty] | IIB | AUH-2440-CSG-IXR-E-1 | 30 | #N/A | from data base
AUH3443 | Site 7540 | AUH |  | AUH3443 | AUHL3443 | AUHNR3443 |  | On Air | On Air | On Air | 2015-06-30 | Permanent | 24.4177 | 54.5881 | Nokia | Outdoor | EITC Passive Infrastructure | Greenfield | Outdoor Green field-du Owned | Du Solo | RDU | 3G+4G+5G | AirScale | LTE-2CC |  | U900 F1-U900 F2-U2100 F2 | L800+L1800-F1 | 2cc | 2042600 | 28 |  |  | n78 | 4 | 3 | [32 empty] | IIB | AUH-3443-CSG-ASR920-LD-1 | 30 | #N/A | from data base
AUH2460 | Site 7541 | AUH |  | AUH2460 | AUHL3460 | AUHNR2460 |  | On Air | On Air | On Air | 2014-09-02 | Permanent | 24.6961 | 54.6654 | Nokia | Outdoor | Site Sharing | ETC Site Share | Outdoor Site Sharing-Etisalat Owned | SS Opex | Etisalat_Opex | 3G+4G+5G | BTS3900 | LTE-4CC | 4T4R | U900 F1-U900 F2-U2100 F2 | L800+L1800-F1+L1800-F2+L2100 | 1cc | 2043000 | 40 |  |  | n41 | 4 | 3 | [32 empty] | IIB | AUH-2460-CSG-ASR920-LD-1 | 30 | Monopole | sharing site/ from data base
AUH3696 | Site 7542 | AUH |  | AUH3696 | AUHL3696 | AUHNR3696 |  | On Air | On Air | On Air | 2009 | Permanent | 24.7207 | 54.7347 | Nokia | Outdoor | Site Sharing | SS Capex | Outdoor Taawn-Etisalat Lead | SS Capex | ETC Capex | 3G+4G+5G | BTS3910 | LTE-4CC |  | U900 F1-U900 F2-U2100 F2 | L800+L1800-F1+L1800-F2+L2100 | 1cc | 2100000 | 35 |  |  | n41 | 3 | 3 | [32 empty] | IIB | AUH-3696-CSG-SAR-X-1 | 40 | Monopole | sharing site/ from data base
AUH2465 | Site 7543 | AUH |  | AUH2465 | AUHL3465 |  |  | On Air | On Air |  | 2020-09-27 | Permanent | 24.3956 | 54.2969 | Nokia | Outdoor | Site Sharing | ETC Site Share | Outdoor Site Sharing-Etisalat Owned | SS Opex | Etisalat_Opex | 3G+4G | AirScale | LTE |  | U900 F1-U900 F2 | L800 |  | 2042700 | 15 |  |  |  | 3 | [33 empty] | MW | 0 | 20 | Monopole | sharing site/ from data base
AUH3451 | Site 7544 | AUH |  | AUH3451 | AUHL3451 | AUHNR3451 |  | On Air | On Air | On Air | 2015-12-17 | Permanent | 24.4565 | 54.3778 | Nokia | Outdoor | EITC Passive Infrastructure | Greenfield | Outdoor Green field-du Owned | Du Solo | Palm RDU | 3G+4G+5G | AirScale | LTE-3CC |  | U900 F1-U900 F2-U2100 F2 | L800+L1800-F1+L1800-F2 | 1cc | 2501400 | 30 |  |  | n41 | 3 | 2 | [32 empty] | IIB | AUH-3451-CSG-SAR-X-1 | 30 | #N/A | from data base
AUH3725 | Site 7545 | AUH |  | AUH3725 | AUHL3725 |  |  | On air | On Air |  | 2023 | Permanent | 24.2674 | 54.6586 | Nokia | Outdoor | Site Sharing | SS Capex | Outdoor Taawn-Etisalat Lead | SS Capex | ETC Capex | 3G+4G | AirScale | LTE-3CC |  | U900 F1-U900 F2 | L800+L1800-F1+L1800-F2 |  | 2047501 | 35 |  |  |  | 3 | [33 empty] | MW | 0
AUH2474 | Site 7546 | AUH | AUH2474 | AUH2474 | AUHL3474 | AUHNR2474 | On Air | On Air | On Air | On Air | 2009 | Permanent | 24.4922 | 54.3932 | Nokia | Outdoor | EITC Passive Infrastructure | Rooftop | RT-du Owned | Du Solo | Rooftop | 2G+3G+4G+5G | AirScale | LTE-3CC |  | U900 F1-U900 F2-U2100 F2 | L800+L1800-F1+L1800-F2 | 2cc | 2045700 | 14 |  |  | n78 | 3 | 3 | [32 empty] | MW | 0 | 3 | #N/A | Rooftop
AUH2454 | Site 7547 | AUH | AUH2454 | AUH2454 | AUHL3454 | AUHNR2454 | On Air | On Air | On Air | On Air | 2009 | Permanent | 24.6554 | 54.6858 | Nokia | Outdoor | EITC Passive Infrastructure | Greenfield | Outdoor Green field-du Owned | DU Solo | Monopole | 2G+3G+4G+5G | BTS3900/Flexi 2G | LTE-3CC |  | U900 F1-U900 F2-U2100 F2 | L800+L1800-F1+L1800-F2 | 1cc | 2043000 | 38 |  |  | n41 | 3 | 3 | [32 empty] | IIB | AUH-2454-CSG-ASR920-LD-1 | 40 | #N/A | from data base
AUH2456 | Site 7548 | AUH | AUH2456 | AUH2456 | AUHL3456 | AUHNR2456 | On Air | On Air | On Air | On Air | 2009 | Permanent | 24.6467 | 54.7333 | Nokia | Outdoor | EITC Passive Infrastructure | Greenfield | Outdoor Green field-du Owned | DU Solo | Monopole | 2G+3G+4G+5G | BTS3900/Ultra 2G | LTE-4CC |  | U900 F1-U900 F2-U2100 F2 | L800+L1800-F1+L1800-F2+L2100 | 1cc | 2004100 | 36.5 |  |  | n41 | 3 | 3 | [32 empty] | IIB | AUH-2456-CSG-IXR-E-1 | 40 | #N/A | from data base
AUH3487 | Site 7549 | AUH |  | AUH3487 | AUHL3487 | AUHNR3487 |  | On Air | On Air | On Air | 2015-10-12 | Permanent | 24.453 | 54.3912 | Nokia | Outdoor | EITC Passive Infrastructure | Rooftop | RT-du Owned | Du Solo | Rooftop | 3G+4G+5G | AirScale | LTE-2CC |  | U900 F1-U900 F2-U2100 F2 | L800+L1800-F1 | 2cc | 2501000 | 19 |  |  | n78 | 4 | 3 | [32 empty] | IIB | AUH-3487-CSG-SAR-X-1 | 3 | #N/A | Rooftop
AUH3479 | Site 7550 | AUH |  | AUH3479 | AUHL3479 | AUHNR3479 |  | On Air | On Air | On Air | 2015-06-30 | Permanent | 24.1845 | 54.6007 | Nokia | Outdoor | EITC Passive Infrastructure | Greenfield | Outdoor Green field-du Owned | Du Solo | RDU | 3G+4G+5G | AirScale | LTE-4CC |  | U900 F1-U900 F2-U2100 F2 | L800+L1800-F1+L1800-F2+L2100 | 1cc | 2047502 | 28 |  |  | n41 | 4 | 2 | [32 empty] | IIB | AUH-3479-CSG-SAR-X-1 | 30 | #N/A | from data base
AUH3496 | Site 7551 | AUH | AUH3496 | AUH3496 | AUHL3496 |  | On Air | On Air | On Air |  | 2016-04-07 | Permanent | 24.3659 | 54.1927 | Nokia | Outdoor | EITC Passive Infrastructure | Rooftop | RT-du Owned | Du Solo | Rooftop | 2G+3G+4G | BTS3900/MultiRadio 2G | LTE |  | U900 F1-U900 F2-U2100 F2 | L800 |  | 2044500 | 15 |  |  |  | 3 | [33 empty] | MW | 0 | 3 | #N/A | Rooftop
AUH3488 | Site 7552 | AUH |  | AUH3488 | AUHL3488 |  |  | On Air | On Air |  | 2015-10-02 | Permanent | 24.476 | 54.508 | Nokia | Outdoor | EITC Passive Infrastructure | Greenfield | Outdoor Green field-du Owned | Du Solo | RDU | 3G+4G | AirScale | LTE-3CC |  | U900 F1-U900 F2-U2100 F2 | L800+L1800-F1+L1800-F2 |  | 2046800 | 33 |  |  |  | 3 | [33 empty] | MW | 0 | 35 | #N/A | from data base
AUH2498 | Site 7553 | AUH | AUH2498 | AUH2498 | AUHL3498 | AUHNR2498 | On Air | On Air | On Air | On Air | 2012-11-29 | Permanent | 24.5027 | 54.3897 | Nokia | Outdoor | EITC Passive Infrastructure | Rooftop | RT-du Owned | Du Solo | Rooftop | 2G+3G+4G+5G | AirScale | LTE-3CC |  | U900 F1-U900 F2-U2100 F2 | L800+L1800-F1+L1800-F2 | 2cc | 2047400 | 29 |  |  | n78 | 3 | 3 | [32 empty] | IIB | AUH-2498-CSG-IXR-E-1 | 3 | #N/A | Rooftop
AUH2500 | Site 7554 | AUH |  | AUH2500 | AUHL3500 | AUHNR2500 |  | On Air | On Air | On Air | 2015-12-21 | Permanent | 24.4348 | 54.6356 | Nokia | Outdoor | Site Sharing | ETC Site Share | Outdoor Site Sharing-Etisalat Owned | SS Opex | Etisalat_Opex | 3G+4G+5G | BTS3900 | LTE-3CC |  | U900 F1-U900 F2-U2100 F2 | L800+L1800-F1+L1800-F2 | 2cc | 2044300 | 30 |  |  | n78 | 3 | 3 | [32 empty] | MW | 0 | 35 | Monopole | sharing site/ from data base
AUH3501 | Site 7555 | AUH |  | AUH3501 | AUHL3501 | AUHNR3501 |  | On Air | On Air | On Air | 2009 | Permanent | 24.331 | 54.5901 | Nokia | Outdoor | EITC Passive Infrastructure | Greenfield | Outdoor Taawn-du Lead | Du Capex | Du Capex | 3G+4G+5G | AirScale | LTE-3CC |  | U900 F1-U900 F2-U2100 F2 | L800+L1800-F1+L1800-F2 | 2cc | 2004500 | 40 |  |  | n78 | 3 | 3 | [32 empty] | MW | 0 | 40 | #N/A | from data base
AUH3489 | Site 7556 | AUH |  | AUH3489 | AUHL3489 |  |  | On Air | On Air |  | 2015-10-02 | Permanent | 24.448 | 54.5653 | Nokia | Outdoor | EITC Passive Infrastructure | Greenfield | Outdoor Green field-du Owned | Du Solo | RDU | 3G+4G | AirScale | LTE |  | U900 F1-U900 F2-U2100 F2 | L800 |  | 2046800 | 33 |  |  |  | 3 | [33 empty] | MW | 0 | 35 | #N/A | from data base
AUH2504 | Site 7557 | AUH | AUH2504 | AUH2504 | AUHL3504 |  | On Air | On Air | On Air |  | 2016-03-02 | Permanent | 24.5779 | 51.7209 | Nokia | Outdoor | Site Sharing | ETC Site Share | Outdoor Site Sharing-Etisalat Owned | SS Opex | Etisalat_Opex | 2G+3G+4G | BTS3900/MultiRadio 2G | LTE |  | U900 F1-U900 F2-U2100 F2 | L800 |  | 2000008 | 50 |  |  |  | 6 | [33 empty] | VSAT | 0 | 120 | LatticeTower | sharing site/ from data base
AUH2505 | Site 7558 | AUH | AUH2505 | AUH2505 | AUHL3505 |  | On Air | On Air | On Air |  | 2015-05-14 | Permanent | 25.2418 | 54.2299 | Nokia/Huawei | Outdoor | Site Sharing | ETC Site Share | Outdoor Site Sharing-Etisalat Owned | SS Opex | Etisalat_Opex | 2G+3G+4G | BTS3900/Flexi 2G | LTE |  | U900 F1-U2100 F2 | L800 |  | 2000016 | 50 |  |  |  | 7 | [33 empty] | VSAT | 0 | 90 | LatticeTower | sharing site/ from data base
AUH3502 | Site 7559 | AUH |  | AUH3502 | AUHL3502 | AUHNR3502 |  | On Air | On Air | On Air | 2017-03-13 | Permanent | 24.8896 | 54.8441 | Nokia | Outdoor | EITC Passive Infrastructure | Greenfield | Outdoor Green field-du Owned | Du Solo | RDU - Monopole | 3G+4G+5G | BTS3910 | LTE-3CC |  | U900 F1-U900 F2-U2100 F2 | L800+L1800-F1+L1800-F2 | 1cc | 2106100 | 30 |  |  | n41 | 3 | 3 | [32 empty] | MW | 0 | 30 | #N/A | from data base
AUH2503 | Site 7560 | AUH | AUH2503 | AUH2503 | AUHL3503 |  | On Air | On Air | On Air |  | 2012-09-18 | Permanent | 24.5892 | 51.7303 | Nokia | Outdoor | EITC Passive Infrastructure | Greenfield | Outdoor Green field-du Owned | Du Solo | Palm Tree | 2G+3G+4G | BTS3900/Ultra 2G | LTE |  | U900 F1-U900 F2-U2100 F2 | L800 |  | 2000008 | 28.5 |  |  |  | 6 | [33 empty] | VSAT | 0 | 30 | #N/A | from data base
AUH3508 | Site 7561 | AUH |  | AUH3508 | AUHL3508 | AUHNR3508 |  | On Air | On Air | On Air | 2016-08-14 | Permanent | 24.468 | 54.3516 | Nokia | Outdoor | EITC Passive Infrastructure | Greenfield | Outdoor Green field-du Owned | Du Solo | RDU - Palm Tree | 3G+4G+5G | AirScale | LTE-4CC |  | U900 F1-U900 F2-U2100 F2 | L800+L1800-F1+L1800-F2+L2100 | 2cc | 2501300 | 30 |  |  | n78 | 3 | 3 | [32 empty] | IIB | AUH-3508-CSG-SAR-X-1 | 30 | #N/A | from data base
AUH2509 | Site 7562 | AUH | AUH2509 | AUH2509 | AUHL3509 | AUHNR2509 | On Air | On Air | On Air | On Air | 2009 | Permanent | 24.3298 | 54.9156 | Nokia | Outdoor | EITC Passive Infrastructure | Greenfield | Outdoor Green field-du Owned | Du Solo | RDU | 2G+3G+4G+5G | AirScale | LTE-3CC |  | U900 F1-U900 F2-U2100 F2 | L800+L1800-F1+L1800-F2 | 1cc | 2430100 | 30 |  |  | n41 | 3 | 3 | [32 empty] | MW | 0 | 30 | #N/A | from data base
AUH3514 | Site 7563 | AUH |  | AUH3514 | AUHL3514 | AUHNR3514 |  | On Air | On Air | On Air | 2016-04-07 | Permanent | 24.3758 | 54.6688 | Nokia | Outdoor | EITC Passive Infrastructure | Greenfield | Outdoor Green field-du Owned | Du Solo | Monopole | 3G+4G+5G | AirScale | LTE-3CC |  | U900 F1-U900 F2-U2100 F2 | L800+L1800-F1+L1800-F2 | 2cc | 2046400 | 30 |  |  | n78 | 4 | 3 | [32 empty] | IIB | AUH-3514-CSG-IXR-E-1 | 30 | #N/A | from data base
AUH3515 | Site 7564 | AUH |  | AUH3515 | AUHL3515 | AUHNR3515 |  | On Air | On Air | On Air | 2016-04-12 | Permanent | 24.3674 | 54.666 | Nokia | Outdoor | EITC Passive Infrastructure | Greenfield | Outdoor Green field-du Owned | Du Solo | RDU | 3G+4G+5G | AirScale | LTE-3CC |  | U900 F1-U900 F2-U2100 F2 | L800+L1800-F1+L1800-F2 | 2cc | 2046400 | 30 |  |  | n78 | 3 | 3 | [32 empty] | IIB | AUH-3515-CSG-IXR-E-1 | 30 | #N/A | from data base
AUH3516 | Site 7565 | AUH |  | AUH3516 | AUHL3516 | AUHNR3516 |  | On Air | On Air | On Air | 2016-06-17 | Permanent | 24.6357 | 54.6711 | Nokia | Outdoor | EITC Passive Infrastructure | Greenfield | Outdoor Green field-du Owned | Du Solo | RDU - Monopole | 3G+4G+5G | BTS3900 | LTE-3CC |  | U900 F1-U900 F2-U2100 F2 | L800+L1800-F1+L1800-F2 | 1cc | 2043000 | 30 |  |  | n41 | 3 | 3 | [32 empty] | IIB | AUH-3516-CSG-SAR-X-1 | 30 | #N/A | from data base
AUH3517 | Site 7566 | AUH |  | AUH3517 | AUHL3517 | AUHNR3517 |  | On Air | On Air | On Air | 2016-06-21 | Permanent | 24.6327 | 54.69 | Nokia | Outdoor | EITC Passive Infrastructure | Greenfield | Outdoor Green field-du Owned | Du Solo | RDU - Monopole | 3G+4G+5G | BTS3900 | LTE-5CC |  | U900 F1-U900 F2-U2100 F2 | L800+L1800-F1+L1800-F2+L2100+L700 | 1cc | 2043000 | 30 |  |  | n41 | 3 | 3 | [32 empty] | IIB | AUH-3517-CSG-ASR920-LD-1 | 30 | #N/A | from data base
AUH2521 | Site 7567 | AUH |  | AUH2521 | AUHL3521 | AUHNR2521 |  | On Air | On Air | On Air | 2019-12-05 | Permanent | 24.4607 | 54.3846 | Nokia | Outdoor | EITC Passive Infrastructure | Rooftop | RT-du Owned | Du Solo | Rooftop | 3G+4G+5G | AirScale | LTE-4CC | 4T4R | U900 F1-U900 F2-U2100 F2 | L800+L1800-F1+L1800-F2+L2100 | 2cc | 2501000 | 30 |  |  | n78 | 3 | 3 | [32 empty] | IIB | Passive AUH-2076-PREAGG-SR7-1 | 3 | #N/A | Rooftop
AUH3518 | Site 7568 | AUH |  | AUH3518 | AUHL3518 | AUHNR3518 |  | On Air | On Air | On Air | 2017-10-25 | Permanent | 24.3247 | 54.5509 | Nokia | Outdoor | EITC Passive Infrastructure | Greenfield | Outdoor Green field-du Owned | Du Solo | RDU | 3G+4G+5G | AirScale | LTE-4CC |  | U900 F1-U900 F2-U2100 F2 | L800+L1800-F1+L1800-F2+L2100 | 1cc | 2044801 | 30 |  |  | n41 | 3 | 3 | [32 empty] | IIB | AUH-3518-CSG-IXR-E-1 | 30 | #N/A | from data base
AUH3523 | Site 7569 | AUH |  | AUH3523 | AUHL3523 | AUHNR3523 |  | On Air | On Air | On Air | 2017 | Permanent | 24.4029 | 54.5564 | Nokia | Outdoor | Site Sharing | ETC Site Share | Outdoor Site Sharing-Etisalat Owned | SS Opex | Etisalat_Opex | 3G+4G+5G | AirScale | LTE-4CC |  | U900 F1-U900 F2-U2100 F2 | L800+L1800-F1+L1800-F2+L2100 | 2cc | 2042600 | 30 |  |  | n78 | 3 | 3 | [32 empty] | MW | 0 | 35 | Monopole | sharing site/ from data base
AUH3519 | Site 7570 | AUH |  | AUH3519 | AUHL3519 | AUHNR3519 |  | On Air | On Air | On Air | 2016-09-29 | Permanent | 24.5298 | 54.6703 | Nokia | Outdoor | EITC Passive Infrastructure | Greenfield | Outdoor Green field-du Owned | Du Solo | Monopole | 3G+4G+5G | AirScale | LTE-3CC |  | U900 F1-U900 F2-U2100 F2 | L800+L1800-F1+L1800-F2 | 1cc | 2044200 | 38 |  |  | n41 | 3 | 3 | [32 empty] | MW | 0 | 40 | #N/A | from data base
AUH3525 | Site 7571 | AUH |  | AUH3525 | AUHL3525 | AUHNR3525 |  | On Air | On Air | On Air | 2016-07-21 | Permanent | 24.2597 | 54.6303 | Nokia | Outdoor | Site Sharing | ETC Site Share | Outdoor Site Sharing-Etisalat Owned | SS Opex | Etisalat_Opex | 3G+4G+5G | AirScale | LTE-4CC | 4T4R | U900 F1-U900 F2-U2100 F2 | L800+L1800-F1+L1800-F2+L2100 | 2cc | 2044400 | 20 |  |  | n78 | 3 | 3 | [32 empty] | IIB | AUH-3525-CSG-SAR-X-1 | 20 | Monopole | sharing site/ from data base
AUH3526 | Site 7572 | AUH |  | AUH3526 | AUHL3526 | AUHNR3526 |  | On Air | On Air | On Air | 2021-04-12 | Permanent | 24.4861 | 54.3812 | Nokia | Outdoor | EITC Passive Infrastructure | Rooftop | RT-du Owned | Du Solo | Rooftop | 3G+4G+5G | AirScale | LTE-3CC |  | U900 F1-U900 F2-U2100 F2 | L800+L1800-F1+L1800-F2 | 2cc | 2501200 | 23 |  |  | n78 | 3 | 3 | [32 empty] | IIB | AUH-3526-CSG-IXR-E-1 | 3 | Rooftop | Rooftop
AUH3530 | Site 7573 | AUH |  | AUH3530 | AUHL3530 | AUHNR3530 |  | On Air | On Air | On Air | 2016-12-07 | Permanent | 24.5001 | 54.3891 | Nokia | Outdoor | EITC Passive Infrastructure | Rooftop | RT-du Owned | Du Solo | Rooftop | 3G+4G+5G | AirScale | LTE-2CC |  | U900 F1-U900 F2-U2100 F2 | L800+L1800-F1 | 1cc | 2047400 | 29 |  |  | n78 | 3 | 3 | [32 empty] | IIB | AUH-3530-CSG-SAR-X-1 | 3 | #N/A | Rooftop
AUH3531 | Site 7574 | AUH |  | AUH3531 | AUHL3531 | AUHNR3531 |  | On Air | On Air | On Air | 2017-07-11 | Permanent | 24.3564 | 54.6325 | Nokia | Outdoor | Site Sharing | ETC Site Share | Outdoor Site Sharing-Etisalat Owned | SS Opex | Etisalat_Opex | 3G+4G+5G | AirScale | LTE-3CC |  | U900 F1-U900 F2-U2100 F2 | L800+L1800-F1+L1800-F2 | 2cc | 2004500 | 30 |  |  | n78 | 3 | 3 | [32 empty] | IIB | Passive to AUH-1416-AGGR-SR12E-1 | 35 | Monopole | sharing site/ from data base
AUH3520 | Site 7575 | AUH |  | AUH3520 | AUHL3520 | AUHNR3520 |  | On Air | On Air | On Air | 2016-09-18 | Permanent | 24.3805 | 54.7197 | Nokia | Outdoor | EITC Passive Infrastructure | Greenfield | Outdoor Green field-du Owned | Du Solo | Monopole | 3G+4G+5G | AirScale | LTE-3CC |  | U900 F1-U900 F2-U2100 F2 | L800+L1800-F1+L1800-F2 | 2cc | 2046500 | 30 |  |  | n78 | 6 | 3 | [32 empty] | IIB | AUH-3520-CSG-ASR920-LD-1 | 30 | #N/A | from data base
AUH3522 | Site 7576 | AUH |  | AUH3522 | AUHL3522 | AUHNR3522 |  | On Air | On Air | On Air | 2016-06-21 | Permanent | 24.3694 | 54.4812 | Nokia | Outdoor | EITC Passive Infrastructure | Greenfield | Outdoor Green field-du Owned | Du Solo | RDU - Monopole | 3G+4G+5G | AirScale | LTE-3CC |  | U900 F1-U900 F2-U2100 F2 | L800+L1800-F1+L1800-F2 | 1cc | 2600200 | 30 |  |  | n41 | 7 | 3 | [32 empty] | IIB | AUH-3522-CSG-SAR-X-1 | 30 | #N/A | from data base
AUH3524 | Site 7577 | AUH |  | AUH3524 | AUHL3524 | AUHNR3524 |  | On Air | On Air | On Air | 2016-04-07 | Permanent | 24.2984 | 54.5555 | Nokia | Outdoor | EITC Passive Infrastructure | Greenfield | Outdoor Green field-du Owned | Du Solo | Monopole | 3G+4G+5G | AirScale | LTE-4CC |  | U900 F1-U900 F2-U2100 F2 | L800+L1800-F1+L1800-F2+L2100 | 1cc | 2044801 | 30 |  |  | n41 | 3 | 3 | [32 empty] | IIB | AUH-3524-CSG-ASR920-LD-1 | 30 | #N/A | from data base
AUH3741 | Site 7578 | AUH |  | AUH3741 | AUHL3741 | AUHNR3741 |  | On Air | On Air | On Air | 2009 | Permanent | 24.6842 | 54.7401 | Nokia | Outdoor | Site Sharing | SS Capex | Outdoor Taawn-Etisalat Lead | SS Capex | ETC Capex | 3G+4G+5G | BTS3910 | LTE-3CC |  | U900 F1-U900 F2-U2100 F2 | L800+L1800-F1+L1800-F2 | 1cc | 2100000 | 36.5 |  |  | n41 | 3 | 3 | [32 empty] | IIB | AUH-3741-CSG-SAR-X-1 | 40 | Monopole | sharing site/ from data base
AUH3536 | Site 7579 | AUH |  | AUH3536 | AUHL3536 | AUHNR3536 |  | On Air | On Air | On Air | 2016-08-23 | Permanent | 24.3369 | 54.4631 | Nokia | Outdoor | EITC Passive Infrastructure | Greenfield | Outdoor Green field-du Owned | Du Solo | RDU | 3G+4G+5G | AirScale | LTE-3CC |  | U900 F1-U900 F2-U2100 F2 | L800+L1800-F1+L1800-F2 | 2cc | 2600100 | 25 |  |  | n78 | 3 | 3 | [32 empty] | MW | 0 | 25 | #N/A | from data base
AUH3542 | Site 7580 | AUH |  | AUH3542 | AUHL3542 | AUHNR3542 |  | On Air | On Air | On Air | 2009 | Permanent | 24.3268 | 54.696 | Nokia | Outdoor | Site Sharing | ETC Site Share | Outdoor Site Sharing-Etisalat Owned | SS Opex | Etisalat_Opex | 3G+4G+5G | AirScale | LTE-3CC |  | U900 F1-U900 F2-U2100 F2 | L800+L1800-F1+L1800-F2 | 1cc | 2443300 | 30 |  |  | n41 | 3 | 3 | [32 empty] | IIB | AUH-3542-CSG-SAR-X-1 | 35 | Monopole | sharing site/ from data base
AUH3543 | Site 7581 | AUH |  | AUH3543 | AUHL3543 | AUHNR3543 |  | On Air | On Air | On Air | 2016-08-08 | Permanent | 24.359 | 54.6851 | Nokia | Outdoor | Site Sharing | ETC Site Share | Outdoor Site Sharing-Etisalat Owned | SS Opex | Etisalat_Opex | 3G+4G+5G | AirScale | LTE-2CC |  | U900 F1-U900 F2-U2100 F2 | L800+L1800-F1 | 2cc | 2046500 | 25 |  |  | n78 | 3 | 3 | [32 empty] | IIB | AUH-3543-CSG-SAR-X-1 | 30 | Monopole | sharing site/ from data base
AUH2537 | Site 7582 | AUH | AUH2537 | AUH2537 | AUHL3537 |  | On Air | On Air | On Air |  | 2012-12-30 | Permanent | 24.6171 | 54.4741 | Nokia | Outdoor | EITC Passive Infrastructure | Greenfield | Outdoor Green field-du Owned | Du Solo | Monopole | 2G+3G+4G | AirScale | LTE |  | U900 F1-U900 F2-U2100 F2 | L800 |  | 2418000 | 28.5 |  |  |  | 4 | [33 empty] | MW | 0 | 30 | #N/A | from data base
AUH3538 | Site 7583 | AUH |  | AUH3538 | AUHL3538 | AUHNR3538 |  | On Air | On Air | On Air | 2016-05-03 | Permanent | 24.4098 | 54.6098 | Nokia | Outdoor | EITC Passive Infrastructure | Greenfield | Outdoor Green field-du Owned | Du Solo | RDU | 3G+4G+5G | AirScale | LTE-2CC |  | U900 F1-U900 F2-U2100 F2 | L800+L1800-F1 | 2cc | 2042600 | 30 |  |  | n78 | 3 | 3 | [32 empty] | IIB | AUH-3538-CSG-IXR-E-1 | 30 | #N/A | from data base
AUH3550 | Site 7584 | AUH |  | AUH3550 | AUHL3550 | AUHNR3550 |  | On Air | On Air | On Air | 2016-07-25 | Permanent | 24.2494 | 54.6708 | Nokia | Outdoor | Site Sharing | ETC Site Share | Outdoor Site Sharing-Etisalat Owned | SS Opex | Etisalat_Opex | 3G+4G+5G | AirScale | LTE-3CC |  | U900 F1-U900 F2-U2100 F2 | L800+L1800-F1+L1800-F2 | 1cc | 2047502 | 30 |  |  | n41 | 3 | 3 | [32 empty] | IIB | AUH-3550-CSG-SAR-X-1 | 40 | Monopole | sharing site/ from data base
AUH3551 | Site 7585 | AUH |  | AUH3551 | AUHL3551 | AUHNR3551 |  | On Air | On Air | On Air | 2016-12-18 | Permanent | 24.4222 | 54.5884 | Nokia | Outdoor | Site Sharing | ETC Site Share | Outdoor Site Sharing-Etisalat Owned | SS Opex | Etisalat_Opex | 3G+4G+5G | AirScale | LTE-4CC |  | U900 F1-U900 F2-U2100 F2 | L800+L1800-F1+L1800-F2+L2100 | 2cc | 2042600 | 25 |  |  | n78 | 3 | 3 | [32 empty] | IIB | AUH-3551-CSG-ASR920-LD-1 | 30 | Monopole | sharing site/ from data base
AUH3553 | Site 7586 | AUH |  | AUH3553 | AUHL3553 | AUHNR3553 |  | On Air | On Air | On Air | 2016-12-22 | Permanent | 24.422 | 54.6017 | Nokia | Outdoor | Site Sharing | ETC Site Share | Outdoor Site Sharing-Etisalat Owned | SS Opex | Etisalat_Opex | 3G+4G+5G | AirScale | LTE-2CC |  | U900 F1-U900 F2-U2100 F2 | L800+L1800-F1 | 2cc | 2042600 | 25 |  |  | n78 | 3 | 3 | [32 empty] | IIB | AUH-3553-CSG-IXR-E-1 | 30 | Monopole | sharing site/ from data base
AUH3555 | Site 7587 | AUH |  | AUH3555 | AUHL3555 |  |  | On Air | On Air |  | 2016-12-21 | Permanent | 24.1783 | 54.7025 | Nokia | Outdoor | Site Sharing | ETC Site Share | Outdoor Site Sharing-Etisalat Owned | SS Opex | Etisalat_Opex | 3G+4G | BTS3900 | LTE |  | U900 F1-U900 F2-U2100 F2 | L800 |  | 2047502 | 30 |  |  |  | 6 | [33 empty] | MW | 0 | 35 | 35m Mp | sharing site/ from data base
AUH3540 | Site 7588 | AUH |  | AUH3540 | AUHL3540 | AUHNR3540 |  | On Air | On Air | On Air | 2016-09-25 | Permanent | 24.3217 | 54.5675 | Nokia | Outdoor | EITC Passive Infrastructure | Greenfield | Outdoor Green field-du Owned | Du Solo | Monopole | 3G+4G+5G | AirScale | LTE-4CC |  | U900 F1-U900 F2-U2100 F2 | L800+L1800-F1+L1800-F2+L2100 | 1cc | 2044801 | 30 |  |  | n41 | 3 | 3 | [32 empty] | MW | 0 | 30 | #N/A | from data base
AUH3780 | Site 7589 | AUH |  | AUH3780 | AUHL3780 | AUHNR3780 |  | On Air | On Air | On Air | 2019-07-08 | Permanent | 24.3034 | 54.4868 | Nokia | Outdoor | Site Sharing | SS Capex | Outdoor Taawn-Etisalat Lead | SS Capex | ETC Capex | 3G+4G+5G | AirScale | LTE-3CC |  | U900 F1-U900 F2-U2100 F2 | L800+L1800-F1+L1800-F2 | 2cc | 2041000 | 35 |  |  | n78 | 3 | 3 | [32 empty] | IIB | AUH-3780-CSG-SAR-X-1 | 40 | Monopole | sharing site/ from data base
AUH3566 | Site 7590 | AUH |  | AUH3566 | AUHL3566 | AUHNR3566 |  | On Air | On Air | On Air | 2020-03-29 | Permanent | 24.4303 | 54.4442 | Nokia | Outdoor | Site Sharing | ETC Site Share | Outdoor Site Sharing-Etisalat Owned | SS Opex | Etisalat_Opex | 3G+4G+5G | AirScale | LTE-3CC |  | U900 F1-U900 F2 | L800+L1800-F1+L1800-F2 | 2cc | 2501600 | 25 |  |  | n78 | 3 | 3 | [32 empty] | IIB | AUH-3566-CSG-N540-LD-1 | 30 | Monopole | sharing site/ from data base
AUH3567 | Site 7591 | AUH | AUH3567 | AUH3567 | AUHL3567 | AUHNR3567 | On Air | On Air | On Air | On Air | 2016-12-07 | Permanent | 24.4906 | 54.3744 | Nokia | Outdoor | EITC Passive Infrastructure | Rooftop | RT-du Owned | Du Solo | Rooftop | 2G+3G+4G+5G | AirScale | LTE-4CC | 4T4R | U900 F1-U900 F2-U2100 F2 | L800+L1800-F1+L1800-F2+L2100 | 2cc | 2501200 | 37 |  |  | n78 | 3 | 3 | [32 empty] | IIB | AUH-3567-CSG-IXR-E-1 | 3 | #N/A | Rooftop
AUH2546 | Site 7592 | AUH | AUH2546 | AUH2546 | AUHL3546 | AUHNR2546 | On Air | On Air | On Air | On Air | 2012-11-24 | Permanent | 24.6622 | 54.77 | Nokia | Outdoor | EITC Passive Infrastructure | Greenfield | Outdoor Green field-du Owned | DU Solo | Monopole | 2G+3G+4G+5G | BTS3900/Flexi 2G | LTE |  | U900 F1-U900 F2-U2100 F2 | L1800-F1 | 1cc | 2004700 | 26.5 |  |  | n41 | 3 | 3 | [32 empty] | IIB | AUH-2546-CSG-SAR-8-1 | 30 | #N/A | from data base
AUH3569 | Site 7593 | AUH |  | AUH3569 | AUHL3569 | AUHNR3569 |  | On Air | On Air | On Air | 2017-02-19 | Permanent | 24.4571 | 54.384 | Nokia | Outdoor | EITC Passive Infrastructure | Rooftop | RT-du Owned | Du Solo | Rooftop | 3G+4G+5G | AirScale | LTE-4CC |  | U900 F1-U900 F2-U2100 F2 | L800+L1800-F1+L1800-F2+L2100 | 2cc | 2501000 | 31 |  |  | n78 | 3 | 3 | [32 empty] | IIB | AUH-3569-CSG-SAR-X-1 | 3 | #N/A | Rooftop
AUH3547 | Site 7594 | AUH |  | AUH3547 | AUHL3547 | AUHNR3547 |  | On Air | On Air | On Air | 2016-07-05 | Permanent | 24.2547 | 54.6314 | Nokia | Outdoor | EITC Passive Infrastructure | Greenfield | Outdoor Green field-du Owned | Du Solo | RDU | 3G+4G+5G | AirScale | LTE-5CC | 4T4R | U900 F1-U900 F2-U2100 F2 | L800+L1800-F1+L1800-F2+L2100+L700 | 2cc | 2044400 | 25 |  |  | n78 | 3 | 3 | [32 empty] | MW | 0 | 25 | #N/A | from data base
AUH3568 | Site 7595 | AUH |  | AUH3568 | AUHL3568 | AUHNR3568 |  | On Air | On Air | On Air | 2016-11-02 | Permanent | 24.4304 | 54.4652 | Nokia | Outdoor | EITC Passive Infrastructure | Greenfield | Outdoor Green field-du Owned | Du Solo | Palm Tree | 3G+4G+5G | AirScale | LTE-3CC |  | U900 F1-U900 F2-U2100 F2 | L800+L1800-F1+L1800-F2 | 2cc | 2501600 | 30 |  |  | n78 | 3 | 3 | [32 empty] | IIB | AUH-3568-CSG-SAR-X-1 | 30 | #N/A | from data base
AUH3581 | Site 7596 | AUH |  | AUH3581 | AUHL3581 | AUHNR3581 |  | On Air | On Air | On Air | 2009 | Permanent | 24.31 | 54.6239 | Nokia | Outdoor | Site Sharing | ETC Site Share | Outdoor Site Sharing-Etisalat Owned | SS Opex | Etisalat_Opex | 3G+4G+5G | AirScale | LTE-3CC |  | U900 F1-U900 F2-U2100 F2 | L800+L1800-F1+L1800-F2 | 2cc | 2046100 | 25 |  |  | n78 | 3 | 3 | [32 empty] | IIB | AUH-3581-CSG-N540-LD-1 | 30 | LampPole | sharing site/ from data base
AUH3571 | Site 7597 | AUH |  | AUH3571 | AUHL3571 |  |  | On Air | On Air |  | 2019-12-07 | Permanent | 24.4897 | 54.4438 | Nokia | Outdoor | EITC Passive Infrastructure | Greenfield | Outdoor Green field-du Owned | Du Solo | RDU | 3G+4G | AirScale | LTE |  | U900 F1-U900 F2-U2100 F2 | L800 |  | 2041600 | 35 |  |  |  | 3 | [33 empty] | MW | 0 | 35 | #N/A | from data base
AUH3577 | Site 7598 | AUH |  | AUH3577 | AUHL3577 | AUHNR3577 |  | On Air | On Air | On Air | 2017 | Permanent | 24.6697 | 54.746 | Nokia | Outdoor | EITC Passive Infrastructure | Greenfield | Outdoor Green field-du Owned | Du Solo | Monopole | 3G+4G+5G | BTS3910 | LTE-4CC |  | U900 F1-U900 F2-U2100 F2 | L800+L1800-F1+L1800-F2+L2100 | 1cc | 2004700 | 30 |  |  | n41 | 3 | 3 | [32 empty] | IIB | AUH-3577-CSG-SAR-X-1 | 30 | #N/A | from data base
AUH3580 | Site 7599 | AUH |  | AUH3580 | AUHL3580 |  |  | On Air | On Air |  | 2016-09-01 | Permanent | 24.1613 | 54.7133 | Nokia | Outdoor | EITC Passive Infrastructure | Greenfield | Outdoor Green field-du Owned | Du Solo | RDU | 3G+4G | AirScale | LTE-3CC |  | U900 F1-U900 F2-U2100 F2 | L800+L1800-F1+L1800-F2 |  | 2047502 | 30 |  |  |  | 3 | [33 empty] | IIB | AUH-3580-CSG-N540-LD-1 | 30 | #N/A | from data base
AUH3606 | Site 7600 | AUH |  | AUH3606 | AUHL3606 |  |  | On Air | On Air |  | 2009 | Permanent | 24.4573 | 54.3153 | Nokia | Outdoor | Site Sharing | ETC Site Share | Outdoor Site Sharing-Etisalat Owned | SS Opex | Etisalat_Opex | 3G+4G | AirScale | LTE-2CC |  | U900 F1-U900 F2-U2100 F2 | L1800-F1+L1800-F2 |  | 2500500 | 30 |  |  |  | 3 | [33 empty] | MW | 0 | 30 | PalmTree | sharing site/ from data base
AUH2613 | Site 7601 | AUH |  | AUH2613 | AUHL3613 | AUHNR2613 |  | On Air | On Air | On Air | 2021-12-28 | Permanent | 24.4971 | 54.3778 | Nokia | Outdoor | EITC Passive Infrastructure | Rooftop | RT-du Owned | Du Solo | Rooftop | 3G+4G+5G | AirScale | LTE-4CC |  | U900 F1-U900 F2-U2100 F2 | L800+L1800-F1+L1800-F2+L2100 | 2cc | 2500100 | 41 |  |  | n78 | 4 | 3 | [32 empty] | IIB | AUH-2613-CSG-IXR-E-1 | 3 | Rooftop | Rooftop
AUH3614 | Site 7602 | AUH | AUH3614 | AUH3614 | AUHL3614 | AUHNR3614 | On Air | On Air | On Air | On Air | 2017-09-25 | Permanent | 24.3623 | 54.518 | Nokia | Outdoor | EITC Passive Infrastructure | Rooftop | RT-du Owned | Du Solo | Water Tank | 2G+3G+4G+5G | AirScale | LTE-4CC | 4T4R | U900 F1-U900 F2-U2100 F2 | L800+L1800-F1+L1800-F2+L2100 | 2cc | 2600200 | 30 |  |  | n78 | 4 | 3 | [32 empty] | IIB | AUH-3614-CSG-SAR-X-1 | 3 | #N/A | Rooftop
AUH3615 | Site 7603 | AUH | AUH3615 | AUH3615 | AUHL3615 | AUHNR3615 | On Air | On Air | On Air | On Air | 2017-10-12 | Permanent | 24.2524 | 54.6268 | Nokia | Outdoor | EITC Passive Infrastructure | Rooftop | RT-du Owned | Du Solo | Water Tank | 2G+3G+4G+5G | AirScale | LTE-5CC | 4T4R | U900 F1-U900 F2-U2100 F2 | L800+L1800-F1+L1800-F2+L2100+L700 | 2cc | 2044400 | 25 |  |  | n78 | 4 | 3 | [32 empty] | MW | 0 | 3 | #N/A | Rooftop
AUH3781 | Site 7604 | AUH |  | AUH3781 | AUHL3781 | AUHNR3781 |  | On Air | On Air | On Air | 2009 | Permanent | 24.5376 | 54.4186 | Nokia | Outdoor | Site Sharing | SS Capex | Outdoor Taawn-Etisalat Lead | SS Capex | ETC Capex | 3G+4G+5G | BTS3910 | LTE-3CC |  | U900 F1-U900 F2-U2100 F2 | L800+L1800-F1+L1800-F2 | 2cc | 2046700 | 33.5 |  |  | n78 | 3 | 3 | [32 empty] | MW | 0 | 35 | PalmTree | sharing site/ from data base
AUH3620 | Site 7605 | AUH |  | AUH3620 | AUHL3620 | AUHNR3620 |  | On Air | On Air | On Air | 2017-10-01 | Permanent | 24.5511 | 54.6917 | Nokia | Outdoor | EITC Passive Infrastructure | Rooftop | RT-du Owned | Du Solo | Rooftop | 3G+4G+5G | AirScale | LTE-4CC |  | U900 F1-U900 F2-U2100 F2 | L800+L1800-F1+L1800-F2+L2100 | 1cc | 2047000 | 26 |  |  | n41 | 4 | 3 | [32 empty] | IIB | Passive AUH-1437-PREAGG-SR7-1 | 3 | #N/A | Rooftop
AUH2607 | Site 7606 | AUH | AUH2607 | AUH2607 | AUHL3607 | AUHNR2607 | On Air | On Air | On Air | On Air | 2009 | Permanent | 24.6182 | 54.7197 | Nokia | Outdoor | EITC Passive Infrastructure | Greenfield | Outdoor Green field-du Owned | Du Solo | Monopole | 2G+3G+4G+5G | BTS3900/Flexi 2G | LTE-4CC |  | U900 F1-U900 F2-U2100 F2 | L800+L1800-F1+L1800-F2+L2100 | 1cc | 2043700 | 38 |  |  | n41 | 3 | 3 | [32 empty] | IIB | AUH-2607-CSG-IXR-E-1 | 40 | #N/A | from data base
AUH3627 | Site 7607 | AUH |  | AUH3627 | AUHL3627 | AUHNR3627 |  | On Air | On Air | On Air | 2017-05-17 | Permanent | 24.418 | 54.6064 | Nokia | Outdoor | Site Sharing | ETC Site Share | Outdoor Site Sharing-Etisalat Owned | SS Opex | Etisalat_Opex | 3G+4G+5G | AirScale | LTE-2CC |  | U900 F1-U900 F2-U2100 F2 | L800+L1800-F1 | 2cc | 2042600 | 35 |  |  | n78 | 3 | 3 | [32 empty] | IIB | AUH-3627-CSG-N540-LD-1 | 40 | Monopole | sharing site/ from data base
AUH3635 | Site 7608 | AUH |  | AUH3635 | AUHL3635 | AUHNR3635 |  | On Air | On Air | On Air | 2017 | Permanent | 24.5083 | 54.6015 | Nokia | Outdoor | Site Sharing | ETC Site Share | Outdoor Site Sharing-Etisalat Owned | SS Opex | Etisalat_Opex | 3G+4G+5G | BTS3910 | LTE-3CC |  | U900 F1-U900 F2-U2100 F2 | L800+L1800-F1+L1800-F2 | 2cc | 2004600 | 30 |  |  | n78 | 3 | 3 | [32 empty] | MW | 0 | 35 | Monopole | sharing site/ from data base
AUH3783 | Site 7609 | AUH |  | AUH3783 | AUHL3783 | AUHNR3783 |  | On Air | On Air | On Air | 2009 | Permanent | 24.4877 | 54.5871 | Nokia | Outdoor | Site Sharing | SS Capex | Outdoor Taawn-Etisalat Lead | SS Capex | ETC Capex | 3G+4G+5G | AirScale | LTE-3CC |  | U900 F1-U900 F2-U2100 F2 | L800+L1800-F1+L1800-F2 | 2cc | 2004600 | 30 |  |  | n78 | 3 | 3 | [32 empty] | IIB | AUH-3783-CSG-IXR-E-1 | 35 | LampPole | sharing site/ from data base
AUH3642 | Site 7610 | AUH |  | AUH3642 | AUHL3642 | AUHNR3642 |  | On Air | On Air | On Air | 2017-09-11 | Permanent | 24.3479 | 54.7011 | Nokia | Outdoor | Site Sharing | ETC Site Share | Outdoor Site Sharing-Etisalat Owned | SS Opex | Etisalat_Opex | 3G+4G+5G | AirScale | LTE-3CC |  | U900 F1-U900 F2-U2100 F2 | L800+L1800-F1+L1800-F2 | 2cc | 2046500 | 30 |  |  | n78 | 4 | 3 | [32 empty] | IIB | AUH-3642-CSG-ASR920-LD-1 | 35 | 35m Mp | sharing site/ from data base
AUH3633 | Site 7611 | AUH |  | AUH3633 | AUHL3633 | AUHNR3633 |  | On Air | On Air | On Air | 2017-04-02 | Permanent | 24.4919 | 54.4112 | Nokia | Outdoor | EITC Passive Infrastructure | Greenfield | Outdoor Green field-du Owned | Du Solo | RDU - Palm Tree | 3G+4G+5G | AirScale | LTE-3CC |  | U900 F1-U900 F2-U2100 F2 | L800+L1800-F1+L1800-F2 | 2cc | 2045700 | 35 |  |  | n78 | 3 | 3 | [32 empty] | MW | 0 | 35 | #N/A | from data base
AUH3636 | Site 7612 | AUH |  | AUH3636 | AUHL3636 | AUHNR3636 |  | On Air | On Air | On Air | 2017 | Permanent | 24.2858 | 54.6016 | Nokia | Outdoor | EITC Passive Infrastructure | Greenfield | Outdoor Green field-du Owned | Du Solo | Monopole | 3G+4G+5G | AirScale | LTE-4CC |  | U900 F1-U900 F2-U2100 F2 | L800+L1800-F1+L1800-F2+L2100 | 2cc | 2044400 | 30 |  |  | n78 | 6 | 3 | [32 empty] | IIB | AUH-3636-CSG-SAR-X-1 | 30 | #N/A | from data base
AUH3640 | Site 7613 | AUH |  | AUH3640 | AUHL3640 | AUHNR3640 |  | On Air | On Air | On Air | 2020-04-18 | Permanent | 24.6732 | 55.1714 | Nokia | Outdoor | EITC Passive Infrastructure | Greenfield | Outdoor Green field-du Owned | Du Solo | RDU | 3G+4G+5G | BTS5900 | LTE-4CC | 4T4R | U900 F1-U900 F2-U2100 F2 | L800+L1800-F1+L1800-F2+L2100 | 1cc | 8005200 | 30 |  |  | n41 | 3 | 3 | [32 empty] | IIB | AUH-3640-CSG-IXR-E-1 | 30 | 30m-RDU | confirmed
AUH3643 | Site 7614 | AUH |  | AUH3643 | AUHL3643 | AUHNR3643 |  | On Air | On Air | On Air | 2017-11-04 | Permanent | 24.4107 | 54.7516 | Nokia | Outdoor | EITC Passive Infrastructure | Greenfield | Outdoor Green field-du Owned | Du Solo | Monopole | 3G+4G+5G | AirScale | LTE-4CC | 4T4R | U900 F1-U900 F2-U2100 F2 | L800+L1800-F1+L1800-F2+L2100 | 2cc | 2046500 | 30 |  |  | n78 | 3 | 3 | [32 empty] | IIB | AUH-3643-CSG-SAR-X-1 | 30 | #N/A | from data base
AUH3663 | Site 7615 | AUH | AUH3663 | AUH3663 | AUHL3663 | AUHNR3663 | Locked | On Air | On Air | On Air | 2017-01-26 | Permanent | 24.4995 | 54.4128 | Nokia | Outdoor | EITC Passive Infrastructure | Greenfield | Outdoor Green field-du Owned | Du Solo | RDU | 2G+3G+4G+5G | AirScale | LTE-3CC |  | U900 F1-U900 F2-U2100 F2 | L800+L1800-F1+L1800-F2 | 2cc | 2045700 | 30 |  |  | n78 | 3 | 3 | [32 empty] | MW | 0 | 30 | #N/A | from data base
AUH3664 | Site 7616 | AUH | AUH3664 | AUH3664 | AUHL3664 | AUHNR3664 | Locked | On Air | On Air | On Air | 2017-01-26 | Permanent | 24.5063 | 54.4114 | Nokia | Outdoor | EITC Passive Infrastructure | Greenfield | Outdoor Green field-du Owned | Du Solo | RDU | 2G+3G+4G+5G | AirScale | LTE-4CC |  | U900 F1-U900 F2-U2100 F2 | L800+L1800-F1+L1800-F2+L2100 | 2cc | 2045700 | 30 |  |  | n78 | 3 | 3 | [32 empty] | MW | 0 | 30 | #N/A | from data base
AUH3678 | Site 7617 | AUH |  | AUH3678 | AUHL3678 | AUHNR3678 |  | On Air | On Air | On Air | 2009 | Permanent | 24.4031 | 54.4649 | Nokia | Outdoor | Site Sharing | ETC Site Share | Outdoor Site Sharing-Etisalat Owned | SS Opex | Etisalat_Opex | 3G+4G+5G | AirScale | LTE-2CC |  | U900 F1-U900 F2-U2100 F2 | L800+L1800-F1 | 2cc | 2501700 | 25 |  |  | n78 | 3 | 3 | [32 empty] | IIB | AUH-3678-CSG-SAR-X-1 | 30 | Monopole | sharing site/ from data base
AUH3680 | Site 7618 | AUH |  | AUH3680 | AUHL3680 | AUHNR3680 |  | On Air | On Air | On Air | 2020-07-21 | Permanent | 24.3092 | 54.5911 | Nokia | Outdoor | EITC Passive Infrastructure | Greenfield | Outdoor Taawn-du Lead | Du Capex | Du Capex | 3G+4G+5G | AirScale | LTE-3CC |  | U900 F1-U900 F2 | L800+L1800-F1+L1800-F2 | 2cc | 2044801 | 40 |  |  | n78 | 3 | 3 | [32 empty] | IIB | Passive AUH-2132-PREAGG-SR7-1 | 40 | 40m-HD-MP | confirmed
AUH3681 | Site 7619 | AUH |  | AUH3681 | AUHL3681 | AUHNR3681 |  | On Air | On Air | On Air | 2021-08-02 | Permanent | 24.3156 | 54.5891 | Nokia | Outdoor | EITC Passive Infrastructure | Greenfield | Outdoor Taawn-du Lead | Du Capex | Du Capex | 3G+4G+5G | AirScale | LTE-3CC |  | U900 F1-U900 F2 | L800+L1800-F1+L1800-F2 | 2cc | 2044801 | 40 |  |  | n78 | 3 | 3 | [32 empty] | IIB | Passive AUH-2132-PREAGG-SR7-1 | 40 | 40m-HD-MP | confirmed
AUH3683 | Site 7620 | AUH |  | AUH3683 | AUHL3683 |  |  | On Air | On Air |  | 2017-08-20 | Permanent | 24.4751 | 54.3181 | Nokia | Outdoor | Site Sharing | ETC Site Share | Outdoor Site Sharing-Etisalat Owned | SS Opex | Etisalat_Opex | 3G+4G | AirScale | LTE-4CC |  | U900 F1-U900 F2-U2100 F2 | L800+L1800-F1+L1800-F2+L2100 |  | 2500500 | 25 |  |  |  | 3 | [33 empty] | IIB | AUH-3683-CSG-SAR-X-1 | 30 | PalmTree | sharing site/ from data base
AUH3784 | Site 7621 | AUH |  | AUH3784 | AUHL3784 | AUHNR3784 |  | On air | On Air | On Air | 2023 | Monopole | 24.4599 | 54.6344 | Nokia | Outdoor | Site Sharing | SS Capex | Outdoor Taawn-Etisalat Lead | SS Capex | ETC Capex | 3G+4G+5G | Airscale | LTE-3CC |  | U900 F1-U900 F2 | L800+L1800-F1+L1800-F2 | 2cc | 2044300 | 30 |  |  | n78 | 4 | 3 | [32 empty] | MW | 0
AUH3705 | Site 7622 | AUH |  | AUH3705 | AUHL3705 | AUHNR3705 |  | On Air | On Air | On Air | 2017 | Permanent | 24.471 | 54.3406 | Nokia | Outdoor | EITC Passive Infrastructure | Rooftop | RT-du Owned | Du Solo | Rooftop | 3G+4G+5G | AirScale | LTE-4CC |  | U900 F1-U900 F2-U2100 F2 | L800+L1800-F1+L1800-F2+L2100 | 2cc | 2501300 | 24 |  |  | n78 | 4 | 3 | [32 empty] | IIB | AUH3705-CSG-ASR920-LD-1 | 3 | #N/A | Rooftop
AUH3707 | Site 7623 | AUH |  | AUH3707 | AUHL3707 | AUHNR3707 |  | On Air | On Air | On Air | 2021-02-14 | Permanent | 24.3634 | 54.6608 | Nokia | Outdoor | EITC Passive Infrastructure | Greenfield | Outdoor Taawn-du Lead | Du Capex | Du Capex | 3G+4G+5G | AirScale | LTE-4CC |  | U900 F1-U900 F2 | L800+L1800-F1+L1800-F2+L2100 | 2cc | 2046400 | 35 |  |  | n78 | 4 | 3 | [32 empty] | IIB | AUH-3707-CSG-IXR-E-1 | 35 | 35m-MD-MP | confirmed
AUH3708 | Site 7624 | AUH |  | AUH3708 | AUHL3708 | AUHNR3708 |  | On Air | On Air | On Air | 2021-11-08 | Permanent | 24.3825 | 54.6728 | Nokia | Outdoor | EITC Passive Infrastructure | Greenfield | Outdoor Taawn-du Lead | Du Capex | Du Capex | 3G+4G+5G | AirScale | LTE-3CC |  | U900 F1-U900 F2 | L800+L1800-F1+L1800-F2 | 2cc | 2046400 | 40 |  |  | n78 | 3 | 3 | [32 empty] | IIB | AUH-2410-SCSG-IXR-R6-1 | 40 | 40m-HD-MP | confirmed
AUH3685 | Site 7625 | AUH |  | AUH3685 | AUHL3685 | AUHNR3685 |  | On Air | On Air | On Air | 2022-09-29 | Permanent | 24.3625 | 54.5316 | Nokia | Outdoor | EITC Passive Infrastructure | Greenfield | Outdoor Green field-du Owned | Du Solo | Greenfield | 3G+4G+5G | AirScale | LTE-3CC |  | U900 F1-U900 F2-U2100 F2 | L800+L1800-F1+L1800-F2 | 1cc | 2044802 | 40 |  |  | n41 | 3 | 3 | [32 empty] | MW | 0
AUH3695 | Site 7626 | AUH |  | AUH3695 | AUHL3695 | AUHNR3695 |  | On Air | On Air | On Air | 2017-08-14 | Permanent | 24.2241 | 54.683 | Nokia | Outdoor | EITC Passive Infrastructure | Greenfield | Outdoor Green field-du Owned | Du Solo | RDU - Palm Tree | 3G+4G+5G | AirScale | LTE-5CC |  | U900 F1-U900 F2-U2100 F2 | L800+L1800-F1+L1800-F2+L2100+L700 | 2cc | 2047502 | 28 |  |  | n78 | 4 | 3 | [32 empty] | IIB | AUH-3695-CSG-ASR920-LD-1 | 30 | #N/A | from data base
AUH3713 | Site 7627 | AUH |  | AUH3713 | AUHL3713 | AUHNR3713 |  | On Air | On Air | On Air | 2017 | Permanent | 24.4342 | 54.459 | Nokia | Outdoor | Site Sharing | ETC Site Share | Outdoor Site Sharing-Etisalat Owned | SS Opex | Etisalat_Opex | 3G+4G+5G | AirScale | LTE-3CC |  | U900 F1-U900 F2-U2100 F2 | L800+L1800-F1+L1800-F2 | 2cc | 2501600 | 25 |  |  | n78 | 4 | 3 | [32 empty] | IIB | Passive AUH-1090-PREAGG-SR7-1 | 30 | Monopole | sharing site/ from data base
AUH3714 | Site 7628 | AUH |  | AUH3714 | AUHL3714 | AUHNR3714 |  | On Air | On Air | On Air | 2009 | Permanent | 24.4129 | 54.4268 | Nokia | Outdoor | Site Sharing | ETC Site Share | Outdoor Site Sharing-Etisalat Owned | SS Opex | Etisalat_Opex | 3G+4G+5G | AirScale | LTE-3CC |  | U900 F1-U900 F2-U2100 F2 | L800+L1800-F1+L1800-F2 | 2cc | 2502000 | 25 |  |  | n78 | 3 | 3 | [32 empty] | IIB | AUH-3714-CSG-SAR-X-1 | 30 | Monopole | sharing site/ from data base
AUH3716 | Site 7629 | AUH |  | AUH3716 | AUHL3716 | AUHNR3716 |  | On Air | On Air | On Air | 2019-04-17 | Permanent | 24.4805 | 54.32 | Nokia | Outdoor | EITC Passive Infrastructure | Rooftop | RT-du Owned | Du Solo | Rooftop | 3G+4G+5G | AirScale | LTE-3CC |  | U900 F1-U900 F2-U2100 F2 | L800+L1800-F1+L1800-F2 | 2cc | 2500500 | 30 |  |  | n78 | 4 | 3 | [32 empty] | MW | 0 | 3 | #N/A | Rooftop
AUH3710 | Site 7630 | AUH |  | AUH3710 | AUHL3710 | AUHNR3710 |  | On Air | On Air | On Air | 2021-09-12 | Permanent | 24.3907 | 54.6692 | Nokia | Outdoor | EITC Passive Infrastructure | Greenfield | Outdoor Green field-du Owned | Du Solo | GreenField | 3G+4G+5G | AirScale | LTE-3CC |  | U900 F1-U900 F2 | L800+L1800-F1+L1800-F2 | 2cc | 2046400 | 35 |  |  | n78 | 3 | 3 | [32 empty] | IIB | AUH-2170-PREAGG-SR7-1 | 35 | 35m-MD-MP | confirmed
AUH3718 | Site 7631 | AUH |  | AUH3718 | AUHL3718 |  |  | On Air | On Air |  | 2009 | Permanent | 24.1387 | 54.7417 | Nokia | Outdoor | Site Sharing | ETC Site Share | Outdoor Site Sharing-Etisalat Owned | SS Opex | Etisalat_Opex | 3G+4G | AirScale | LTE-2CC |  | U900 F1-U900 F2-U2100 F2 | L800+L1800-F1 |  | 2430100 | 25 |  |  |  | 3 | [33 empty] | IIB | AUH-3718-CSG-N540-LD-1 | 30 | PalmTree | sharing site/ from data base
AUH3712 | Site 7632 | AUH |  | AUH3712 | AUHL3712 | AUHNR3712 |  | On Air | On Air | On Air | 2017 | Permanent | 24.4696 | 54.3362 | Nokia | Outdoor | EITC Passive Infrastructure | Greenfield | Outdoor Green field-du Owned | Du Solo | Palm Tree - RDU | 3G+4G+5G | AirScale | LTE-4CC | 4T4R | U900 F1-U900 F2-U2100 F2 | L800+L1800-F1+L1800-F2+L2100 | 2cc | 2500400 | 30 |  |  | n78 | 3 | 3 | [32 empty] | IIB | AUH-3712-CSG-IXR-E-1 | 30 | #N/A | from data base
AUH3715 | Site 7633 | AUH |  | AUH3715 | AUHL3715 | AUHNR3715 |  | On Air | On Air | On Air | 2017-10-19 | Permanent | 24.4485 | 54.3767 | Nokia | Outdoor | EITC Passive Infrastructure | Greenfield | Outdoor Green field-du Owned | Du Solo | RDU - Palm Tree | 3G+4G+5G | AirScale | LTE-2CC |  | U900 F1-U900 F2-U2100 F2 | L800+L1800-F1 | 2cc | 2500700 | 25 |  |  | n78 | 3 | 3 | [32 empty] | IIB | AUH-3715-CSG-IXR-E-1 | 25 | #N/A | from data base
AUH3724 | Site 7634 | AUH |  | AUH3724 | AUHL3724 |  |  | On air | On Air |  | 2023 | Permanent | 24.2786 | 54.6791 | Nokia | Outdoor | EITC Passive Infrastructure | Greenfield | Outdoor Taawn-du Lead | Du Capex | Du Capex | 3G+4G | Airscale | LTE-3CC |  | U900 F1-U900 F2 | L800+L1800-F1+L1800-F2 |  | 2047501 | 40 |  |  |  | 4 | [33 empty] | MW | 0
AUH3785 | Site 7635 | AUH |  | AUH3785 | AUHL3785 | AUHNR3785 |  | On air | On Air | On Air | 2023 | Permanent | 24.4326 | 54.6697 | Nokia | Outdoor | Site Sharing | SS Capex | Outdoor Taawn-Etisalat Lead | SS Capex | ETC Capex | 3G+4G+5G | AirScale | LTE-3CC |  | U900 F1-U900 F2 | L800+L1800-F1+L1800-F2 | 2cc | 2044300 | 30 |  |  | n78 | 4 | 3 | [32 empty] | MW | 0
AUH3727 | Site 7636 | AUH |  | AUH3727 | AUHL3727 | AUHNR3727 |  | On Air | On Air | On Air | 2021-06-20 | Permanent | 24.4208 | 54.7015 | Nokia | Outdoor | Site Sharing | ETC Site Share | Outdoor Site Sharing-Etisalat Owned | SS Opex | Etisalat_Opex | 3G+4G+5G | AirScale | LTE-3CC |  | U900 F1-U900 F2 | L800+L1800-F1+L1800-F2 | 2cc | 2043100 | 30 |  |  | n78 | 3 | 3 | [32 empty] | IIB | AUH-3727-CSG-ASR920-LD-1 | 35 | 35m MP | sharing site/ from data base
AUH3728 | Site 7637 | AUH |  | AUH3728 | AUHL3728 | AUHNR3728 |  | On air | On Air | On Air | 2022-12-22 | Permanent | 24.4238 | 54.7139 | Nokia | Outdoor | EITC Passive Infrastructure | GreenField | Outdoor Taawn-du Lead | Du Capex | Du Capex | 3G+4G+5G | AirScale | LTE-3CC |  | U900 F1-U900 F2-U2100 F2 | L800+L1800-F1+L1800-F2 | 2cc | 2043100 | 40 |  |  | n78 | 4 | 3 | [32 empty] | IIB | AUH-3728-CSG-IXR-E-1
AUH3730 | Site 7638 | AUH |  | AUH3730 | AUHL3730 | AUHNR3730 |  | On Air | On Air | On Air | 2009 | Permanent | 24.5034 | 54.3748 | Nokia | Outdoor | EITC Passive Infrastructure | Rooftop | RT-du Owned | Du Solo | Rooftop | 3G+4G+5G | AirScale | LTE-4CC |  | U900 F1-U900 F2-U2100 F2 | L800+L1800-F1+L1800-F2+L2100 | 1cc | 2500002 | 36 |  |  | n78 | 3 | 3 | [32 empty] | MW | 0 | 3 | #N/A | Rooftop
AUH3731 | Site 7639 | AUH |  | AUH3731 | AUHL3731 | AUHNR3731 |  | On Air | On Air | On Air | 2017 | Permanent | 24.4645 | 54.3815 | Nokia | Outdoor | EITC Passive Infrastructure | Rooftop | RT-du Owned | Du Solo | Rooftop | 3G+4G+5G | AirScale | LTE-4CC |  | U900 F1-U900 F2-U2100 F2 | L800+L1800-F1+L1800-F2+L2100 | 2cc | 2501000 | 20 |  |  | n78 | 3 | 3 | [32 empty] | IIB | AUH-3731-CSG-SAR-X-1 | 3 | #N/A | Rooftop
AUH3732 | Site 7640 | AUH |  | AUH3732 | AUHL3732 | AUHNR3732 |  | On Air | On Air | On Air | 2009 | Permanent | 24.7559 | 54.7316 | Nokia | Outdoor | Site Sharing | ETC Site Share | Outdoor Site Sharing-Etisalat Owned | SS Opex | Etisalat_Opex | 3G+4G+5G | BTS5900 | LTE-3CC |  | U900 F1-U900 F2-U2100 F2 | L800+L1800-F1+L1800-F2 | 1cc | 2100000 | 30 |  |  | n41 | 3 | 3 | [32 empty] | IIB | AUH-3732-CSG-SAR-X-1 | 40 | Monopole | sharing site/ from data base
AUH3736 | Site 7641 | AUH |  | AUH3736 | AUHL3736 | AUHNR3736 |  | On Air | On Air | On Air | 2009 | Permanent | 24.3645 | 54.7187 | Nokia | Outdoor | Site Sharing | ETC Site Share | Outdoor Site Sharing-Etisalat Owned | SS Opex | Etisalat_Opex | 3G+4G+5G | AirScale | LTE-4CC |  | U900 F1-U900 F2-U2100 F2 | L800+L1800-F1+L1800-F2+L2100 | 2cc | 2046500 | 35 |  |  | n78 | 3 | 3 | [32 empty] | IIB | AUH-3736-CSG-SAR-X-1 | 40 | Monopole | sharing site/ from data base
AUH3737 | Site 7642 | AUH |  | AUH3737 | AUHL3737 | AUHNR3737 |  | On Air | On Air | On Air | 2019-11-14 | Permanent | 24.3921 | 54.7355 | Nokia | Outdoor | Site Sharing | ETC Site Share | Outdoor Site Sharing-Etisalat Owned | SS Opex | Etisalat_Opex | 3G+4G+5G | AirScale | LTE-4CC |  | U900 F1-U900 F2-U2100 F2 | L800+L1800-F1+L1800-F2+L2100 | 2cc | 2046500 | 30 |  |  | n78 | 3 | 3 | [32 empty] | IIB | AUH-3737-CSG-ASR920-LD-1 | 35 | 35m Mp | sharing site/ from data base
AUH3738 | Site 7643 | AUH |  | AUH3738 | AUHL3738 | AUHNR3738 |  | On Air | On Air | On Air | 2009 | Permanent | 24.32 | 54.4862 | Nokia | Outdoor | EITC Passive Infrastructure | Greenfield | Outdoor Taawn-du Lead | Du Capex | Du Capex | 3G+4G+5G | AirScale | LTE-3CC |  | U900 F1-U900 F2-U2100 F2 | L800+L1800-F1+L1800-F2 | 2cc | 2600000 | 35 |  |  | n78 | 3 | 3 | [32 empty] | IIB | AUH-3738-CSG-ASR920-LD-1 | 35 | #N/A | from data base
AUH3740 | Site 7644 | AUH |  | AUH3740 | AUHL3740 | AUHNR3740 |  | On Air | On Air | On Air | 2009 | Permanent | 24.7354 | 54.7432 | Nokia | Outdoor | Site Sharing | ETC Site Share | Outdoor Site Sharing-Etisalat Owned | SS Opex | Etisalat_Opex | 3G+4G+5G | BTS3910 | LTE-3CC |  | U900 F1-U900 F2-U2100 F2 | L800+L1800-F1+L1800-F2 | 1cc | 2100000 | 35 |  |  | n41 | 3 | 3 | [32 empty] | IIB | AUH-3740-CSG-SAR-X-1 | 40 | Monopole | sharing site/ from data base
AUH3787 | Site 7645 | AUH |  | AUH3787 | AUHL3787 | AUHNR3787 |  | On air | On Air | On Air | 2022-08-15 | Permanent | 24.497 | 54.9263 | Nokia | Outdoor | Site Sharing | SS Capex | Outdoor Taawn-Etisalat Lead | SS Capex | ETC Capex | 3G+4G+5G | AirScale | LTE-3CC |  | U900 F1-U900 F2-U2100 F2 | L800+L1800-F1+L1800-F2 | 1cc | 2043200 | 35 |  |  | n41 | 4 | 3 | [32 empty] | MW | 0 | 40 | ETC | sharing site/ from data base
AUH3742 | Site 7646 | AUH |  | AUH3742 | AUHL3742 | AUHNR3742 |  | On Air | On Air | On Air | 2009 | Permanent | 24.4145 | 54.5971 | Nokia | Outdoor | Site Sharing | ETC Site Share | Outdoor Site Sharing-Etisalat Owned | SS Opex | Etisalat_Opex | 3G+4G+5G | AirScale | LTE-4CC |  | U900 F1-U900 F2-U2100 F2 | L800+L1800-F1+L1800-F2+L2100 | 2cc | 2042600 | 25 |  |  | n78 | 3 | 3 | [32 empty] | IIB | AUH-3742-CSG-ASR920-LD-1 | 30 | Monopole | sharing site/ from data base
AUH3743 | Site 7647 | AUH |  | AUH3743 | AUHL3743 | AUHNR3743 |  | On Air | On Air | On Air | 2009 | Permanent | 24.3482 | 54.6308 | Nokia | Outdoor | Site Sharing | ETC Site Share | Outdoor Site Sharing-Etisalat Owned | SS Opex | Etisalat_Opex | 3G+4G+5G | AirScale | LTE-3CC |  | U900 F1-U900 F2-U2100 F2 | L800+L1800-F1+L1800-F2 | 2cc | 2004500 | 30 |  |  | n78 | 4 | 3 | [32 empty] | IIB | AUH-3743-CSG-SAR-X-1 | 35 | Monopole | sharing site/ from data base
AUH3744 | Site 7648 | AUH |  | AUH3744 | AUHL3744 | AUHNR3744 |  | On Air | On Air | On Air | 2020-06-07 | Permanent | 24.5386 | 54.4079 | Nokia | Outdoor | EITC Passive Infrastructure | Rooftop | RT-du Owned | Du Solo | Rooftop | 3G+4G+5G | AirScale | LTE-3CC |  | U900 F1-U900 F2-U2100 F2 | L800+L1800-F1+L1800-F2 | 2cc | 2046700 | 25 |  |  | n78 | 3 | 3 | [32 empty] | MW | 0 | 3 | Rooftop | Rooftop
AUH3745 | Site 7649 | AUH |  | AUH3745 | AUHL3745 | AUHNR3745 |  | On Air | On Air | On Air | 2009 | Permanent | 24.3221 | 54.5388 | Nokia | Outdoor | EITC Passive Infrastructure | Rooftop | RT-du Owned | Du Solo | Rooftop | 3G+4G+5G | AirScale | LTE-4CC | 4T4R | U900 F1-U900 F2-U2100 F2 | L800+L1800-F1+L1800-F2+L2100 | 1cc | 2044802 | 30 |  |  | n41 | 3 | 3 | [32 empty] | IIB | AUH-3745-CSG-SAR-X-1 | 3 | #N/A | Rooftop
AUH3747 | Site 7650 | AUH |  | AUH3747 | AUHL3747 |  |  | On Air | On Air |  | 2009 | Permanent | 24.566 | 54.4583 | Nokia | Outdoor | Site Sharing | ETC Site Share | Outdoor Site Sharing-Etisalat Owned | SS Opex | Etisalat_Opex | 3G+4G | AirScale | LTE-3CC |  | U900 F1-U900 F2-U2100 F2 | L800+L1800-F1+L1800-F2 |  | 2046700 | 30 |  |  |  | 3 | [33 empty] | MW | 0 | 35 | PalmTree | sharing site/ from data base
AUH3748 | Site 7651 | AUH |  | AUH3748 | AUHL3748 |  |  | On Air | On Air |  | 2009 | Permanent | 24.5753 | 54.4664 | Nokia | Outdoor | Site Sharing | ETC Site Share | Outdoor Site Sharing-Etisalat Owned | SS Opex | Etisalat_Opex | 3G+4G | AirScale | LTE |  | U900 F1-U900 F2-U2100 F2 | L800 |  | 2046700 | 30 |  |  |  | 3 | [33 empty] | MW | 0 | 35 | PalmTree | sharing site/ from data base
AUH3749 | Site 7652 | AUH |  | AUH3749 | AUHL3749 |  |  | On Air | On Air |  | 2020-10-22 | Permanent | 24.7792 | 54.7402 | Nokia | Outdoor | EITC Passive Infrastructure | Greenfield | Outdoor Taawn-du Lead | Du Capex | Du Capex | 3G+4G | BTS5900 | LTE-3CC |  | U900 F1-U900 F2-U2100 F2 | L800+L1800-F1+L1800-F2 |  | 2100000 | 40 |  |  |  | 3 | [33 empty] | IIB | Passive AUH-5004-PREAGG-SR7-1 | 40 | 40m-HD-MP | confirmed
AUH3789 | Site 7653 | AUH |  | AUH3789 | AUHL3789 | AUHNR3789 |  | On air | On Air | On Air | 2023 | Permanent | 24.4512 | 54.6325 | Nokia | Outdoor | Site Sharing | SS Capex | Outdoor Taawn-Etisalat Lead | SS Capex | ETC Capex | 3G+4G+5G | Airscale | LTE-3CC |  | U900 F1-U900 F2 | L800+L1800-F1+L1800-F2 | 2cc | 2044300 | 30 |  |  | n78 | 4 | 3 | [32 empty] | MW | 0
AUH3775 | Site 7654 | AUH |  | AUH3775 | AUHL3775 |  |  | On Air | On Air |  | 2022-10-21 | Permanent | 24.6491 | 54.6685 | Nokia | Outdoor | EITC Passive Infrastructure | Greenfield | Outdoor Taawn-du Lead | Du Capex | Du Capex | 3G+4G | AirScale | LTE-3CC |  | U900 F1-U900 F2-U2100 F2 | L800+L1800-F1+L1800-F2 |  | 2043000 | 40 |  |  |  | 4 | [33 empty] | IIB | AUH-3775-CSG-N540-LD-1
AUH3792 | Site 7655 | AUH |  | AUH3792 | AUHL3792 | AUHNR3792 |  | On Air | On Air | On Air | 2023 | Permanent | 24.4877 | 54.8781 | Nokia | Outdoor | Site Sharing | SS Capex | Outdoor Taawn-Etisalat Lead | SS Capex | ETC Capex | 3G+4G+5G | AirScale | LTE-4CC |  | U900 F1-U900 F2 | L800+L1800-F1+L1800-F2+L2100 | 1cc | 2043200 | 35 |  |  | n41 | 3 | 3 | [32 empty] | IIB | AUH-3792-CSG-IXR-E-1
AUH3799 | Site 7656 | AUH |  | AUH3799 | AUHL3799 | AUHNR3799 |  | On Air | On Air | On Air | 2022-05-30 | Permanent | 24.3135 | 54.6507 | Nokia | Outdoor | Site Sharing | SS Capex | Outdoor Taawn-Etisalat Lead | SS Capex | ETC Capex | 3G+4G+5G | AirScale | LTE-3CC |  | U900 F1-U900 F2-U2100 F2 | L800+L1800-F1+L1800-F2 | 2cc | 2046100 | 35 |  |  | n78 | 4 | 3 | [32 empty] | IIB | AUH-3799-CSG-IXR-E-1 | 40 | ETC | sharing site/ from data base
AUH3817 | Site 7657 | AUH |  | AUH3817 | AUHL3817 | AUHNR3817 |  | On Air | On Air | On Air | 2009 | Permanent | 24.4667 | 54.3285 | Nokia | Outdoor | Site Sharing | SS Capex | Outdoor Taawn-Etisalat Lead | SS Capex | ETC Capex | 3G+4G+5G | AirScale | LTE-4CC |  | U900 F1-U900 F2-U2100 F2 | L800+L1800-F1+L1800-F2+L2100 | 2cc | 2500400 | 20 |  |  | n78 | 3 | 3 | [32 empty] | MW | 0 | 20 | LampPole | sharing site/ from data base
AUH3825 | Site 7658 | AUH |  | AUH3825 | AUHL3825 | AUHNR3825 |  | On Air | On Air | On Air | 2019-07-11 | Permanent | 24.3404 | 54.767 | Nokia | Outdoor | Site Sharing | SS Capex | Outdoor Taawn-Etisalat Lead | SS Capex | ETC Capex | 3G+4G+5G | AirScale | LTE-4CC |  | U900 F1-U900 F2-U2100 F2 | L800+L1800-F1+L1800-F2+L2100 | 2cc | 2046900 | 35 |  |  | n78 | 3 | 3 | [32 empty] | IIB | AUH-3825-CSG-IXR-E-1 | 35 | 35m Mp | sharing site/ from data base
AUH3733 | Site 7659 | AUH |  | AUH3733 | AUHL3733 | AUHNR3733 |  | On Air | On Air | On Air | 2022-03-31 | Permanent | 24.458 | 54.366 | Nokia | Outdoor | EITC Passive Infrastructure | Greenfield | Outdoor Green field-du Owned | Du Solo | Greenfield | 3G+4G+5G | AirScale | LTE-4CC |  | U900 F1-U900 F2-U2100 F2 | L800+L1800-F1+L1800-F2+L2100 | 2cc | 2501400 | 35 |  |  | n78 | 4 | 3 | [32 empty] | IIB | AUH-3733-CSG-N540-LD-1 | 35 | 35m-MD-MP | confirmed
AUH3850 | Site 7660 | AUH |  | AUH3850 | AUHL3850 | AUHNR3850 |  | On Air | On Air | On Air | 2019-10-22 | Permanent | 24.4929 | 54.5882 | Nokia | Outdoor | Site Sharing | SS Capex | Outdoor Taawn-Etisalat Lead | SS Capex | ETC Capex | 3G+4G+5G | AirScale | LTE-3CC |  | U900 F1-U900 F2-U2100 F2 | L800+L1800-F1+L1800-F2 | 2cc | 2004600 | 30 |  |  | n78 | 3 | 3 | [32 empty] | IIB | AUH-3850-CSG-IXR-E-1 | 35 | LampPole | sharing site/ from data base
AUH3851 | Site 7661 | AUH |  | AUH3851 | AUHL3851 | AUHNR3851 |  | On Air | On Air | On Air | 2019-10-17 | Permanent | 24.4961 | 54.5783 | Nokia | Outdoor | Site Sharing | SS Capex | Outdoor Taawn-Etisalat Lead | SS Capex | ETC Capex | 3G+4G+5G | AirScale | LTE-3CC |  | U900 F1-U900 F2-U2100 F2 | L800+L1800-F1+L1800-F2 | 2cc | 2004600 | 35 |  |  | n78 | 3 | 3 | [32 empty] | IIB | AUH-3851-CSG-IXR-E-1 | 35 | LampPole | sharing site/ from data base
AUH3746 | Site 7662 | AUH |  | AUH3746 | AUHL3746 | AUHNR3746 |  | On Air | On Air | On Air | 2022-05-28 | Permanent | 24.4541 | 54.839 | Nokia | Outdoor | EITC Passive Infrastructure | Greenfield | Outdoor Green field-du Owned | Du Solo | Greenfield | 3G+4G+5G | AirScale | LTE-3CC |  | U900 F1-U900 F2-U2100 F2 | L800+L1800-F1+L1800-F2 | 1cc | 2043200 | 40 |  |  | n41 | 4 | 3 | [32 empty] | MW | 0 | 40 | 40m-MD-MP | confirmed
AUH3853 | Site 7663 | AUH |  | AUH3853 | AUHL3853 | AUHNR3853 |  | On Air | On Air | On Air | 2019-10-22 | Permanent | 24.4923 | 54.5803 | Nokia | Outdoor | Site Sharing | SS Capex | Outdoor Taawn-Etisalat Lead | SS Capex | ETC Capex | 3G+4G+5G | AirScale | LTE-3CC |  | U900 F1-U900 F2-U2100 F2 | L800+L1800-F1+L1800-F2 | 2cc | 2004600 | 35 |  |  | n78 | 3 | 3 | [32 empty] | IIB | AUH-3853-CSG-IXR-E-1 | 35 | LampPole | sharing site/ from data base
AUH3793 | Site 7664 | AUH |  | AUH3793 | AUHL3793 | AUHNR3793 |  | On Air | On Air | On Air | 2020-07-05 | Permanent | 24.4623 | 54.6045 | Nokia | Outdoor | EITC Passive Infrastructure | Greenfield | Outdoor Taawn-du Lead | Du Capex | Du Capex | 3G+4G+5G | AirScale | LTE-4CC | 4T4R | U900 F1-U900 F2-U2100 F2 | L800+L1800-F1+L1800-F2+L2100 | 3cc | 2004600 | 35 |  |  | n78+n41 | 4 | 3 | [32 empty] | IIB | AUH-3793-CSG-ASR920-LD-1 | 35 | 35m-HD-LP | confirmed
AUH3794 | Site 7665 | AUH |  | AUH3794 | AUHL3794 | AUHNR3794 |  | On Air | On Air | On Air | 2009 | Permanent | 24.4596 | 54.5938 | Nokia | Outdoor | EITC Passive Infrastructure | Greenfield | Outdoor Taawn-du Lead | Du Capex | Du Capex | 3G+4G+5G | AirScale | LTE-3CC |  | U900 F1-U900 F2-U2100 F2 | L800+L1800-F1+L1800-F2 | 3cc | 2004600 | 35 |  |  | n78+n41 | 3 | 3 | [32 empty] | IIB | AUH-3794-CSG-IXR-E-1 | 35 | #N/A | from data base
AUH3798 | Site 7666 | AUH |  | AUH3798 | AUHL3798 | AUHNR3798 |  | On Air | On Air | On Air | 2020-04-15 | Permanent | 24.5386 | 54.4129 | Nokia | Outdoor | EITC Passive Infrastructure | Rooftop | RT-du Owned | Du Solo | Rooftop | 3G+4G+5G | AirScale | LTE-3CC |  | U900 F1-U900 F2-U2100 F2 | L800+L1800-F1+L1800-F2 | 2cc | 2046700 | 24 |  |  | n78 | 3 | 3 | [32 empty] | MW | 0 | 3 | Rooftop | Rooftop
AUH3855 | Site 7667 | AUH |  | AUH3855 | AUHL3855 | AUHNR3855 |  | On Air | On Air | On Air | 2009 | Permanent | 24.7096 | 54.7318 | Nokia | Outdoor | Site Sharing | SS Capex | Outdoor Taawn-Etisalat Lead | SS Capex | ETC Capex | 3G+4G+5G | BTS3910 | LTE-3CC |  | U900 F1-U900 F2-U2100 F2 | L800+L1800-F1+L1800-F2 | 1cc | 2100000 | 35 |  |  | n41 | 3 | 3 | [32 empty] | IIB | AUH-3855-CSG-SAR-X-1 | 40 | Monopole | sharing site/ from data base
AUH3801 | Site 7668 | AUH |  | AUH3801 | AUHL3801 | AUHNR3801 |  | On Air | On Air | On Air | 2009 | Permanent | 24.3154 | 54.6237 | Nokia | Outdoor | EITC Passive Infrastructure | Greenfield | Outdoor Taawn-du Lead | Du Capex | Du Capex | 3G+4G+5G | AirScale | LTE-3CC |  | U900 F1-U900 F2-U2100 F2 | L800+L1800-F1+L1800-F2 | 2cc | 2046100 | 35 |  |  | n78 | 3 | 3 | [32 empty] | MW | 0 | 35 | #N/A | from data base
AUH3802 | Site 7669 | AUH |  | AUH3802 | AUHL3802 | AUHNR3802 |  | On Air | On Air | On Air | 2009 | Permanent | 24.2849 | 54.6666 | Nokia | Outdoor | EITC Passive Infrastructure | Greenfield | Outdoor Taawn-du Lead | Du Capex | Du Capex | 3G+4G+5G | AirScale | LTE-2CC |  | U900 F1-U900 F2-U2100 F2 | L1800-F1+L1800-F2 | 2cc | 2046100 | 35 |  |  | n78 | 3 | 3 | [32 empty] | IIB | AUH-3802-CSG-SAR-X-1 | 35 | #N/A | from data base
AUH3856 | Site 7670 | AUH |  | AUH3856 | AUHL3856 | AUHNR3856 |  | On Air | On Air | On Air | 2009 | Permanent | 24.716 | 54.7237 | Nokia | Outdoor | Site Sharing | SS Capex | Outdoor Taawn-Etisalat Lead | SS Capex | ETC Capex | 3G+4G+5G | BTS3910 | LTE-3CC |  | U900 F1-U900 F2-U2100 F2 | L800+L1800-F1+L1800-F2 | 1cc | 2100000 | 36.5 |  |  | n41 | 3 | 3 | [32 empty] | IIB | AUH-3856-CSG-SAR-X-1 | 40 | Monopole | sharing site/ from data base
AUH3814 | Site 7671 | AUH |  | AUH3814 | AUHL3814 | AUHNR3814 |  | On Air | On Air | On Air | 2009 | Permanent | 24.502 | 54.6063 | Nokia | Outdoor | EITC Passive Infrastructure | Greenfield | Outdoor Taawn-du Lead | Du Capex | Du Capex | 3G+4G+5G | AirScale | LTE-3CC |  | U900 F1-U900 F2-U2100 F2 | L800+L1800-F1+L1800-F2 | 2cc | 2004600 | 35 |  |  | n78 | 3 | 3 | [32 empty] | IIB | AUH-3814-CSG-IXR-E-1 | 35 | #N/A | from data base
AUH3859 | Site 7672 | AUH |  | AUH3859 | AUHL3859 | AUHNR3859 |  | On Air | On Air | On Air | 2020-08-10 | Permanent | 24.6988 | 54.7445 | Nokia | Outdoor | Site Sharing | SS Capex | Outdoor Taawn-Etisalat Lead | SS Capex | ETC Capex | 3G+4G+5G | BTS5900 | LTE-3CC |  | U900 F1-U900 F2 | L800+L1800-F1+L1800-F2 | 1cc | 2100000 | 35 |  |  | n41 | 3 | 3 | [32 empty] | IIB | AUH-3859-CSG-IXR-E-1 | 40 | Monopole | sharing site/ from data base
AUH3860 | Site 7673 | AUH |  | AUH3860 | AUHL3860 |  |  | On Air | On Air |  | 2020-02-26 | Permanent | 24.7733 | 54.7872 | Nokia | Outdoor | Site Sharing | SS Capex | Outdoor Taawn-Etisalat Lead | SS Capex | ETC Capex | 3G+4G | BTS5900 | LTE |  | U900 F1-U900 F2-U2100 F2 | L800 |  | 2102000 | 35 |  |  |  | 3 | [33 empty] | MW | 0 | 40 | Monopole | sharing site/ from data base
AUH3818 | Site 7674 | AUH |  | AUH3818 | AUHL3818 | AUHNR3818 |  | On Air | On Air | On Air | 2009 | Permanent | 24.4687 | 54.3321 | Nokia | Outdoor | EITC Passive Infrastructure | Rooftop | RT-du Owned | Du Solo | Rooftop | 3G+4G+5G | AirScale | LTE-4CC |  | U900 F1-U900 F2-U2100 F2 | L800+L1800-F1+L1800-F2+L2100 | 2cc | 2500400 | 14 |  |  | n78 | 3 | 3 | [32 empty] | MW | 0 | 3 | #N/A | Rooftop
AUH3862 | Site 7675 | AUH |  | AUH3862 | AUHL3862 | AUHNR3862 |  | On Air | On Air | On Air | 2019-08-26 | Permanent | 24.4328 | 54.7188 | Nokia | Outdoor | Site Sharing | SS Capex | Outdoor Taawn-Etisalat Lead | SS Capex | ETC Capex | 3G+4G+5G | AirScale | LTE-4CC |  | U900 F1-U900 F2-U2100 F2 | L800+L1800-F1+L1800-F2+L2100 | 2cc | 2043100 | 30 |  |  | n78 | 3 | 3 | [32 empty] | IIB | AUH-3862-CSG-ASR920-LD-1 | 35 | LampPole | sharing site/ from data base
AUH3863 | Site 7676 | AUH |  | AUH3863 | AUHL3863 | AUHNR3863 |  | On Air | On Air | On Air | 2021-06-20 | Permanent | 24.4374 | 54.7212 | Nokia | Outdoor | Site Sharing | SS Capex | Outdoor Taawn-Etisalat Lead | SS Capex | ETC Capex | 3G+4G+5G | AirScale | LTE-3CC |  | U900 F1-U900 F2 | L800+L1800-F1+L1800-F2 | 2cc | 2043100 | 30 |  |  | n78 | 3 | 3 | [32 empty] | IIB | AUH-3863-CSG-ASR920-LD-1 | 35 | 35m Lamppole | sharing site/ from data base
AUH3829 | Site 7677 | AUH |  | AUH3829 | AUHL3829 | AUHNR3829 |  | On Air | On Air | On Air | 2021-08-29 | Permanent | 24.7599 | 54.7108 | Nokia | Outdoor | Site Sharing | ETC Site Share | Outdoor Site Sharing-Etisalat Owned | SS Opex | Etisalat_Opex | 3G+4G+5G | AirScale | LTE-3CC |  | U900 F1-U900 F2 | L800+L1800-F1+L1800-F2 | 1cc | 2100000 | 35 |  |  | n41 | 4 | 3 | [32 empty] | IIB | AUH-3829-CSG-IXR-E-1 | 0 | Site Share | sharing site/ from data base
AUH3830 | Site 7678 | AUH |  | AUH3830 | AUHL3830 | AUHNR3830 |  | On Air | On Air | On Air | 2009 | Permanent | 24.4908 | 54.3807 | Nokia | Outdoor | EITC Passive Infrastructure | Rooftop | RT-du Owned | Du Solo | Rooftop | 3G+4G+5G | AirScale | LTE-4CC |  | U900 F1-U900 F2-U2100 F2 | L800+L1800-F1+L1800-F2+L2100 | 2cc | 2500100 | 31 |  |  | n78+n41 | 3 | 3 | [32 empty] | IIB | AUH-3830-CSG-ASR920-LD-1 | 3 | #N/A | Rooftop
AUH3831 | Site 7679 | AUH |  | AUH3831 | AUHL3831 | AUHNR3831 |  | On Air | On Air | On Air | 2009 | Permanent | 24.3385 | 54.4958 | Nokia | Outdoor | EITC Passive Infrastructure | Greenfield | Outdoor Taawn-du Lead | Du Capex | Du Capex | 3G+4G+5G | AirScale | LTE-4CC |  | U900 F1-U900 F2-U2100 F2 | L800+L1800-F1+L1800-F2+L2100 | 1cc | 2600200 | 31.5 |  |  | n41 | 3 | 3 | [32 empty] | MW | 0 | 35 | #N/A | from data base
AUH3833 | Site 7680 | AUH |  | AUH3833 | AUHL3833 |  |  | On Air | On Air |  | 2009 | Permanent | 24.5421 | 54.4303 | Nokia/Huawei | Outdoor | EITC Passive Infrastructure | Rooftop | RT-du Owned | Du Solo | Rooftop | 3G+4G | BTS3910 | LTE-2CC |  | U900 F1-U2100 F2 | L800+L1800-F1 |  | 2046700 | 21 |  |  |  | 4 | [33 empty] | MW | Cascading to19146-AUH0794 | 3 | #N/A | Rooftop
AUH3835 | Site 7681 | AUH |  | AUH3835 | AUHL3835 | AUHNR3835 |  | On Air | On Air | On Air | 2020-04-28 | Permanent | 24.4013 | 54.5039 | Nokia | Outdoor | Site Sharing | ETC Site Share | Outdoor Site Sharing-Etisalat Owned | SS Opex | Etisalat_Opex | 3G+4G+5G | AirScale | LTE-3CC |  | U900 F1-U900 F2-U2100 F2 | L800+L1800-F1+L1800-F2 | 2cc | 2044000 | 25 |  |  | n78 | 3 | 3 | [32 empty] | IIB | AUH-3835-CSG-SAR-X-1 | 30 | Monopole | sharing site/ from data base
AUH2840 | Site 7682 | AUH |  | AUH2840 | AUHL3840 |  |  | On Air | On Air |  | 2021 | Permanent | 24.2128 | 54.6586 | Nokia | Outdoor | Site Sharing | ETC Site Share | Outdoor Site Sharing-Etisalat Owned | SS Opex | Etisalat_Opex | 3G+4G | AirScale | LTE-3CC |  | U900 F1-U900 F2 | L800+L1800-F1+L1800-F2 |  | 2047502 | 35 |  |  |  | 4 | [33 empty] | IIB | AUH-2840-CSG-IXR-E-1 | 40 | 35m MP | sharing site/ from data base
AUH3791 | Site 7683 | AUH |  | AUH3791 | AUHL3791 | AUHNR3791 |  | On Air | On Air | On Air | 2023 | Permanent | 24.5711 | 54.7626 | Nokia | Outdoor | EITC Passive Infrastructure | Greenfield | Outdoor Green field-du Owned | Du Solo | Greenfield | 3G+4G+5G | AirScale | LTE-4CC |  | U900 F1-U900 F2 | L800+L1800-F1+L1800-F2+L2100 | 1cc | 2043200 | 35 |  |  | n41 | 3 | 3 | [32 empty] | IIB | AUH-3791-CSG-IXR-E-1
AUH2847 | Site 7684 | AUH |  | AUH2847 | AUHL3847 |  |  | On Air | On Air |  | 2021-12-23 | Permanent | 24.1483 | 54.7932 | Nokia | Outdoor | Site Sharing | ETC Site Share | Outdoor Site Sharing-Etisalat Owned | SS Opex | Etisalat_Opex | 3G+4G | AirScale | LTE |  | U900 F1-U900 F2 | L800 |  | 2430100 | 35 |  |  |  | 3 | [33 empty] | MW | 0 | 40 | Monopole | sharing site/ from data base
AUH2848 | Site 7685 | AUH |  | AUH2848 | AUHL3848 | AUHNR2848 |  | On Air | On Air | On Air | 2021-06-20 | Permanent | 24.191 | 54.7224 | Nokia | Outdoor | Site Sharing | ETC Site Share | Outdoor Site Sharing-Etisalat Owned | SS Opex | Etisalat_Opex | 3G+4G+5G | AirScale | LTE-3CC |  | U900 F1-U900 F2 | L800+L1800-F1+L1800-F2 | 1cc | 2047502 | 30 |  |  | n41 | 4 | 3 | [32 empty] | IIB | AUH-2848-CSG-IXR-E-1 | 35 | 35m MP | sharing site/ from data base
AUH2849 | Site 7686 | AUH |  | AUH2849 | AUHL3849 |  |  | On air | On Air |  | 2022-11-28 | Permanent | 24.0831 | 54.7189 | Nokia | Outdoor | EITC Passive Infrastructure | Greenfield | Outdoor Taawn-du Lead | Du Capex | Du Capex | 3G+4G | AirScale | LTE |  | U900 F1-U900 F2 | L800 |  | 2430100 | 120 |  |  |  | 4 | [33 empty] | MW | 0
AUH3866 | Site 7687 | AUH |  | AUH3866 | AUHL3866 | AUHNR3866 |  | On Air | On Air | On Air | 2021-08-15 | Permanent | 24.4368 | 54.6036 | Nokia | Outdoor | Site Sharing | SS Capex | Outdoor Taawn-Etisalat Lead | SS Capex | ETC Capex | 3G+4G+5G | AirScale | LTE-4CC |  | U900 F1-U900 F2-U2100 F2 | L800+L1800-F1+L1800-F2+L2100 | 2cc | 2042600 | 30 |  |  | n78 | 3 | 3 | [32 empty] | IIB | AUH-3866-CSG-IXR-E-1 | 35 | 35m Lamppole | sharing site/ from data base
AUH3867 | Site 7688 | AUH |  | AUH3867 | AUHL3867 | AUHNR3867 |  | On Air | On Air | On Air | 2019-09-03 | Permanent | 24.3883 | 54.6292 | Nokia | Outdoor | Site Sharing | SS Capex | Outdoor Taawn-Etisalat Lead | SS Capex | ETC Capex | 3G+4G+5G | AirScale | LTE-4CC |  | U900 F1-U900 F2-U2100 F2 | L800+L1800-F1+L1800-F2+L2100 | 2cc | 2440000 | 30 |  |  | n78 | 3 | 3 | [32 empty] | MW | 0 | 35 | 35m Mp | sharing site/ from data base
AUH3870 | Site 7689 | AUH |  | AUH3870 | AUHL3870 | AUHNR3870 |  | On Air | On Air | On Air | 2019-05-12 | Permanent | 24.3663 | 54.772 | Nokia | Outdoor | Site Sharing | SS Capex | Outdoor Taawn-Etisalat Lead | SS Capex | ETC Capex | 3G+4G+5G | AirScale | LTE-4CC |  | U900 F1-U900 F2-U2100 F2 | L800+L1800-F1+L1800-F2+L2100 | 2cc | 2046900 | 30 |  |  | n78 | 3 | 3 | [32 empty] | IIB | AUH-3870-CSG-IXR-E-1 | 35 | 35m Mp | sharing site/ from data base
AUH3872 | Site 7690 | AUH |  | AUH3872 | AUHL3872 | AUHNR3872 |  | On Air | On Air | On Air | 2009 | Permanent | 24.3212 | 54.7347 | Nokia | Outdoor | Site Sharing | SS Capex | Outdoor Taawn-Etisalat Lead | SS Capex | ETC Capex | 3G+4G+5G | AirScale | LTE-4CC |  | U900 F1-U900 F2-U2100 F2 | L800+L1800-F1+L1800-F2+L2100 | 2cc | 2046900 | 30 |  |  | n78 | 3 | 3 | [32 empty] | IIB | AUH-3872-CSG-ASR920-LD-1 | 35 | 35m Mp | sharing site/ from data base
AUH3873 | Site 7691 | AUH |  | AUH3873 | AUHL3873 | AUHNR3873 |  | On Air | On Air | On Air | 2009 | Permanent | 24.3309 | 54.735 | Nokia | Outdoor | Site Sharing | SS Capex | Outdoor Taawn-Etisalat Lead | SS Capex | ETC Capex | 3G+4G+5G | AirScale | LTE-4CC |  | U900 F1-U900 F2-U2100 F2 | L800+L1800-F1+L1800-F2+L2100 | 2cc | 2046900 | 30 |  |  | n78 | 3 | 3 | [32 empty] | IIB | AUH-3873-CSG-IXR-E-1 | 35 | 35m Mp | sharing site/ from data base
AUH3877 | Site 7692 | AUH |  | AUH3877 | AUHL3877 | AUHNR3877 |  | On Air | On Air | On Air | 2019-07-21 | Permanent | 24.3752 | 54.7496 | Nokia | Outdoor | Site Sharing | SS Capex | Outdoor Taawn-Etisalat Lead | SS Capex | ETC Capex | 3G+4G+5G | AirScale | LTE-4CC |  | U900 F1-U900 F2-U2100 F2 | L800+L1800-F1+L1800-F2+L2100 | 2cc | 2046900 | 30 |  |  | n78 | 3 | 3 | [32 empty] | IIB | AUH-3877-CSG-SAR-X-1 | 35 | 35m Mp | sharing site/ from data base
AUH3879 | Site 7693 | AUH |  | AUH3879 | AUHL3879 | AUHNR3879 |  | On Air | On Air | On Air | 2019-07-16 | Permanent | 24.4143 | 54.3511 | Nokia | Outdoor | Site Sharing | SS Capex | Outdoor Taawn-Etisalat Lead | SS Capex | ETC Capex | 3G+4G+5G | AirScale | LTE-3CC |  | U900 F1-U900 F2-U2100 F2 | L800+L1800-F1+L1800-F2 | 2cc | 2041100 | 35 |  |  | n78 | 4 | 3 | [32 empty] | MW | 0 | 40 | Monopole | sharing site/ from data base
AUH3895 | Site 7694 | AUH |  | AUH3895 | AUHL3895 | AUHNR3895 |  | On Air | On Air | On Air | 2019-08-26 | Permanent | 24.3518 | 54.7692 | Nokia | Outdoor | Site Sharing | SS Capex | Outdoor Taawn-Etisalat Lead | SS Capex | ETC Capex | 3G+4G+5G | AirScale | LTE-4CC |  | U900 F1-U900 F2-U2100 F2 | L800+L1800-F1+L1800-F2+L2100 | 2cc | 2046900 | 30 |  |  | n78 | 3 | 3 | [32 empty] | IIB | AUH-3895-CSG-ASR920-LD-1 | 35 | 35m Mp | sharing site/ from data base
AUH3896 | Site 7695 | AUH |  | AUH3896 | AUHL3896 | AUHNR3896 |  | On Air | On Air | On Air | 2019-08-28 | Permanent | 24.3228 | 54.773 | Nokia | Outdoor | Site Sharing | SS Capex | Outdoor Taawn-Etisalat Lead | SS Capex | ETC Capex | 3G+4G+5G | AirScale | LTE-4CC |  | U900 F1-U900 F2-U2100 F2 | L800+L1800-F1+L1800-F2+L2100 | 2cc | 2046900 | 30 |  |  | n78 | 3 | 3 | [32 empty] | IIB | AUH-3896-CSG-ASR920-LD-1 | 35 | Monopole | sharing site/ from data base
AUH3834 | Site 7696 | AUH |  | AUH3834 | AUHL3834 | AUHNR3834 |  | On Air | On Air | On Air | 2020-07-02 | Permanent | 24.608 | 54.697 | Nokia | Outdoor | EITC Passive Infrastructure | Greenfield | Outdoor Green field-du Owned | Du Solo | Greenfiled | 3G+4G+5G | BTS3900A | LTE-4CC |  | U900 F1-U900 F2 | L800+L1800-F1+L1800-F2+L2100 | 1cc | 2004100 | 40 |  |  | n41 | 4 | 3 | [32 empty] | MW | 0 | 40 | 40m-MD-MP | confirmed
AUH3926 | Site 7697 | AUH |  | AUH3926 | AUHL3926 | AUHNR3926 |  | On air | On Air | On Air | 2023-01-19 | Permanent | 24.3676 | 54.5974 | Nokia | Outdoor | Site Sharing | SS Capex | Outdoor Taawn-Etisalat Lead | SS Capex | ETC Capex | 3G+4G+5G | Airscale | LTE-3CC |  | U900 F1-U900 F2 | L800+L1800-F1+L1800-F2 | 2cc | 2440000 | 35 |  |  | n78 | 3 | 3 | [32 empty] | IIB | AUH-3926-CSG-IXR-E-1
AUH3939 | Site 7698 | AUH |  | AUH3939 | AUHL3939 | AUHNR3939 |  | On air | On Air | On Air | 2023 | Permanent | 24.3404 | 54.6105 | Nokia | Outdoor | Site Sharing | SS Capex | Outdoor Taawn-Etisalat Lead | SS Capex | ETC Capex | 3G+4G+5G | Airscale | LTE-3CC |  | U900 F1-U900 F2 | L800+L1800-F1+L1800-F2 | 2cc | 2004500 | 35 |  |  | n78 | 3 | 3 | [32 empty] | IIB | AUH-3939-CSG-IXR-E-1
AUH3993 | Site 7699 | AUH |  | AUH3993 | AUHL3993 | AUHNR3993 |  | On air | On Air | On Air | 2023-01-02 | Permanent | 24.3906 | 54.6216 | Nokia | Outdoor | Site Sharing | SS Capex | Outdoor Taawn-Etisalat Lead | SS Capex | ETC Capex | 3G+4G+5G | Airscale | LTE-4CC |  | U900 F1-U900 F2 | L800+L1800-F1+L1800-F2+L2100 | 2cc | 2440000 | 35 |  |  | n78 | 3 | 3 | [32 empty] | IIB | AUH-3993-CSG-IXR-E-1
AUH3994 | Site 7700 | AUH |  | AUH3994 | AUHL3994 | AUHNR3994 |  | On air | On Air | On Air | 2023 | Permanent | 24.3804 | 54.5977 | Nokia | Outdoor | Site Sharing | SS Capex | Outdoor Taawn-Etisalat Lead | SS Capex | ETC Capex | 3G+4G+5G | Airscale | LTE-3CC |  | U900 F1-U900 F2 | L800+L1800-F1+L1800-F2 | 2cc | 2440000 | 35 |  |  | n78 | 3 | 3 | [32 empty] | IIB | AUH-3994-CSG-IXR-E-1
AUH3995 | Site 7701 | AUH |  | AUH3995 | AUHL3995 | AUHNR3995 |  | On air | On Air | On Air | 2023-01-03 | Permanent | 24.3581 | 54.5949 | Nokia | Outdoor | Site Sharing | SS Capex | Outdoor Taawn-Etisalat Lead | SS Capex | ETC Capex | 3G+4G+5G | Airscale | LTE-4CC |  | U900 F1-U900 F2 | L800+L1800-F1+L1800-F2+L2100 | 2cc | 2440000 | 35 |  |  | n78 | 3 | 3 | [32 empty] | IIB | AUH-3995-CSG-IXR-E-1
AUH3996 | Site 7702 | AUH |  | AUH3996 | AUHL3996 | AUHNR3996 |  | On air | On Air | On Air | 2023 | Permanent | 24.3832 | 54.6222 | Nokia | Outdoor | Site Sharing | SS Capex | Outdoor Taawn-Etisalat Lead | SS Capex | ETC Capex | 3G+4G+5G | Airscale | LTE-3CC |  | U900 F1-U900 F2 | L800+L1800-F1+L1800-F2 | 2cc | 2440000 | 35 |  |  | n78 | 3 | 3 | [32 empty] | IIB | AUH-3996-CSG-IXR-E-1
AUH3997 | Site 7703 | AUH |  | AUH3997 | AUHL3997 | AUHNR3997 |  | On air | On Air | On Air | 2023 | Permanent | 24.3821 | 54.6086 | Nokia | Outdoor | Site Sharing | SS Capex | Outdoor Taawn-Etisalat Lead | SS Capex | ETC Capex | 3G+4G+5G | Airscale | LTE-3CC |  | U900 F1-U900 F2 | L800+L1800-F1+L1800-F2 | 2cc | 2440000 | 35 |  |  | n78 | 3 | 3 | [32 empty] | IIB | AUH-3997-CSG-N540-LD-1
AUH3897 | Site 7704 | AUH |  | AUH3897 | AUHL3897 | AUHNR3897 |  | On Air | On Air | On Air | 2020-08-11 | Permanent | 24.3381 | 54.7417 | Nokia | Outdoor | EITC Passive Infrastructure | Greenfield | Outdoor Taawn-du Lead | Du Capex | Du Capex | 3G+4G+5G | AirScale | LTE-4CC |  | U900 F1-U900 F2 | L800+L1800-F1+L1800-F2+L2100 | 2cc | 2046900 | 40 |  |  | n78 | 3 | 3 | [32 empty] | IIB | AUH-3897-CSG-SAR-X-1 | 40 | 40m-HD-MP | confirmed
AUH2891 | Site 7705 | AUH |  | AUH2891 | AUHL3891 |  |  | On Air | On Air |  | 2021-03-23 | Permanent | 24.1397 | 54.7581 | Nokia | Outdoor | EITC Passive Infrastructure | Greenfield | Outdoor Green field-du Owned | Du Solo | GreenField | 3G+4G | AirScale | LTE-3CC |  | U900 F1-U900 F2 | L800+L1800-F1+L1800-F2 |  | 2430100 | 35 |  |  |  | 3 | [33 empty] | IIB | AUH-2891-CSG-IXR-E-1 | 35 | 35m-MD-MP | confirmed
AUH2893 | Site 7706 | AUH |  | AUH2893 | AUHL3893 | AUHNR2893 |  | On Air | On Air | On Air | 2021-02-11 | Permanent | 24.3334 | 54.8067 | Nokia | Outdoor | EITC Passive Infrastructure | Greenfield | Outdoor Green field-du Owned | Du Solo | GreenField | 3G+4G+5G | AirScale | LTE-5CC | 4T4R | U900 F1-U900 F2-U2100 F2 | L800+L1800-F1+L1800-F2+L2100+L700 | 1cc | 2438000 | 30 |  |  | n41 | 3 | 3 | [32 empty] | MW | 0 | 35 | 35m-RDU | confirmed
AUH3998 | Site 7707 | AUH |  | AUH3998 | AUHL3998 | AUHNR3998 |  | On air | On Air | On Air | 2023 | Permanent | 24.3787 | 54.6196 | Nokia | Outdoor | Site Sharing | SS Capex | Outdoor Taawn-Etisalat Lead | SS Capex | ETC Capex | 3G+4G+5G | Airscale | LTE-3CC |  | U900 F1-U900 F2 | L800+L1800-F1+L1800-F2 | 2cc | 2440000 | 35 |  |  | n78 | 3 | 3 | [32 empty] | IIB | AUH-3998-CSG-N540-LD-1
AUH3909 | Site 7708 | AUH |  | AUH3909 | AUHL3909 | AUHNR3909 |  | On air | On Air | On Air | 2023 | Permanent | 24.3513 | 54.5216 | Nokia | Outdoor | EITC Passive Infrastructure | Greenfield | Outdoor Green field-du Owned | Du Solo | Greenfield | 3G+4G+5G | Airscale | LTE-4CC |  | U900 F1-U900 F2 | L800+L1800-F1+L1800-F2+L2100 | 2cc | 2600200 | 35 |  |  | n78 | 3 | 3 | [32 empty] | IIB | Passive to AUH-2116-CSG-SAR-8-1
AUH3921 | Site 7709 | AUH |  | AUH3921 | AUHL3921 | AUHNR3921 |  | On air | On Air | On Air | 2022-12-14 | Permanent | 24.3058 | 54.8722 | Nokia | Outdoor | EITC Passive Infrastructure | GreenField | Outdoor Green field-du Owned | Du Solo | Greenfield | 3G+4G+5G | AirScale | LTE-4CC |  | U900 F1-U900 F2-U2100 F2 | L800+L1800-F1+L1800-F2+L2100 | 2cc | 2436000 | 40 |  |  | n78 | 3 | 3 | [32 empty] | MW | 0
AUH3924 | Site 7710 | AUH |  | AUH3924 | AUHL3924 | AUHNR3924 |  | On Air | On Air | On Air | 2023 | Permanent | 24.442 | 54.4137 | Nokia | Outdoor | EITC Passive Infrastructure | Rooftop | RT-du Owned | Du Solo | Rooftop | 3G+4G+5G | AirScale | LTE-4CC |  | U900 F1-U900 F2 | L800+L1800-F1+L1800-F2+L2100 | 2cc | 2501500 | 21 |  |  | n78 | 4 | 3 | [32 empty] | IIB | AUH-3924-CSG-IXR-E-1
AUH2016 | Site 7711 | AUH |  | AUH2016 | AUHL4016 | AUHNR2016 |  | On air | On Air | On Air | 2022-12-29 | Permanent | 24.4328 | 54.5028 | Nokia | Outdoor | Site Sharing | SS Capex | Outdoor Taawn-Etisalat Lead | SS Capex | ETC Capex | 3G+4G+5G | Airscale | LTE-4CC |  | U900 F1-U900 F2 | L800+L1800-F1+L1800-F2+L2100 | 2cc | 2044600 | 35 |  |  | n78 | 3 | 3 | [32 empty] | MW | 0
AUH3928 | Site 7712 | AUH |  | AUH3928 | AUHL3928 | AUHNR3928 |  | On air | On Air | On Air | 2022-11-30 | Permanent | 24.2295 | 54.6806 | Nokia | Outdoor | EITC Passive Infrastructure | GreenField | Outdoor Taawn-du Lead | Du Capex | Du Capex | 3G+4G+5G | AirScale | LTE-4CC |  | U900 F1-U900 F2-U2100 F2 | L800+L1800-F1+L1800-F2+L2100 | 3cc | 2047502 | 40 |  |  | n78+n41 | 4 | 3 | [32 empty] | MW | 0
AUH3930 | Site 7713 | AUH |  | AUH3930 | AUHL3930 | AUHNR3930 |  | On air | On Air | On Air | 2023 | Monopole | 24.3224 | 54.7558 | Nokia | Outdoor | EITC Passive Infrastructure | Greenfield | Outdoor Green field-du Owned | Du Solo | Monopole | 3G+4G+5G | Airscale | LTE-4CC |  | U900 F1-U900 F2 | L800+L1800-F1+L1800-F2+L2100 | 2cc | 2046900 | 40 |  |  | n78 | 3 | 3 | [32 empty] | MW | 0
AUH3934 | Site 7714 | AUH |  | AUH3934 | AUHL3934 | AUHNR3934 |  | On Air | On Air | On Air | 2015-02-11 | Permanent | 24.4791 | 54.3594 | Nokia | Outdoor | EITC Passive Infrastructure | Rooftop | RT-du Owned | Du Solo | Atom | 3G+4G+5G | Nokia Small Cell | LTE-3CC |  | U900 F1-U900 F2-U2100 F2 | L800+L1800-F1+L1800-F2 | 2cc | 2501300 | 26 |  |  | n78 | 3 | 3 | [32 empty] | IIB | Passive to AUH-2019-CSG-IXR-E-1 | 3 | #N/A | Rooftop
AUH3040 | Site 7715 | AUH |  | AUH3040 | AUHL4040 |  |  | On Air | On Air |  | 2023 | Permanent | 24.17 | 54.6445 | Nokia | Outdoor | Site Sharing | SS Capex | Outdoor Taawn-Etisalat Lead | SS Capex | ETC Capex | 3G+4G | AirScale | LTE-3CC |  | U900 F1-U900 F2 | L800+L1800-F1+L1800-F2 |  | 2047502 | 55 |  |  |  | 4 | [33 empty] | IIB | AUH-3040-CSG-N540-LD-1
AUH3050 | Site 7716 | AUH |  | AUH3050 | AUHL4050 | AUHNR3050 |  | On Air | On Air | On Air | 2021-11-30 | Permanent | 24.3917 | 54.5487 | Nokia | Outdoor | Site Sharing | SS Capex | Outdoor Taawn-Etisalat Lead | SS Capex | ETC Capex | 3G+4G+5G | AirScale | LTE-3CC |  | U900 F1-U900 F2-U2100 F2 | L800+L1800-F1+L1800-F2 | 2cc | 2440000 | 35 |  |  | n78 | 3 | 3 | [32 empty] | IIB | AUH-3050-CSG-IXR-E-1 | 40 | 40M Monopole | sharing site/ from data base
AUH3940 | Site 7717 | AUH |  | AUH3940 | AUHL3940 | AUHNR3940 |  | On Air | On Air | On Air | 2014-12-08 | Permanent | 24.334 | 54.5374 | Nokia | Outdoor | EITC Passive Infrastructure | Rooftop | RT-du Owned | Du Solo | Rooftop | 3G+4G+5G | AirScale | LTE-4CC |  | U900 F1-U900 F2-U2100 F2 | L800+L1800-F1+L1800-F2+L2100 | 2cc | 2044802 | 20 |  |  | n78 | 4 | 3 | [32 empty] | IIB | AUH-3940-CSG-IXR-E-1 | 3 | #N/A | Rooftop
AUH3942 | Site 7718 | AUH |  | AUH3942 | AUHL3942 | AUHNR3942 |  | On Air | On Air | On Air | 2015-05-24 | Permanent | 24.3417 | 54.5366 | Nokia | Outdoor | EITC Passive Infrastructure | Rooftop | RT-du Owned | Du Solo | Rooftop | 3G+4G+5G | AirScale | LTE-4CC |  | U900 F1-U900 F2-U2100 F2 | L800+L1800-F1+L1800-F2+L2100 | 1cc | 2044802 | 32 |  |  | n41 | 3 | 3 | [32 empty] | IIB | AUH-3942-CSG-IXR-E-1 | 3 | #N/A | Rooftop
AUH3943 | Site 7719 | AUH |  | AUH3943 | AUHL3943 | AUHNR3943 |  | On air | On Air | On Air | 2023 | Permanent | 24.3664 | 54.611 | Nokia | Outdoor | EITC Passive Infrastructure | Greenfield | Outdoor Taawn-du Lead | Du Capex | Du Capex | 3G+4G+5G | Airscale | LTE-3CC |  | U900 F1-U900 F2 | L800+L1800-F1+L1800-F2 | 2cc | 2440000 | 40 |  |  | n78 | 3 | 3 | [32 empty] | IIB | AUH-3943-CSG-N540-LD-1
AUH3130 | Site 7720 | AUH |  | AUH3130 | AUHL4130 | AUHNR3130 |  | On air | On Air | On Air | 2023 | Permanent | 24.3982 | 54.5017 | Nokia | Outdoor | Site Sharing | SS Capex | Outdoor Taawn-Etisalat Lead | SS Capex | ETC Capex | 3G+4G+5G | Airscale | LTE-4CC |  | U900 F1-U900 F2 | L800+L1800-F1+L1800-F2+L2100 | 2cc | 2043900 | 30 |  |  | n78 | 3 | 3 | [32 empty] | IIB | AUH-3130-CSG-N540-LD-1
AUH3946 | Site 7721 | AUH |  | AUH3946 | AUHL3946 |  |  | On Air | On Air |  | 2016-07-24 | Permanent | 24.4731 | 54.34 | Nokia | Outdoor | EITC Passive Infrastructure | Greenfield | Outdoor Green field-du Owned- Small Cells | Du Solo | Atom | 3G+4G | Nokia Small Cell | LTE |  | U2100 F2 | L1800-F1 |  | 2501300 | 6 |  |  |  | 2 | [33 empty] | MW | 0 | 3 | #N/A | Rooftop
AUH3947 | Site 7722 | AUH |  | AUH3947 | AUHL3947 |  |  | On Air | On Air |  | 2016-07-24 | Permanent | 24.4739 | 54.3411 | Nokia | Outdoor | EITC Passive Infrastructure | Rooftop | RT-du Owned- Small Cells | Du Solo | Atom | 3G+4G | Nokia Small Cell | LTE |  | U2100 F2 | L1800-F1 |  | 2501300 | 6 |  |  |  | 2 | [33 empty] | MW | 0 | 3 | #N/A | Rooftop
AUH2312 | Site 7723 | AUH |  | AUH2312 | AUHL4312 | AUHNR2312 |  | On Air | On Air | On Air | 2022-06-17 | Permanent | 24.4681 | 54.3338 | Nokia | Outdoor | Site Sharing | SS Capex | Outdoor Taawn-Etisalat Lead | SS Capex | ETC Capex | 3G+4G+5G | AirScale | LTE-3CC |  | U900 F1-U900 F2-U2100 F2 | L800+L1800-F1+L1800-F2 | 2cc | 2500400 | 25 |  |  | n78 | 3 | 3 | [32 empty] | IIB | AUH-2312-CSG-IXR-E-1 | 30 | ETC | sharing site/ from data base
AUH3963 | Site 7724 | AUH |  | AUH3963 | AUHL39631 |  |  | On Air | On Air |  | 2019-01-14 | Permanent | 24.479 | 54.348 | Nokia | Outdoor | EITC Passive Infrastructure | Greenfield | Outdoor Green field-du Owned- Small Cells | Du Solo | Camouflage pole | 3G+4G | Nokia Small Cell | LTE |  | U2100 F2 | L1800-F1 |  | 2501300 | 9 |  |  |  | 2 | [33 empty] | IIB | Passive fiber on AUH-2309-CSG-SAR-X-1 | 9 | #N/A | from data base
AUH3964 | Site 7725 | AUH |  | AUH3964 | AUHL39641 |  |  | On Air | On Air |  | 2019-01-14 | Permanent | 24.4801 | 54.3475 | Nokia | Outdoor | EITC Passive Infrastructure | Greenfield | Outdoor Green field-du Owned- Small Cells | Du Solo | Camouflage pole | 3G+4G | Nokia Small Cell | LTE |  | U2100 F2 | L1800-F1 |  | 2501300 | 9 |  |  |  | 2 | [33 empty] | IIB | Passive fiber on AUH-2309-CSG-SAR-X-1 | 9 | #N/A | from data base
AUH3931 | Site 7726 | AUH |  | AUH3931 | AUHL3931 | AUHNR3931 |  | On Air | On Air | On Air | 2015-11-12 | Permanent | 24.2967 | 54.6572 | Nokia | Outdoor | EITC Passive Infrastructure | Greenfield | Outdoor Green field-du Owned | Du Solo | Monopole | 3G+4G+5G | AirScale | LTE-4CC | 4T4R | U900 F1-U900 F2-U2100 F2 | L800+L1800-F1+L1800-F2+L2100 | 2cc | 2046100 | 30 |  |  | n78 | 3 | 3 | [32 empty] | IIB | AUH-3931-CSG-IXR-E-1 | 30 | #N/A | from data base
AUH3966 | Site 7727 | AUH |  | AUH3966 | AUHL39661 |  |  | On Air | On Air |  | 2009 | Permanent | 24.4778 | 54.3445 | Nokia | Outdoor | EITC Passive Infrastructure | Greenfield | Outdoor Green field-du Owned- Small Cells | Du Solo | 4.5m Atom | 3G+4G | AirScale | LTE |  | U2100 F2 | L1800-F1 |  | 2501300 | 4.5 |  |  |  | 3 | [33 empty] | MW | 0 | 3 | #N/A | Rooftop
AUH3967 | Site 7728 | AUH |  | AUH3967 | AUHL39671 |  |  | On Air | On Air |  | 2009 | Permanent | 24.4765 | 54.3436 | Nokia | Outdoor | EITC Passive Infrastructure | Greenfield | Outdoor Green field-du Owned- Small Cells | Du Solo | 4.5m Atom | 3G+4G | AirScale | LTE |  | U2100 F2 | L1800-F1 |  | 2501300 | 4.5 |  |  |  | 2 | [33 empty] | MW | 0 | 3 | #N/A | Rooftop
AUH3968 | Site 7729 | AUH |  | AUH3968 | AUHL39681 |  |  | On Air | On Air |  | 2009 | Permanent | 24.4719 | 54.3376 | Nokia | Outdoor | EITC Passive Infrastructure | Greenfield | Outdoor Green field-du Owned- Small Cells | Du Solo | 4.5m Atom | 3G+4G | AirScale | LTE |  | U2100 F2 | L1800-F1 |  | 2501300 | 4.5 |  |  |  | 2 | [33 empty] | MW | 0 | 3 | #N/A | Rooftop
AUH3969 | Site 7730 | AUH |  | AUH3969 | AUHL39691 | AUHNR3969 |  | On Air | On Air | On Air | 2009 | Permanent | 24.4704 | 54.3351 | Nokia | Outdoor | EITC Passive Infrastructure | Greenfield | Outdoor Green field-du Owned- Small Cells | Du Solo | 4.5m Atom | 3G+4G+5G | AirScale | LTE |  | U2100 F2 | L1800-F1 | 1CC | 2500400 | 4.5 |  |  | N78 | 2 | 2 | [32 empty] | MW | 0 | 3 | #N/A | Rooftop
AUH3313 | Site 7731 | AUH |  | AUH3313 | AUHL4313 | AUHNR3313 |  | On Air | On Air | On Air | 2022-10-07 | Permanent | 24.4325 | 54.3784 | Nokia | Outdoor | Site Sharing | SS Capex | Outdoor Taawn-Etisalat Lead | SS Capex | ETC Capex | 3G+4G+5G | AirScale | LTE-3CC |  | U900 F1-U900 F2-U2100 F2 | L800+L1800-F1+L1800-F2 | 2cc | 2500900 | 35 |  |  | n78 | 3 | 3 | [32 empty] | MW | 0 | 35 | LampPole
AUH3974 | Site 7732 | AUH |  | AUH3974 | AUHL3974 | AUHNR3974 |  | On Air | On Air | On Air | 2022-10-04 | Permanent | 24.4436 | 54.5802 | Nokia | Outdoor | EITC Passive Infrastructure | Rooftop | RT-du Owned | Du Solo | Rooftop | 3G+4G+5G | AirScale | LTE-3CC |  | U900 F1-U900 F2-U2100 F2 | L800+L1800-F1+L1800-F2 | 2cc | 2042400 | 60 |  |  | n78 | 3 | 3 | [32 empty] | MW | 0
AUH3975 | Site 7733 | AUH |  | AUH3975 | AUHL3975 | AUHNR3975 |  | On Air | On Air | On Air | 2022-07-05 | Permanent | 24.4423 | 54.5773 | Nokia | Outdoor | EITC Passive Infrastructure | Rooftop | RT-du Owned | Du Solo | Rooftop | 3G+4G+5G | AirScale | LTE-3CC |  | U900 F1-U900 F2-U2100 F2 | L800+L1800-F1+L1800-F2 | 2cc | 2042400 | 62 |  |  | n78 | 3 | 3 | [32 empty] | MW | 0 | 3 | Rooftop | Rooftop
AUH3932 | Site 7734 | AUH |  | AUH3932 | AUHL3932 | AUHNR3932 |  | On Air | On Air | On Air | 2015-07-07 | Permanent | 24.2866 | 54.6472 | Nokia | Outdoor | EITC Passive Infrastructure | Greenfield | Outdoor Green field-du Owned | Du Solo | Monopole | 3G+4G+5G | AirScale | LTE-4CC | 4T4R | U900 F1-U900 F2-U2100 F2 | L800+L1800-F1+L1800-F2+L2100 | 2cc | 2046100 | 38 |  |  | n78 | 3 | 3 | [32 empty] | IIB | AUH-3932-CSG-SAR-X-1 | 40 | #N/A | from data base
AUH3965 | Site 7735 | AUH |  | AUH3965 | AUHL3965 | AUHNR3965 |  | On Air | On Air | On Air | 2020-06-23 | Permanent | 24.5475 | 54.6704 | Nokia | Outdoor | EITC Passive Infrastructure | Greenfield | Outdoor Green field-du Owned | Du Solo | Greenfield | 3G+4G+5G | AirScale | LTE-4CC | 4T4R | U900 F1-U900 F2 | L800+L1800-F1+L1800-F2+L2100 | 1cc | 2004100 | 40 |  |  | n41 | 3 | 3 | [32 empty] | IIB | AUH-3965-CSG-IXR-E-1 | 40 | 40m-MD-MP | confirmed
AUH3327 | Site 7736 | AUH |  | AUH3327 | AUHL4327 | AUHNR3327 |  | On Air | On Air | On Air | 2009 | Permanent | 24.3367 | 54.7525 | Nokia | Outdoor | Site Sharing | SS Capex | Outdoor Taawn-Etisalat Lead | SS Capex | ETC Capex | 3G+4G+5G | AirScale | LTE-4CC |  | U900 F1-U900 F2-U2100 F2 | L800+L1800-F1+L1800-F2+L2100 | 2cc | 2046900 | 31.5 |  |  | n78 | 3 | 3 | [32 empty] | IIB | AUH-3327-CSG-ASR920-LD-1 | 35 | Monopole | sharing site/ from data base
AUH3387 | Site 7737 | AUH |  | AUH3387 | AUHL4387 | AUHNR3387 |  | On air | On Air | On Air | 2022-11-30 | Permanent | 24.4187 | 54.4283 | Nokia | Outdoor | Site Sharing | SS Capex | Outdoor Taawn-Etisalat Lead | SS Capex | ETC Capex | 3G+4G+5G | AirScale | LTE-3CC |  | U900 F1-U900 F2-U2100 F2 | L800+L1800-F1+L1800-F2 | 2cc | 2501901 | 30 |  |  | n78 | 3 | 3 | [32 empty] | MW | 0
AUH3388 | Site 7738 | AUH |  | AUH3388 | AUHL4388 | AUHNR3388 |  | On air | On Air | On Air | 2023 | Lamp Pole | 24.5318 | 54.4261 | Nokia | Outdoor | Site Sharing | SS Capex | Outdoor Taawn-Etisalat Lead | SS Capex | ETC Capex | 3G+4G+5G | Airscale | LTE-3CC |  | U900 F1-U900 F2 | L800+L1800-F1+L1800-F2 | 2cc | 2046700 | 35 |  |  | n78 | 3 | 3 | [32 empty] | MW | 0
AUH3411 | Site 7739 | AUH |  | AUH3411 | AUHL4411 |  |  | On air | On Air |  | 2023 | Permanent | 24.3449 | 54.6792 | Nokia | Outdoor | Site Sharing | SS Capex | Outdoor Taawn-Etisalat Lead | SS Capex | ETC Capex | 3G+4G | AirScale | LTE-3CC |  | U900 F1-U900 F2 | L800+L1800-F1+L1800-F2 |  | 2443500 | 35 |  |  |  | 3 | [33 empty] | MW | 0
AUH3006 | Site 7740 | AUH |  | AUH3006 | AUHL4006 |  |  | On Air | On Air |  | 2020-07-05 | Permanent | 24.8678 | 54.8971 | Nokia | Outdoor | Site Sharing | ETC Site Share | Outdoor Site Sharing-Etisalat Owned | SS Opex | Etisalat_Opex | 3G+4G | BTS3900A | LTE-3CC |  | U900 F1-U900 F2 | L800+L1800-F1+L1800-F2 |  | 2106100 | 55 |  |  |  | 3 | [33 empty] | IIB | AUH-3006-CSG-IXR-E-1 | 60 | LatticeTower | sharing site/ from data base
AUH3007 | Site 7741 | AUH | AUH3007 | AUH3007 | AUHL4007 | AUHNR3007 | On Air | On Air | On Air | On Air | 2012-12-20 | Permanent | 24.3878 | 54.7256 | Nokia | Outdoor | Site Sharing | ETC Site Share | Outdoor Site Sharing-Etisalat Owned | SS Opex | Etisalat_Opex | 2G+3G+4G+5G | AirScale | LTE-4CC |  | U900 F1-U900 F2-U2100 F2 | L800+L1800-F1+L1800-F2+L2100 | 2cc | 2046500 | 25 |  |  | n78 | 3 | 3 | [32 empty] | IIB | AUH-3007-CSG-ASR920-LD-1 | 30 | Monopole | sharing site/ from data base
AUH3014 | Site 7742 | AUH |  | AUH3014 | AUHL4014 |  |  | On Air | On Air |  | 2021 | Permanent | 24.6297 | 54.6567 | Nokia | Outdoor | Site Sharing | ETC Site Share | Outdoor Site Sharing-Etisalat Owned | SS Opex | Etisalat_Opex | 3G+4G | AirScale | LTE-3CC |  | U900 F1-U900 F2 | L800+L1800-F1+L1800-F2 |  | 2043000 | 25 |  |  |  | 3 | [33 empty] | IIB | AUH-3014-CSG-N540-LD-1 | 30 | Site Share | sharing site/ from data base
AUH3015 | Site 7743 | AUH |  | AUH3015 | AUHL4015 |  |  | On air | On Air |  | 2022-11-30 | Permanent | 24.4113 | 54.7999 | Nokia | Outdoor | Site Sharing | ETC Site Share | Outdoor Site Sharing-Etisalat Owned | SS Opex | Etisalat_Opex | 3G+4G | AirScale | LTE-3CC |  | U900 F1-U900 F2-U2100 F2 | L800+L1800-F1+L1800-F2 |  | 2041200 | 30 |  |  |  | 3 | [33 empty] | IIB | AUH-3015-CSG-IXR-E-1
AUH3024 | Site 7744 | AUH |  | AUH3024 | AUHL4024 |  |  | On Air | On Air |  | 2022-04-13 | Permanent | 24.4259 | 54.8091 | Nokia | Outdoor | Site Sharing | ETC Site Share | Outdoor Site Sharing-Etisalat Owned | SS Opex | Etisalat_Opex | 3G+4G | AirScale | LTE-3CC |  | U900 F1-U900 F2-U2100 F2 | L800+L1800-F1+L1800-F2 |  | 2041200 | 35 |  |  |  | 3 | [33 empty] | IIB | AUH-3024-CSG-IXR-E-1 | 40 | Site Share | sharing site/ from data base
AUH2027 | Site 7745 | AUH |  | AUH2027 | AUHL4027 | AUHNR2027 |  | On Air | On Air | On Air | 2020-01-08 | Permanent | 24.4774 | 54.375 | Nokia | Outdoor | Site Sharing | ETC Site Share | Outdoor Site Sharing-Etisalat Owned | SS Opex | Etisalat_Opex | 3G+4G+5G | AirScale | LTE-3CC |  | U900 F1-U900 F2-U2100 F2 | L800+L1800-F1+L1800-F2 | 2cc | 2501200 | 25 |  |  | n78 | 3 | 3 | [32 empty] | IIB | AUH-2027-CSG-IXR-E-1 | 30 | Monopole | sharing site/ from data base
AUH3028 | Site 7746 | AUH |  | AUH3028 | AUHL4028 | AUHNR3028 |  | On Air | On Air | On Air | 2015-10-19 | Permanent | 24.4282 | 54.5834 | Nokia | Outdoor | Site Sharing | ETC Site Share | Outdoor Site Sharing-Etisalat Owned | SS Opex | Etisalat_Opex | 3G+4G+5G | AirScale | LTE-4CC |  | U900 F1-U900 F2-U2100 F2 | L800+L1800-F1+L1800-F2+L2100 | 2cc | 2042600 | 30 |  |  | n78 | 3 | 3 | [32 empty] | IIB | AUH-3028-CSG-ASR920-LD-1 | 35 | Monopole | sharing site/ from data base
AUH3029 | Site 7747 | AUH |  | AUH3029 | AUHL4029 |  |  | On Air | On Air |  | 2021-03-14 | Permanent | 24.8329 | 54.9943 | Nokia | Outdoor | Site Sharing | ETC Site Share | Outdoor Site Sharing-Etisalat Owned | SS Opex | Etisalat_Opex | 3G+4G | AirScale | LTE |  | U900 F1-U900 F2 | L800 |  | 2106100 | 35 |  |  |  | 3 | [33 empty] | IIB | AUH-3029-CSG-IXR-E-1 | 40 | Monopole | sharing site/ from data base
AUH3982 | Site 7748 | AUH |  | AUH3982 | AUHL3982 |  |  | On air | On Air |  | 2023 | Monopole | 24.4183 | 54.8538 | Nokia | Outdoor | EITC Passive Infrastructure | Greenfield | Outdoor Green field-du Owned | Du Solo | Monopole | 3G+4G | Airscale | LTE-3CC |  | U900 F1-U900 F2 | L800+L1800-F1+L1800-F2 |  | 2042900 | 40 |  |  |  | 3 | [33 empty] | IIB | AUH-3982-CSG-IXR-E-1
AUH3038 | Site 7749 | AUH |  | AUH3038 | AUHL4038 |  |  | On Air | On Air |  | 2021-06-20 | Permanent | 24.8741 | 54.9706 | Nokia | Outdoor | EITC Passive Infrastructure | Greenfield | Outdoor Taawn-du Lead | Du Capex | Du Capex | 3G+4G | AirScale | LTE |  | U900 F1-U900 F2 | L800 |  | 2106100 | 60 |  |  |  | 4 | [33 empty] | IIB | Passive Completed | 60 | 60m-LT | confirmed
AUH3031 | Site 7750 | AUH |  | AUH3031 | AUHL4031 | AUHNR3031 |  | On Air | On Air | On Air | 2023 | Permanent | 24.834 | 54.7586 | Nokia | Outdoor | EITC Passive Infrastructure | Greenfield | Outdoor Green field-du Owned | Du Solo | Greenfield | 3G+4G+5G | AirScale | LTE-3CC |  | U900 F1-U900 F2 | L800+L1800-F1+L1800-F2 | 1cc | 2102000 | 40 |  |  | n41 | 4 | 3 | [32 empty] | MW | 0
AUH3042 | Site 7751 | AUH |  | AUH3042 | AUHL4042 | AUHNR3042 |  | On air | On Air | On Air | 2022-07-26 | Permanent | 24.5747 | 54.8875 | Nokia | Outdoor | EITC Passive Infrastructure | Greenfield | Outdoor Taawn-du Lead | Du Capex | Du Capex | 3G+4G+5G | AirScale | LTE-3CC |  | U900 F1-U900 F2-U2100 F2 | L800+L1800-F1+L1800-F2 | 1cc | 2043200 | 40 |  |  | n41 | 3 | 3 | [32 empty] | IIB | AUH-3042-CSG-IXR-E-1 | 40 | 40m-HD-MP | confirmed
AUH3043 | Site 7752 | AUH |  | AUH3043 | AUHL4043 |  |  | On Air | On Air |  | 2022-03-31 | Permanent | 24.2951 | 54.9129 | Nokia | Outdoor | Site Sharing | ETC Site Share | Outdoor Site Sharing-Etisalat Owned | SS Opex | Etisalat_Opex | 3G+4G | AirScale | LTE |  | U900 F1-U900 F2 | L800 |  | 2430100 | 35 |  |  |  | 3 | [33 empty] | MW | 0 | 40 | Site Share | sharing site/ from data base
AUH3044 | Site 7753 | AUH |  | AUH3044 | AUHL4044 |  |  | On air | On Air |  | 2022-11-18 | Permanent | 24.5673 | 54.999 | Nokia | Outdoor | Site Sharing | ETC Site Share | Outdoor Site Sharing-Etisalat Owned | SS Opex | Etisalat_Opex | 3G+4G | AirScale | LTE-3CC |  | U900 F1-U900 F2-U2100 F2 | L800+L1800-F1+L1800-F2 |  | 2043200 | 35 |  |  |  | 4 | [33 empty] | MW | 0 | 40 | Monopole
AUH3045 | Site 7754 | AUH |  | AUH3045 | AUHL4045 |  |  | On air | On Air |  | 2022-11-22 | Permanent | 24.5189 | 55.0193 | Nokia | Outdoor | Site Sharing | ETC Site Share | Outdoor Site Sharing-Etisalat Owned | SS Opex | Etisalat_Opex | 3G+4G | AirScale | LTE-3CC |  | U900 F1-U900 F2 | L800+L1800-F1+L1800-F2 |  | 2043200 | 85 |  |  |  | 3 | [33 empty] | MW | 0 | 90 | LatticeTower
AUH3052 | Site 7755 | AUH | AUH3052 | AUH3052 | AUHL4052 | AUHNR3052 | On Air | On Air | On Air | On Air | 2012-11-04 | Permanent | 24.326 | 54.5381 | Nokia | Outdoor | EITC Passive Infrastructure | Rooftop | RT-du Owned | Du Solo | Rooftop | 2G+3G+4G+5G | AirScale | LTE-4CC | 4T4R | U900 F1-U900 F2-U2100 F2 | L800+L1800-F1+L1800-F2+L2100 | 1cc | 2044802 | 26.5 |  |  | n41 | 3 | 3 | [32 empty] | IIB | AUH-3052-CSG-SAR-X-1 | 3 | #N/A | Rooftop
AUH3053 | Site 7756 | AUH | AUH3053 | AUH3053 | AUHL4053 | AUHNR3053 | On Air | On Air | On Air | On Air | 2013-11-30 | Permanent | 24.3366 | 54.538 | Nokia | Outdoor | EITC Passive Infrastructure | Rooftop | RT-du Owned | Du Solo | Rooftop | 2G+3G+4G+5G | AirScale | LTE-4CC |  | U900 F1-U900 F2-U2100 F2 | L800+L1800-F1+L1800-F2+L2100 | 1cc | 2044802 | 27 |  |  | n41 | 4 | 3 | [32 empty] | IIB | AUH-3053-CSG-IXR-E-1 | 3 | #N/A | Rooftop
AUH3055 | Site 7757 | AUH | AUH3055 | AUH3055 | AUHL4055 | AUHNR3055 | On Air | On Air | On Air | On Air | 2014-07-17 | Permanent | 24.5519 | 54.452 | Nokia | Outdoor | EITC Passive Infrastructure | Rooftop | RT-du Owned | Du Solo | Rooftop | 2G+3G+4G+5G | AirScale | LTE-3CC |  | U900 F1-U900 F2-U2100 F2 | L800+L1800-F1+L1800-F2 | 2cc | 2046700 | 24 |  |  | n78 | 4 | 3 | [32 empty] | IIB | AUH-3055-CSG-ASR920-LD-1 | 3 | #N/A | Rooftop
AUH3035 | Site 7758 | AUH |  | AUH3035 | AUHL4035 | AUHNR3035 |  | On Air | On Air | On Air | 2021-03-11 | Permanent | 24.6075 | 54.6465 | Nokia | Outdoor | EITC Passive Infrastructure | Greenfield | Outdoor Green field-du Owned | Du Solo | GF | 3G+4G+5G | AirScale | LTE-3CC |  | U900 F1-U900 F2 | L800+L1800-F1+L1800-F2 | 1cc | 2043000 | 40 |  |  | n41 | 3 | 3 | [32 empty] | IIB | AUH-3035-CSG-ASR920-LD-1 | 40 | 40m-MD-MP | confirmed
AUH3039 | Site 7759 | AUH |  | AUH3039 | AUHL4039 | AUHNR3039 |  | On Air | On Air | On Air | 2021-07-07 | Permanent | 24.5155 | 54.7499 | Nokia | Outdoor | EITC Passive Infrastructure | Greenfield | Outdoor Green field-du Owned | Du Solo | Greefield | 3G+4G+5G | AirScale | LTE-3CC |  | U900 F1-U900 F2 | L800+L1800-F1+L1800-F2 | 1cc | 2043200 | 35 |  |  | n41 | 4 | 3 | [32 empty] | MW | 0 | 35 | 35m-RDU | confirmed
AUH3056 | Site 7760 | AUH |  | AUH3056 | AUHL4056 | AUHNR3056 |  | On Air | On Air | On Air | 2016-02-23 | Permanent | 24.4547 | 54.7422 | Nokia | Outdoor | EITC Passive Infrastructure | Greenfield | Outdoor Green field-du Owned | Du Solo | Palm Tree | 3G+4G+5G | AirScale | LTE-2CC |  | U900 F1-U900 F2-U2100 F2 | L1800-F1+L1800-F2 | 2cc | 2043100 | 30 |  |  | n78 | 4 | 3 | [32 empty] | IIB | AUH-3056-CSG-IXR-E-1 | 30 | #N/A | from data base
AUH3057 | Site 7761 | AUH |  | AUH3057 | AUHL4057 | AUHNR3057 |  | On Air | On Air | On Air | 2015-09-06 | Permanent | 24.442 | 54.742 | Nokia | Outdoor | EITC Passive Infrastructure | Greenfield | Outdoor Green field-du Owned | Du Solo | Palm Tree | 3G+4G+5G | AirScale | LTE-2CC |  | U900 F1-U900 F2-U2100 F2 | L1800-F1+L1800-F2 | 2cc | 2043100 | 30 |  |  | n78 | 4 | 3 | [32 empty] | IIB | AUH-3057-CSG-ASR920-LD-1 | 30 | #N/A | from data base
AUH3058 | Site 7762 | AUH |  | AUH3058 | AUHL4058 | AUHNR3058 |  | On Air | On Air | On Air | 2020-07-25 | Permanent | 24.4371 | 54.7369 | Nokia | Outdoor | EITC Passive Infrastructure | Greenfield | Outdoor Green field-du Owned | Du Solo | Lamp Pole | 3G+4G+5G | AirScale | LTE-3CC |  | U900 F1-U900 F2 | L800+L1800-F1+L1800-F2 | 2cc | 2043100 | 35 |  |  | n78 | 3 | 3 | [32 empty] | IIB | AUH-3058-CSG-ASR920-LD-1 | 35 | 35m-HD-LP | confirmed
AUH2061 | Site 7763 | AUH | AUH2061 | AUH2061 | AUHL4061 | AUHNR2061 | On Air | On Air | On Air | On Air | 2009 | Permanent | 24.2269 | 54.649 | Nokia | Outdoor | EITC Passive Infrastructure | Greenfield | Outdoor Green field-du Owned | DU Solo | Monopole | 2G+3G+4G+5G | AirScale | LTE-3CC |  | U900 F1-U900 F2-U2100 F2 | L800+L1800-F1+L1800-F2 | 1cc | 2047502 | 36.5 |  |  | n41 | 3 | 3 | [32 empty] | IIB | AUH-2061-CSG-ASR920-LD-1 | 40 | #N/A | from data base
AUH3062 | Site 7764 | AUH |  | AUH3062 | AUHL4062 | AUHNR3062 |  | On Air | On Air | On Air | 2015-07-16 | Permanent | 24.4597 | 54.7115 | Nokia | Outdoor | EITC Passive Infrastructure | Greenfield | Outdoor Green field-du Owned | Du Solo | Palm Tree | 3G+4G+5G | AirScale | LTE-2CC |  | U900 F1-U900 F2-U2100 F2 | L800+L1800-F1 | 2cc | 2043100 | 30 |  |  | n78 | 3 | 3 | [32 empty] | IIB | AUH-3062-CSG-IXR-E-1 | 30 | #N/A | from data base
AUH3068 | Site 7765 | AUH |  | AUH3068 | AUHL4068 | AUHNR3068 |  | On Air | On Air | On Air | 2021-07-12 | Permanent | 24.4453 | 54.724 | Nokia | Outdoor | EITC Passive Infrastructure | Greenfield | Outdoor Taawn-du Lead | Du Capex | Du Capex | 3G+4G+5G | AirScale | LTE-3CC |  | U900 F1-U900 F2 | L800+L1800-F1+L1800-F2 | 2cc | 2043100 | 35 |  |  | n78 | 3 | 3 | [32 empty] | IIB | AUH-3068-CSG-IXR-E-1 | 35 | 35m-HD-MP | confirmed
AUH3069 | Site 7766 | AUH |  | AUH3069 | AUHL4069 | AUHNR3069 |  | On Air | On Air | On Air | 2020-08-26 | Permanent | 24.2701 | 54.5043 | Nokia | Outdoor | EITC Passive Infrastructure | Greenfield | Outdoor Taawn-du Lead | Du Capex | Du Capex | 3G+4G+5G | AirScale | LTE-2CC |  | U900 F1-U900 F2 | L800+L1800-F1 | 1cc | 2042200 | 40 |  |  | n41 | 3 | 3 | [32 empty] | IIB | AUH-3069-CSG-ASR920-LD-1 | 40 | 40m-MD-MP | confirmed
AUH3072 | Site 7767 | AUH |  | AUH3072 | AUHL4072 | AUHNR3072 |  | On Air | On Air | On Air | 2020-09-27 | Permanent | 24.2991 | 54.6729 | Nokia | Outdoor | Site Sharing | ETC Site Share | Outdoor Site Sharing-Etisalat Owned | SS Opex | Etisalat_Opex | 3G+4G+5G | AirScale | LTE-4CC |  | U900 F1-U900 F2 | L800+L1800-F1+L1800-F2+L2100 | 2cc | 2443300 | 85 |  |  | n78 | 3 | 3 | [32 empty] | MW | 0 | 90 | LatticeTower | sharing site/ from data base
AUH2063 | Site 7768 | AUH | AUH2063 | AUH2063 | AUHL4063 | AUHNR2063 | Locked | On Air | On Air | On Air | 2009 | Permanent | 24.4516 | 54.3652 | Nokia | Outdoor | EITC Passive Infrastructure | Greenfield | Outdoor Green field-du Owned | Du Solo | RDU - Palm Tree | 2G+3G+4G+5G | AirScale | LTE-2CC |  | U900 F1-U900 F2-U2100 F2 | L800+L1800-F1 | 2cc | 2500700 | 18 |  |  | n78 | 3 | 3 | [32 empty] | IIB | AUH-2063-CSG-N540-LD-1 | 18 | #N/A | from data base
AUH3076 | Site 7769 | AUH |  | AUH3076 | AUHL4076 | AUHNR3076 |  | On Air | On Air | On Air | 2014-07-27 | Permanent | 24.4595 | 54.7297 | Nokia | Outdoor | Site Sharing | ETC Site Share | Outdoor Site Sharing-Etisalat Owned | SS Opex | Etisalat_Opex | 3G+4G+5G | AirScale | LTE-3CC |  | U900 F1-U900 F2-U2100 F2 | L800+L1800-F1+L1800-F2 | 2cc | 2043100 | 30 |  |  | n78 | 3 | 3 | [32 empty] | IIB | AUH-3076-CSG-SAR-X-1 | 30 | PalmTree | sharing site/ from data base
AUH3079 | Site 7770 | AUH |  | AUH3079 | AUHL4079 | AUHNR3079 |  | On Air | On Air | On Air | 2015-12-13 | Permanent | 24.4595 | 54.7385 | Nokia | Outdoor | Site Sharing | ETC Site Share | Outdoor Site Sharing-Etisalat Owned | SS Opex | Etisalat_Opex | 3G+4G+5G | AirScale | LTE-3CC |  | U900 F1-U900 F2-U2100 F2 | L800+L1800-F1+L1800-F2 | 2cc | 2043100 | 25 |  |  | n78 | 3 | 3 | [32 empty] | IIB | AUH-3079-CSG-SAR-X-1 | 30 | PalmTree | sharing site/ from data base
AUH3081 | Site 7771 | AUH |  | AUH3081 | AUHL4081 | AUHNR3081 |  | On Air | On Air | On Air | 2015-11-17 | Permanent | 24.4501 | 54.743 | Nokia | Outdoor | Site Sharing | ETC Site Share | Outdoor Site Sharing-Etisalat Owned | SS Opex | Etisalat_Opex | 3G+4G+5G | AirScale | LTE-3CC |  | U900 F1-U900 F2-U2100 F2 | L800+L1800-F1+L1800-F2 | 2cc | 2043100 | 25 |  |  | n78 | 3 | 3 | [32 empty] | IIB | AUH-3081-CSG-IXR-E-1 | 30 | PalmTree | sharing site/ from data base
AUH3083 | Site 7772 | AUH |  | AUH3083 | AUHL4083 | AUHNR3083 |  | On Air | On Air | On Air | 2009 | Permanent | 24.4314 | 54.7415 | Nokia | Outdoor | Site Sharing | ETC Site Share | Outdoor Site Sharing-Etisalat Owned | SS Opex | Etisalat_Opex | 3G+4G+5G | AirScale | LTE-2CC |  | U900 F1-U900 F2-U2100 F2 | L1800-F1+L1800-F2 | 2cc | 2043100 | 30 |  |  | n78 | 3 | 3 | [32 empty] | IIB | AUH-3083-CSG-ASR920-LD-1 | 30 | PalmTree | sharing site/ from data base
AUH3064 | Site 7773 | AUH |  | AUH3064 | AUHL4064 | AUHNR3064 |  | On Air | On Air | On Air | 2021-09-12 | Permanent | 24.4406 | 54.7299 | Nokia | Outdoor | EITC Passive Infrastructure | Greenfield | Outdoor Green field-du Owned | Du Solo | Greenfield | 3G+4G+5G | AirScale | LTE-3CC |  | U900 F1-U900 F2 | L800+L1800-F1+L1800-F2 | 2cc | 2043100 | 35 |  |  | n78 | 3 | 3 | [32 empty] | MW | 0 | 30 | 30m-MD-LP | confirmed
AUH3085 | Site 7774 | AUH |  | AUH3085 | AUHL4085 |  |  | On Air | On Air |  | 2009 | Permanent | 24.8207 | 54.6589 | Nokia | Outdoor | EITC Passive Infrastructure | Greenfield | Outdoor Taawn-du Lead | Du Capex | Du Capex | 3G+4G | BTS5900 | LTE-3CC |  | U900 F1-U900 F2-U2100 F2 | L800+L1800-F1+L1800-F2 |  | 2100000 | 40 |  |  |  | 4 | [33 empty] | MW | 0 | 40 | #N/A | from data base
AUH2074 | Site 7775 | AUH | AUH2074 | AUH2074 | AUHL4074 | AUHNR2074 | On Air | On Air | On Air | On Air | 2009 | Permanent | 24.4304 | 54.3726 | Nokia | Outdoor | EITC Passive Infrastructure | Greenfield | Outdoor Green field-du Owned | Du Solo | Monopole | 2G+3G+4G+5G | AirScale | LTE-3CC |  | U900 F1-U900 F2-U2100 F2 | L800+L1800-F1+L1800-F2 | 2cc | 2500900 | 26 |  |  | n78 | 4 | 3 | [32 empty] | IIB | AUH-2074-CSG-SAR-X-1 | 30 | #N/A | from data base
AUH3084 | Site 7776 | AUH |  | AUH3084 | AUHL4084 | AUHNR3084 |  | On Air | On Air | On Air | 2014-07-19 | Permanent | 24.4032 | 54.6888 | Nokia | Outdoor | EITC Passive Infrastructure | Greenfield | Outdoor Green field-du Owned | Du Solo | Monopole | 3G+4G+5G | AirScale | LTE-3CC |  | U900 F1-U900 F2-U2100 F2 | L800+L1800-F1+L1800-F2 | 2cc | 2046500 | 23.5 |  |  | n78 | 6 | 3 | [32 empty] | MW | 0 | 25 | #N/A | from data base
AUH3121 | Site 7777 | AUH |  | AUH3121 | AUHL4121 | AUHNR3121 |  | On Air | On Air | On Air | 2021 | Permanent | 24.3431 | 54.6435 | Nokia | Outdoor | Site Sharing | ETC Site Share | Outdoor Site Sharing-Etisalat Owned | SS Opex | Etisalat_Opex | 3G+4G+5G | AirScale | LTE-4CC |  | U900 F1-U900 F2 | L800+L1800-F1+L1800-F2+L2100 | 2cc | 2046400 | 30 |  |  | n78 | 4 | 3 | [32 empty] | IIB | AUH-3121-CSG-IXR-E-1 | 35 | Site Share | sharing site/ from data base
AUH3125 | Site 7778 | AUH |  | AUH3125 | AUHL4125 | AUHNR3125 |  | On Air | On Air | On Air | 2022-02-10 | Permanent | 24.4063 | 54.588 | Nokia | Outdoor | EITC Passive Infrastructure | Greenfield | Outdoor Taawn-du Lead | Du Capex | Du Capex | 3G+4G+5G | AirScale | LTE-3CC |  | U900 F1-U900 F2-U2100 F2 | L800+L1800-F1+L1800-F2 | 2cc | 2042600 | 35 |  |  | n78 | 3 | 3 | [32 empty] | IIB | AUH-3125-CSG-IXR-E-1 | 35 | 35m-HD-MP | confirmed
AUH3644 | Site 7779 | AUH |  | AUH3644 | AUHL4644 | AUHNR3644 |  | On Air | On Air | On Air | 2021-08-02 | Permanent | 24.474 | 54.417 | Nokia | Outdoor | Site Sharing | SS Capex | Outdoor Taawn-Etisalat Lead | SS Capex | ETC Capex | 3G+4G+5G | AirScale | LTE-3CC |  | U900 F1-U900 F2-U2100 F2 | L800+L1800-F1+L1800-F2 | 2cc | 2045700 | 35 |  |  | n78 | 3 | 3 | [32 empty] | MW | 0 | 0 | 40m Monopole | sharing site/ from data base
AUH3142 | Site 7780 | AUH |  | AUH3142 | AUHL4142 | AUHNR3142 |  | On Air | On Air | On Air | 2020-05-05 | Permanent | 24.3404 | 54.5314 | Nokia | Outdoor | EITC Passive Infrastructure | Rooftop | RT-du Owned | Du Solo | Rooftop | 3G+4G+5G | AirScale | LTE-4CC | 4T4R | U900 F1-U900 F2 | L800+L1800-F1+L1800-F2+L2100 | 1cc | 2044802 | 35 |  |  | n41 | 3 | 3 | [32 empty] | IIB | AUH-3142-CSG-IXR-E-1 | 3 | Rooftop | Rooftop
AUH3149 | Site 7781 | AUH |  | AUH3149 | AUHL4149 | AUHNR3149 |  | On Air | On Air | On Air | 2021-02-22 | Permanent | 24.3235 | 54.5313 | Nokia | Outdoor | EITC Passive Infrastructure | Rooftop | RT-du Owned | Du Solo | Rooftop | 3G+4G+5G | AirScale | LTE-4CC |  | U900 F1-U900 F2-U2100 F2 | L800+L1800-F1+L1800-F2+L2100 | 1cc | 2044802 | 38 |  |  | n41 | 3 | 3 | [32 empty] | MW | 0 | 3 | Rooftop | Rooftop
AUH2200 | Site 7782 | AUH |  | AUH2200 | AUHL4200 | AUHNR2200 |  | On Air | On Air | On Air | 2020-04-25 | Permanent | 24.5011 | 54.3773 | Nokia | Outdoor | EITC Passive Infrastructure | Rooftop | RT-du Owned | Du Solo | Rooftop | 3G+4G+5G | AirScale | LTE-4CC |  | U900 F1-U900 F2 | L800+L1800-F1+L1800-F2+L2100 | 2cc | 2500002 | 41 |  |  | n78 | 3 | 3 | [32 empty] | MW | 0 | 4 | Rooftop | Rooftop
AUH3210 | Site 7783 | AUH |  | AUH3210 | AUHL4210 | AUHNR3210 |  | On air | On Air | On Air | 2022-12-21 | Permanent | 24.3048 | 54.5811 | Nokia | Outdoor | Site Sharing | ETC Site Share | Outdoor Site Sharing-Etisalat Owned | SS Opex | Etisalat_Opex | 3G+4G+5G | AirScale | LTE-3CC |  | U900 F1-U900 F2-U2100 F2 | L800+L1800-F1+L1800-F2 | 1cc | 2044801 | 40 |  |  | n41 | 3 | 3 | [32 empty] | IIB | AUH-3210-CSG-IXR-E-1
AUH3086 | Site 7784 | AUH | AUH3086 | AUH3086 | AUHL4086 |  | On Air | On Air | On Air |  | 2013-08-23 | Permanent | 24.7912 | 54.6661 | Nokia | Outdoor | EITC Passive Infrastructure | Greenfield | Outdoor Green field-du Owned | DU Solo | Monopole | 2G+3G+4G | BTS3900/Flexi 2G | LTE-3CC |  | U900 F1-U900 F2-U2100 F2 | L800+L1800-F1+L1800-F2 |  | 2100000 | 29 |  |  |  | 3 | [33 empty] | MW | 0 | 40 | #N/A | from data base
AUH3087 | Site 7785 | AUH | AUH3087 | AUH3087 | AUHL4087 |  | On Air | On Air | On Air |  | 2013-09-06 | Permanent | 24.7876 | 54.6936 | Nokia | Outdoor | EITC Passive Infrastructure | Greenfield | Outdoor Green field-du Owned | DU Solo | Monopole | 2G+3G+4G | BTS3900/Flexi 2G | LTE-3CC |  | U900 F1-U900 F2-U2100 F2 | L800+L1800-F1+L1800-F2 |  | 2100000 | 29 |  |  |  | 9 | [33 empty] | MW | 0 | 40 | #N/A | from data base
AUH3223 | Site 7786 | AUH |  | AUH3223 | AUHL4223 | AUHNR3223 |  | On Air | On Air | On Air | 2021-02-21 | Permanent | 24.3545 | 54.7122 | Nokia | Outdoor | Site Sharing | ETC Site Share | Outdoor Site Sharing-Etisalat Owned | SS Opex | Etisalat_Opex | 3G+4G+5G | AirScale | LTE-3CC |  | U900 F1-U900 F2 | L800+L1800-F1+L1800-F2 | 2cc | 2046500 | 85 |  |  | n78 | 3 | 3 | [32 empty] | IIB | AUH-3223-CSG-IXR-E-1 | 90 | LatticeTower | sharing site/ from data base
AUH3219 | Site 7787 | AUH |  | AUH3219 | AUHL4219 | AUHNR3219 |  | On Air | On Air | On Air | 2021 | Permanent | 24.4183 | 54.5703 | Nokia | Outdoor | EITC Passive Infrastructure | Greenfield | Outdoor Green field-du Owned | Du Solo | Greenfield | 3G+4G+5G | AirScale | LTE-3CC |  | U900 F1-U900 F2-U2100 F2 | L800+L1800-F1+L1800-F2 | 2cc | 2042600 | 30 |  |  | n78 | 3 | 3 | [32 empty] | MW | 0 | 30 | 0 | from data base
AUH3221 | Site 7788 | AUH |  | AUH3221 | AUHL4221 | AUHNR3221 |  | On Air | On Air | On Air | 2021-06-20 | Permanent | 24.3331 | 54.6291 | Nokia | Outdoor | EITC Passive Infrastructure | Greenfield | Outdoor Green field-du Owned | Du Solo | Greenfield | 3G+4G+5G | AirScale | LTE-3CC |  | U900 F1-U900 F2 | L800+L1800-F1+L1800-F2 | 2cc | 2004500 | 40 |  |  | n78 | 4 | 3 | [32 empty] | IIB | Passive AUH-2134-PREAGG-SR7-1 | 40 | 40m-MD-MP | confirmed
AUH2260 | Site 7789 | AUH |  | AUH2260 | AUHL4260 | AUHNR2260 |  | On Air | On Air | On Air | 2021-07-12 | Permanent | 24.4847 | 54.3786 | Nokia | Outdoor | EITC Passive Infrastructure | Rooftop | RT-du Owned | Du Solo | Rooftop | 3G+4G+5G | AirScale | LTE-4CC |  | U900 F1-U900 F2-U2100 F2 | L800+L1800-F1+L1800-F2+L2100 | 2cc | 2501200 | 24 |  |  | n78 | 3 | 3 | [32 empty] | IIB | AUH-2260-CSG-IXR-E-1 | 3 | Rooftop | Rooftop
AUH3257 | Site 7790 | AUH |  | AUH3257 | AUHL4257 | AUHNR3257 |  | On Air | On Air | On Air | 2020-09-29 | Permanent | 24.2147 | 54.7561 | Nokia | Outdoor | EITC Passive Infrastructure | Greenfield | Outdoor Green field-du Owned | Du Solo | RDU | 3G+4G+5G | AirScale | LTE-4CC |  | U900 F1-U900 F2 | L800+L1800-F1+L1800-F2+L2100 | 1cc | 2047502 | 30 |  |  | n41 | 3 | 3 | [32 empty] | MW | 0 | 35 | 35m-MD-MP | confirmed
AUH3813 | Site 7791 | AUH |  | AUH3813 | AUHL4813 | AUHNR3813 |  | On air | On Air | On Air | 2023 | Permanent | 24.5048 | 54.6131 | Nokia | Outdoor | Site Sharing | SS Capex | Outdoor Taawn-Etisalat Lead | SS Capex | ETC Capex | 3G+4G+5G | Airscale | LTE-4CC |  | U900 F1-U900 F2 | L800+L1800-F1+L1800-F2+L2100 | 2cc | 2004600 | 40 |  |  | n78 | 3 | 3 | [32 empty] | IIB | AUH-3813-CSG-N540-LD-1
AUH2281 | Site 7792 | AUH |  | AUH2281 | AUHL4281 | AUHNR2281 |  | On Air | On Air | On Air | 2022-05-17 | Permanent | 24.3283 | 54.5322 | Nokia | Outdoor | EITC Passive Infrastructure | Rooftop | RT-du Owned | Du Solo | Rooftop | 3G+4G+5G | AirScale | LTE-3CC |  | U900 F1-U900 F2-U2100 F2 | L800+L1800-F1+L1800-F2 | 1cc | 2044802 | 23 |  |  | n41 | 3 | 3 | [32 empty] | IIB | Passive to AUH-2720-CSG-SAR-X-1 | 9 | Rooftop | Rooftop
AUH3259 | Site 7793 | AUH |  | AUH3259 | AUHL4259 |  |  | On Air | On Air |  | 2020-04-26 | Permanent | 24.1887 | 54.812 | Nokia | Outdoor | EITC Passive Infrastructure | Greenfield | Outdoor Green field-du Owned | Du Solo | RDU | 3G+4G | AirScale | LTE-4CC |  | U900 F1-U900 F2-U2100 F2 | L800+L1800-F1+L1800-F2+L2100 |  | 2047502 | 30 |  |  |  | 4 | [33 empty] | IIB | AUH-3259-CSG-N540-LD-1 | 35 | 35m-RDU | confirmed
AUH3269 | Site 7794 | AUH |  | AUH3269 | AUHL4269 | AUHNR3269 |  | On Air | On Air | On Air | 2022-04-22 | Permanent | 24.3423 | 54.5122 | Nokia | Outdoor | EITC Passive Infrastructure | Greenfield | Outdoor Green field-du Owned | Du Solo | Greenfield | 3G+4G+5G | AirScale | LTE-4CC |  | U900 F1-U900 F2 | L800+L1800-F1+L1800-F2+L2100 | 1cc | 2600200 | 30 |  |  | n41 | 3 | 3 | [32 empty] | IIB | AUH-3269-CSG-N540-LD-1 | 30 | 30m-MD-MP | confirmed
AUH2295 | Site 7795 | AUH |  | AUH2295 | AUHL4295 | AUHNR2295 |  | On Air | On Air | On Air | 2020-01-22 | Permanent | 24.4582 | 54.3888 | Nokia | Outdoor | EITC Passive Infrastructure | Rooftop | RT-du Owned | Du Solo | Rooftop | 3G+4G+5G | AirScale | LTE-3CC |  | U900 F1-U900 F2-U2100 F2 | L800+L1800-F1+L1800-F2 | 2cc | 2501000 | 32 |  |  | n78 | 3 | 3 | [32 empty] | IIB | AUH-2295-CSG-IXR-E-1 | 3 | #N/A | Rooftop
AUH3305 | Site 7796 | AUH |  | AUH3305 | AUHL4305 | AUHNR3305 |  | On Air | On Air | On Air | 2022-03-28 | Permanent | 24.2919 | 54.6404 | Nokia | Outdoor | EITC Passive Infrastructure | Greenfield | Outdoor Green field-du Owned | Du Solo | Greenfield | 3G+4G+5G | AirScale | LTE-4CC |  | U900 F1-U900 F2-U2100 F2 | L800+L1800-F1+L1800-F2+L2100 | 2cc | 2046100 | 40 |  |  | n78 | 4 | 3 | [32 empty] | MW | 0 | 40 | 40m-MD-MP | confirmed
AUH3306 | Site 7797 | AUH |  | AUH3306 | AUHL4306 | AUHNR3306 |  | On Air | On Air | On Air | 2022-01-03 | Permanent | 24.3019 | 54.6484 | Nokia | Outdoor | EITC Passive Infrastructure | Greenfield | Outdoor Green field-du Owned | Du Solo | Greenfield | 3G+4G+5G | AirScale | LTE-3CC |  | U900 F1-U900 F2 | L800+L1800-F1+L1800-F2 | 2cc | 2046100 | 30 |  |  | n78 | 3 | 3 | [32 empty] | IIB | AUH-2204-PREAGG-SR7-1 | 30 | 30m-MD-MP | confirmed
AUH3826 | Site 7798 | AUH |  | AUH3826 | AUHL4826 | AUHNR3826 |  | On Air | On Air | On Air | 2009 | Permanent | 24.2362 | 54.6345 | Nokia | Outdoor | Site Sharing | SS Capex | Outdoor Taawn-Etisalat Lead | SS Capex | ETC Capex | 3G+4G+5G | AirScale | LTE-4CC |  | U900 F1-U900 F2-U2100 F2 | L800+L1800-F1+L1800-F2+L2100 | 1cc | 2047502 | 35 |  |  | n41 | 3 | 3 | [32 empty] | IIB | AUH-3826-CSG-ASR920-LD-1 | 40 | Monopole | sharing site/ from data base
AUH3838 | Site 7799 | AUH |  | AUH3838 | AUHL4838 | AUHNR3838 |  | On Air | On Air | On Air | 2021-09-23 | Permanent | 24.4528 | 54.3196 | Nokia | Outdoor | Site Sharing | SS Capex | Outdoor Taawn-Etisalat Lead | SS Capex | ETC Capex | 3G+4G+5G | AirScale | LTE-3CC |  | U900 F1-U900 F2-U2100 F2 | L800+L1800-F1+L1800-F2 | 2cc | 2017800 | 30 |  |  | n78 | 4 | 3 | [32 empty] | IIB | AUH-3838-CSG-IXR-E-1 | 35 | 35m Lamppole | sharing site/ from data base
AUH2318 | Site 7800 | AUH |  | AUH2318 | AUHL4318 |  |  | On Air | On Air |  | 2019-12-09 | Permanent | 24.4673 | 54.3848 | Nokia | Outdoor | EITC Passive Infrastructure | Rooftop | RT-du Owned | Du Solo | Rooftop | 3G+4G | AirScale | LTE-4CC |  | U900 F1-U900 F2-U2100 F2 | L800+L1800-F1+L1800-F2+L2100 |  | 2501000 | 22 |  |  |  | 3 | [33 empty] | MW | 0 | 3 | #N/A | Rooftop
AUH3320 | Site 7801 | AUH |  | AUH3320 | AUHL4320 | AUHNR3320 |  | On Air | On Air | On Air | 2019-10-23 | Permanent | 24.3712 | 54.766 | Nokia | Outdoor | EITC Passive Infrastructure | Greenfield | Outdoor Taawn-du Lead | Du Capex | Du Capex | 3G+4G+5G | AirScale | LTE-4CC | 4T4R | U900 F1-U900 F2-U2100 F2 | L800+L1800-F1+L1800-F2+L2100 | 2cc | 2046900 | 40 |  |  | n78 | 3 | 3 | [32 empty] | IIB | AUH-3320-CSG-ASR920-LD-1 | 40 | #N/A | from data base
AUH3311 | Site 7802 | AUH |  | AUH3311 | AUHL4311 | AUHNR3311 |  | On Air | On Air | On Air | 2022-06-17 | Permanent | 24.3014 | 54.6249 | Nokia | Outdoor | EITC Passive Infrastructure | Greenfield | Outdoor Green field-du Owned | Du Solo | Greenfield | 3G+4G+5G | AirScale | LTE-3CC |  | U900 F1-U900 F2-U2100 F2 | L800+L1800-F1+L1800-F2 | 2cc | 2046100 | 40 |  |  | n78 | 4 | 3 | [32 empty] | IIB | AUH-3311-CSG-IXR-E-1 | 40 | 40m-MD-MP | confirmed
AUH3839 | Site 7803 | AUH |  | AUH3839 | AUHL4839 | AUHNR3839 |  | On air | On Air | On Air | 2023 | Permanent | 24.4559 | 54.3254 | Nokia | Outdoor | Site Sharing | SS Capex | Outdoor Taawn-Etisalat Lead | SS Capex | ETC Capex | 3G+4G+5G | AirScale | LTE-3CC |  | U900 F1-U900 F2 | L800+L1800-F1+L1800-F2 | 2cc | 2017800 | 30 |  |  | n78 | 3 | 3 | [32 empty] | IIB | AUH-3839-CSG-N540-LD-1
AUH2328 | Site 7804 | AUH |  | AUH2328 | AUHL4328 | AUHNR2328 |  | On Air | On Air | On Air | 2021-02-22 | Permanent | 24.4397 | 54.4429 | Nokia | Outdoor | Site Sharing | ETC Site Share | Outdoor Site Sharing-Etisalat Owned | SS Opex | Etisalat_Opex | 3G+4G+5G | AirScale | LTE-3CC |  | U900 F1-U900 F2-U2100 F2 | L800+L1800-F1+L1800-F2 | 2cc | 2501600 | 10 |  |  | n78 | 3 | 3 | [32 empty] | IIB | Passive Fiber on AUH-1090-PREAGG-SR7-1 | 15 | Monopole | sharing site/ from data base
AUH3334 | Site 7805 | AUH |  | AUH3334 | AUHL4334 | AUHNR3334 |  | On Air | On Air | On Air | 2015-11-29 | Permanent | 24.842 | 55.0352 | Nokia | Outdoor | Site Sharing | ETC Site Share | Outdoor Site Sharing-Etisalat Owned | SS Opex | Etisalat_Opex | 3G+4G+5G | BTS3900 | LTE-4CC |  | U900 F1-U900 F2-U2100 F2 | L800+L1800-F1+L1800-F2+L2100 | 1cc | 2106100 | 30 |  |  | n41 | 3 | 3 | [32 empty] | MW | 0 | 40 | Monopole | sharing site/ from data base
AUH2335 | Site 7806 | AUH |  | AUH2335 | AUHL4335 | AUHNR2335 |  | On Air | On Air | On Air | 2020-01-16 | Permanent | 24.4793 | 54.3794 | Nokia | Outdoor | EITC Passive Infrastructure | Rooftop | RT-du Owned | Du Solo | Rooftop | 3G+4G+5G | AirScale | LTE-4CC |  | U900 F1-U900 F2-U2100 F2 | L800+L1800-F1+L1800-F2+L2100 | 2cc | 2501200 | 32 |  |  | n78 | 3 | 3 | [32 empty] | MW | 0 | 3 | #N/A | Rooftop
AUH3336 | Site 7807 | AUH | AUH3336 | AUH3336 | AUHL4336 | AUHNR3336 | Locked | On Air | On Air | On Air | 2014-11-24 | Permanent | 24.5484 | 54.7009 | Nokia | Outdoor | Site Sharing | ETC Site Share | Outdoor Site Sharing-Etisalat Owned | SS Opex | Etisalat_Opex | 2G+3G+4G+5G | AirScale | LTE-4CC | 4T4R | U900 F1-U900 F2-U2100 F2 | L800+L1800-F1+L1800-F2+L2100 | 1cc | 2044700 | 20 |  |  | n41 | 4 | 3 | [32 empty] | MW | 0 | 20 | Monopole | sharing site/ from data base
AUH3316 | Site 7808 | AUH |  | AUH3316 | AUHL4316 | AUHNR3316 |  | On Air | On Air | On Air | 2017-04-28 | Permanent | 24.309 | 54.555 | Nokia | Outdoor | EITC Passive Infrastructure | Greenfield | Outdoor Green field-du Owned | DU Solo | Monopole | 3G+4G+5G | AirScale | LTE-4CC |  | U900 F1-U900 F2-U2100 F2 | L800+L1800-F1+L1800-F2+L2100 | 1cc | 2044801 | 30 |  |  | n41 | 4 | 3 | [32 empty] | IIB | AUH-3316-CSG-IXR-E-1 | 30 | #N/A | from data base
AUH2321 | Site 7809 | AUH |  | AUH2321 | AUHL4321 | AUHNR2321 |  | On Air | On Air | On Air | 2009 | Permanent | 24.4705 | 54.3593 | Nokia | Outdoor | EITC Passive Infrastructure | Greenfield | Outdoor Green field-du Owned | Du Solo | Greenfield | 3G+4G+5G | AirScale | LTE-3CC |  | U900 F1-U900 F2-U2100 F2 | L800+L1800-F1+L1800-F2 | 2cc | 2501400 | 30 |  |  | n78 | 3 | 3 | [32 empty] | IIB | AUH-2321-CSG-SAR-X-1 | 30 | #N/A | from data base
AUH3343 | Site 7810 | AUH |  | AUH3343 | AUHL4343 | AUHNR3343 |  | On Air | On Air | On Air | 2014-09-08 | Permanent | 24.4172 | 54.4617 | Nokia | Outdoor | EITC Passive Infrastructure | Rooftop | RT-du Owned | Du Solo | Rooftop | 3G+4G+5G | AirScale | LTE-3CC |  | U900 F1-U900 F2-U2100 F2 | L800+L1800-F1+L1800-F2 | 2cc | 2501700 | 25 |  |  | n78 | 4 | 3 | [32 empty] | IIB | AUH-3343-CSG-ASR920-LD-1 | 3 | #N/A | Rooftop
AUH3339 | Site 7811 | AUH |  | AUH3339 | AUHL4339 | AUHNR3339 |  | On Air | On Air | On Air | 2016-02-20 | Permanent | 24.3354 | 54.7907 | Nokia | Outdoor | EITC Passive Infrastructure | Greenfield | Outdoor Green field-du Owned | DU Solo | Monopole | 3G+4G+5G | AirScale | LTE-4CC | 4T4R | U900 F1-U900 F2-U2100 F2 | L800+L1800-F1+L1800-F2+L2100 | 2cc | 2046900 | 38 |  |  | n78 | 3 | 3 | [32 empty] | IIB | AUH-3339-CSG-SAR-X-1 | 40 | #N/A | from data base
AUH2342 | Site 7812 | AUH |  | AUH2342 | AUHL4342 | AUHNR2342 |  | On air | On Air | On Air | 2022-11-09 | Permanent | 24.4619 | 54.358 | Nokia | Outdoor | EITC Passive Infrastructure | Greenfield | Outdoor Green field-du Owned | Du Solo | Greenfield | 3G+4G+5G | AirScale | LTE-3CC |  | U900 F1-U900 F2-U2100 F2 | L800+L1800-F1+L1800-F2 | 2cc | 2500800 | 30 |  |  | n78 | 3 | 3 | [32 empty] | MW | 0
AUH3344 | Site 7813 | AUH |  | AUH3344 | AUHL4344 | AUHNR3344 |  | On Air | On Air | On Air | 2016-08-15 | Permanent | 24.4893 | 54.9733 | Nokia | Outdoor | EITC Passive Infrastructure | Greenfield | Outdoor Green field-du Owned | DU Solo | Monopole | 3G+4G+5G | BTS3900 | LTE-3CC |  | U900 F1-U900 F2-U2100 F2 | L800+L1800-F1+L1800-F2 | 1cc | 2043200 | 38 |  |  | n41 | 3 | 3 | [32 empty] | IIB | AUH-3344-CSG-IXR-E-1 | 40 | #N/A | from data base
AUH3350 | Site 7814 | AUH |  | AUH3350 | AUHL4350 | AUHNR3350 |  | On air | On Air | On Air | 2023 | Permanent | 24.3745 | 54.623 | Nokia | Outdoor | EITC Passive Infrastructure | Greenfield | Outdoor Taawn-du Lead | Du Capex | Du Capex | 3G+4G+5G | AirScale | LTE-3CC |  | U900 F1-U900 F2 | L800+L1800-F1+L1800-F2 | 2cc | 2440000 | 40 |  |  | n78 | 3 | 3 | [32 empty] | IIB | AUH-3350-CSG-IXR-E-1
AUH3377 | Site 7815 | AUH |  | AUH3377 | AUHL4377 |  |  | On Air | On Air |  | 2022-10-13 | Permanent | 24.6088 | 54.5539 | Nokia | Outdoor | EITC Passive Infrastructure | Greenfield | Outdoor Taawn-du Lead | Du Capex | Du Capex | 3G+4G | AirScale | LTE-3CC |  | U900 F1-U900 F2 | L800+L1800-F1+L1800-F2 |  | 2041400 | 40 |  |  |  | 3 | [33 empty] | MW | 0
AUH3842 | Site 7816 | AUH |  | AUH3842 | AUHL4842 | AUHNR3842 |  | On air | On Air | On Air | 2023 | Permanent | 24.5319 | 54.4141 | Nokia | Outdoor | Site Sharing | SS Capex | Outdoor Taawn-Etisalat Lead | SS Capex | ETC Capex | 3G+4G+5G | AirScale | LTE-3CC |  | U900 F1-U900 F2 | L800+L1800-F1+L1800-F2 | 2cc | 2046700 | 35 |  |  | n78 | 3 | 3 | [32 empty] | MW | 0
AUH3852 | Site 7817 | AUH |  | AUH3852 | AUHL4852 | AUHNR3852 |  | On Air | On Air | On Air | 2019-10-22 | Permanent | 24.4959 | 54.5847 | Nokia | Outdoor | Site Sharing | SS Capex | Outdoor Taawn-Etisalat Lead | SS Capex | ETC Capex | 3G+4G+5G | AirScale | LTE-3CC |  | U900 F1-U900 F2-U2100 F2 | L800+L1800-F1+L1800-F2 | 2cc | 2004600 | 35 |  |  | n78 | 3 | 3 | [32 empty] | MW | 0 | 35 | LampPole | sharing site/ from data base
AUH3389 | Site 7818 | AUH |  | AUH3389 | AUHL4389 |  |  | On Air | On Air |  | 2017-09-12 | Permanent | 24.7493 | 54.9191 | Nokia | Outdoor | Site Sharing | ETC Site Share | Outdoor Site Sharing-Etisalat Owned | SS Opex | Etisalat_Opex | 3G+4G | BTS3910 | LTE |  | U900 F1-U900 F2-U2100 F2 | L800 |  | 2106100 | 35 |  |  |  | 6 | [33 empty] | IIB | AUH-3389-CSG-N540-LD-1 | 40 | Monopole | sharing site/ from data base
AUH3345 | Site 7819 | AUH |  | AUH3345 | AUHL4345 | AUHNR3345 |  | On Air | On Air | On Air | 2021-11-08 | Permanent | 24.314 | 54.5588 | Nokia | Outdoor | EITC Passive Infrastructure | Greenfield | Outdoor Green field-du Owned | Du Solo | Greenfield | 3G+4G+5G | AirScale | LTE-3CC |  | U900 F1-U900 F2 | L800+L1800-F1+L1800-F2 | 1cc | 2044801 | 40 |  |  | n41 | 4 | 3 | [32 empty] | IIB | AUH-3345-CSG-IXR-E-1 | 40 | 40m-MD-MP | confirmed
AUH3346 | Site 7820 | AUH | AUH3346 | AUH3346 | AUHL4346 | AUHNR3346 | On Air | On Air | On Air | On Air | 2014-12-16 | Permanent | 24.4609 | 54.3323 | Nokia | Outdoor | EITC Passive Infrastructure | Greenfield | Outdoor Green field-du Owned | DU Solo | Monopole | 2G+3G+4G+5G | AirScale | LTE-3CC | 4T4R | U900 F1-U900 F2-U2100 F2 | L800+L1800-F1+L1800-F2 | 2cc | 2500400 | 28 |  |  | n78 | 4 | 3 | [32 empty] | IIB | AUH-3346-CSG-SAR-8-1 | 40 | #N/A | from data base
AUH3394 | Site 7821 | AUH |  | AUH3394 | AUHL4394 | AUHNR3394 |  | On Air | On Air | On Air | 2021 | Permanent | 24.6999 | 54.6583 | Nokia | Outdoor | EITC Passive Infrastructure | Greenfield | Outdoor Taawn-du Lead | Du Capex | Du Capex | 3G+4G+5G | AirScale | LTE-3CC |  | U900 F1-U900 F2-U2100 F2 | L800+L1800-F1+L1800-F2 | 1cc | 2043000 | 40 |  |  | n41 | 4 | 3 | [32 empty] | MW | 0 | 40 | 40m-HD-MP | confirmed
AUH3396 | Site 7822 | AUH |  | AUH3396 | AUHL4396 |  |  | On Air | On Air |  | 2017-07-05 | Permanent | 24.6689 | 54.8112 | Nokia | Outdoor | Site Sharing | ETC Site Share | Outdoor Site Sharing-Etisalat Owned | SS Opex | Etisalat_Opex | 3G+4G | BTS3910 | LTE |  | U900 F1-U900 F2-U2100 F2 | L800 |  | 2106000 | 35 |  |  |  | 3 | [33 empty] | MW | 0 | 40 | Monopole | sharing site/ from data base
AUH3397 | Site 7823 | AUH |  | AUH3397 | AUHL4397 |  |  | On Air | On Air |  | 2017-05-22 | Permanent | 24.6424 | 54.7858 | Nokia | Outdoor | Site Sharing | ETC Site Share | Outdoor Site Sharing-Etisalat Owned | SS Opex | Etisalat_Opex | 3G+4G | BTS3910 | LTE-3CC |  | U900 F1-U900 F2-U2100 F2 | L800+L1800-F1+L1800-F2 |  | 2122000 | 35 |  |  |  | 6 | [33 empty] | IIB | AUH-3397-CSG-IXR-E-1 | 40 | Monopole | sharing site/ from data base
AUH3392 | Site 7824 | AUH |  | AUH3392 | AUHL4392 | AUHNR3392 |  | On Air | On Air | On Air | 2017-06-29 | Permanent | 24.7163 | 54.86 | Nokia | Outdoor | EITC Passive Infrastructure | Greenfield | Outdoor Green field-du Owned | Du Solo | Monopole | 3G+4G+5G | BTS3910 | LTE-3CC |  | U900 F1-U900 F2-U2100 F2 | L800+L1800-F1+L1800-F2 | 1cc | 2106000 | 38 |  |  | n41 | 3 | 3 | [32 empty] | IIB | AUH-3392-CSG-IXR-E-1 | 40 | #N/A | from data base
AUH3398 | Site 7825 | AUH |  | AUH3398 | AUHL4398 | AUHNR3398 |  | On Air | On Air | On Air | 2017-08-23 | Permanent | 24.6328 | 54.7793 | Nokia | Outdoor | EITC Passive Infrastructure | Greenfield | Outdoor Green field-du Owned | Du Solo | Monopole | 3G+4G+5G | BTS3910 | LTE-3CC |  | U900 F1-U900 F2-U2100 F2 | L800+L1800-F1+L1800-F2 | 1cc | 2122000 | 38 |  |  | n41 | 6 | 3 | [32 empty] | IIB | AUH-3398-CSG-N540-LD-1 | 40 | #N/A | from data base
AUH3400 | Site 7826 | AUH |  | AUH3400 | AUHL4400 | AUHNR3400 |  | On Air | On Air | On Air | 2017-07-13 | Permanent | 24.6089 | 54.7579 | Nokia | Outdoor | EITC Passive Infrastructure | Greenfield | Outdoor Green field-du Owned | Du Solo | Monopole | 3G+4G+5G | BTS3910 | LTE-3CC |  | U900 F1-U900 F2-U2100 F2 | L800+L1800-F1+L1800-F2 | 1cc | 2043700 | 38 |  |  | n41 | 6 | 3 | [32 empty] | IIB | AUH-3400-CSG-N540-LD-1 | 40 | #N/A | from data base
AUH3407 | Site 7827 | AUH |  | AUH3407 | AUHL4407 | AUHNR3407 |  | On Air | On Air | On Air | 2021-06-20 | Permanent | 24.6183 | 54.8357 | Nokia | Outdoor | EITC Passive Infrastructure | Greenfield | Outdoor Taawn-du Lead | Du Capex | Du Capex | 3G+4G+5G | AirScale | LTE-4CC |  | U900 F1-U900 F2 | L800+L1800-F1+L1800-F2+L2100 | 2cc | 2122000 | 40 |  |  | n78 | 4 | 3 | [32 empty] | IIB | AUH-3407-CSG-N540-LD-1 | 40 | 40m-MD-MP | confirmed
AUH3402 | Site 7828 | AUH |  | AUH3402 | AUHL4402 | AUHNR3402 |  | On Air | On Air | On Air | 2009 | Permanent | 24.2246 | 54.6366 | Nokia | Outdoor | EITC Passive Infrastructure | Greenfield | Outdoor Green field-du Owned | Du Solo | Green Field | 3G+4G+5G | AirScale | LTE-3CC |  | U900 F1-U900 F2 | L800+L1800-F1+L1800-F2 | 1cc | 2047502 | 25 |  |  | n41 | 4 | 3 | [32 empty] | MW | 0 | 25 | 0 | from data base
AUH3864 | Site 7829 | AUH |  | AUH3864 | AUHL4864 | AUHNR3864 |  | On Air | On Air | On Air | 2021-08-29 | Permanent | 24.4375 | 54.61 | Nokia | Outdoor | Site Sharing | SS Capex | Outdoor Taawn-Etisalat Lead | SS Capex | ETC Capex | 3G+4G+5G | AirScale | LTE-3CC |  | U900 F1-U900 F2-U2100 F2 | L800+L1800-F1+L1800-F2 | 2cc | 2042600 | 30 |  |  | n78 | 3 | 3 | [32 empty] | IIB | AUH-KHAZNA-AGG-SR12e-2 | 35 | LampPole | sharing site/ from data base
AUH3403 | Site 7830 | AUH |  | AUH3403 | AUHL4403 | AUHNR3403 |  | On Air | On Air | On Air | 2009 | Permanent | 24.222 | 54.6396 | Nokia | Outdoor | EITC Passive Infrastructure | Greenfield | Outdoor Green field-du Owned | Du Solo | Green Field | 3G+4G+5G | AirScale | LTE-3CC |  | U900 F1-U900 F2 | L800+L1800-F1+L1800-F2 | 1cc | 2047502 | 25 |  |  | n41 | 4 | 3 | [32 empty] | MW | 0 | 25 | 0 | from data base
AUH3409 | Site 7831 | AUH |  | AUH3409 | AUHL4409 | AUHNR3409 |  | On Air | On Air | On Air | 2021-09-01 | Permanent | 24.629 | 54.7141 | Nokia | Outdoor | EITC Passive Infrastructure | Greenfield | Outdoor Green field-du Owned | Du Solo | Greenfield | 3G+4G+5G | AirScale | LTE-4CC |  | U900 F1-U900 F2 | L800+L1800-F1+L1800-F2+L2100 | 1cc | 2004100 | 40 |  |  | n41 | 3 | 3 | [32 empty] | IIB | AUH-3409-CSG-N540-LD-1 | 40 | 40m-MD-MP | confirmed
AUH3421 | Site 7832 | AUH |  | AUH3421 | AUHL4421 | AUHNR3421 |  | On Air | On Air | On Air | 2016-09-25 | Permanent | 24.4253 | 54.742 | Nokia | Outdoor | EITC Passive Infrastructure | Greenfield | Outdoor Green field-du Owned | Du Solo | Monopole | 3G+4G+5G | AirScale | LTE-3CC |  | U900 F1-U900 F2-U2100 F2 | L800+L1800-F1+L2100 | 2cc | 2043100 | 30 |  |  | n78 | 3 | 3 | [32 empty] | IIB | AUH-3421-CSG-ASR920-LD-1 | 30 | #N/A | from data base
AUH3424 | Site 7833 | AUH |  | AUH3424 | AUHL4424 | AUHNR3424 |  | On Air | On Air | On Air | 2016-07-03 | Permanent | 24.4178 | 54.553 | Nokia | Outdoor | Site Sharing | ETC Site Share | Outdoor Site Sharing-Etisalat Owned | SS Opex | Etisalat_Opex | 3G+4G+5G | AirScale | LTE-4CC |  | U900 F1-U900 F2-U2100 F2 | L800+L1800-F1+L1800-F2+L2100 | 2cc | 2042600 | 30 |  |  | n78 | 3 | 3 | [32 empty] | IIB | AUH-3424-CSG-IXR-E-1 | 40 | Monopole | sharing site/ from data base
AUH2429 | Site 7834 | AUH |  | AUH2429 | AUHL4429 | AUHNR2429 |  | On air | On Air | On Air | 2023 | Permanent | 24.4758 | 54.8522 | Nokia | Outdoor | Site Sharing | ETC Site Share | Outdoor Site Sharing-Etisalat Owned | SS Opex | Etisalat_Opex | 3G+4G+5G | AirScale | LTE-4CC |  | U900 F1-U900 F2 | L800+L1800-F1+L1800-F2+L2100 | 1cc | 2043200 | 35 |  |  | n41 | 4 | 3 | [32 empty] | IIB | AUH-2429-CSG-IXR-E-1
AUH3435 | Site 7835 | AUH |  | AUH3435 | AUHL4435 | AUHNR3435 |  | On Air | On Air | On Air | 2021-08-02 | Permanent | 24.3271 | 54.5347 | Nokia | Outdoor | EITC Passive Infrastructure | Rooftop | RT-du Owned | Du Solo | Rooftop | 3G+4G+5G | AirScale | LTE-4CC |  | U900 F1-U900 F2-U2100 F2 | L800+L1800-F1+L1800-F2+L2100 | 1cc | 2044802 | 35 |  |  | n41 | 4 | 3 | [32 empty] | IIB | AUH-3435-CSG-IXR-E-1 | 3 | Rooftop | Rooftop
AUH3422 | Site 7836 | AUH |  | AUH3422 | AUHL4422 | AUHNR3422 |  | On Air | On Air | On Air | 2015-10-14 | Permanent | 24.4112 | 54.7393 | Nokia | Outdoor | EITC Passive Infrastructure | Greenfield | Outdoor Green field-du Owned | Du Solo | Monopole | 3G+4G+5G | AirScale | LTE-4CC | 4T4R | U900 F1-U900 F2-U2100 F2 | L800+L1800-F1+L1800-F2+L2100 | 2cc | 2046500 | 30 |  |  | n78 | 3 | 3 | [32 empty] | IIB | AUH-3422-CSG-SAR-X-1 | 30 | #N/A | from data base
AUH3446 | Site 7837 | AUH |  | AUH3446 | AUHL4446 | AUHNR3446 |  | On air | On Air | On Air | 2022-12-23 | Permanent | 24.1697 | 54.8954 | Nokia | Outdoor | EITC Passive Infrastructure | GreenField | Outdoor Taawn-du Lead | Du Capex | Du Capex | 3G+4G+5G | AirScale | LTE-4CC |  | U900 F1-U900 F2-U2100 F2 | L800+L1800-F1+L1800-F2+L2100 | 1cc | 2430100 | 60 |  |  | n41 | 4 | 3 | [32 empty] | IIB | AUH-3446-CSG-IXR-E-1
AUH3423 | Site 7838 | AUH |  | AUH3423 | AUHL4423 | AUHNR3423 |  | On Air | On Air | On Air | 2015-11-15 | Permanent | 24.3526 | 54.4629 | Nokia | Outdoor | EITC Passive Infrastructure | Greenfield | Outdoor Green field-du Owned | Du Solo | Monopole | 3G+4G+5G | AirScale | LTE-3CC |  | U900 F1-U900 F2-U2100 F2 | L800+L1800-F1+L1800-F2 | 2cc | 2600100 | 30 |  |  | n78 | 6 | 3 | [32 empty] | IIB | AUH-3423-CSG-IXR-E-1 | 30 | #N/A | from data base
AUH3454 | Site 7839 | AUH |  | AUH3454 | AUHL4454 |  |  | On Air | On Air |  | 2016-03-21 | Permanent | 24.5063 | 54.7991 | Nokia | Outdoor | Site Sharing | ETC Site Share | Outdoor Site Sharing-Etisalat Owned | SS Opex | Etisalat_Opex | 3G+4G | BTS3900 | LTE-3CC |  | U900 F1-U900 F2-U2100 F2 | L800+L1800-F1+L1800-F2 |  | 2043200 | 30 |  |  |  | 3 | [33 empty] | IIB | AUH-3454-CSG-IXR-E-1 | 35 | Monopole | sharing site/ from data base
AUH3460 | Site 7840 | AUH |  | AUH3460 | AUHL4460 | AUHNR3460 |  | On Air | On Air | On Air | 2015-06-21 | Permanent | 24.43 | 54.603 | Nokia | Outdoor | Site Sharing | ETC Site Share | Outdoor Site Sharing-Etisalat Owned | SS Opex | Etisalat_Opex | 3G+4G+5G | AirScale | LTE-4CC |  | U900 F1-U900 F2-U2100 F2 | L800+L1800-F1+L1800-F2+L2100 | 2cc | 2042600 | 30 |  |  | n78 | 3 | 3 | [32 empty] | IIB | AUH-3460-CSG-IXR-E-1 | 40 | Monopole | sharing site/ from data base
AUH3865 | Site 7841 | AUH |  | AUH3865 | AUHL4865 | AUHNR3865 |  | On Air | On Air | On Air | 2021-08-11 | Permanent | 24.4427 | 54.615 | Nokia | Outdoor | Site Sharing | SS Capex | Outdoor Taawn-Etisalat Lead | SS Capex | ETC Capex | 3G+4G+5G | AirScale | LTE-4CC |  | U900 F1-U900 F2-U2100 F2 | L800+L1800-F1+L1800-F2+L2100 | 2cc | 2042600 | 30 |  |  | n78 | 3 | 3 | [32 empty] | IIB | AUH-KHAZNA-AGG-SR12e-2 | 35 | 35m Lamppole | sharing site/ from data base
AUH3491 | Site 7842 | AUH |  | AUH3491 | AUHL4491 | AUHNR3491 |  | On Air | On Air | On Air | 2016-03-23 | Permanent | 24.4413 | 54.4484 | Nokia | Outdoor | Site Sharing | ETC Site Share | Outdoor Site Sharing-Etisalat Owned | SS Opex | Etisalat_Opex | 3G+4G+5G | AirScale | LTE-3CC |  | U900 F1-U900 F2-U2100 F2 | L800+L1800-F1+L1800-F2 | 2cc | 2501600 | 30 |  |  | n78 | 4 | 3 | [32 empty] | IIB | AUH-3491-CSG-SAR-X-1 | 35 | Monopole | sharing site/ from data base
AUH3462 | Site 7843 | AUH |  | AUH3462 | AUHL4462 | AUHNR3462 |  | On air | On Air | On Air | 2022-08-04 | Permanent | 24.1529 | 55.0201 | Nokia | Outdoor | EITC Passive Infrastructure | Greenfield | Outdoor Green field-du Owned | Du Solo | Greenfield | 3G+4G+5G | AirScale | LTE-4CC |  | U900 F1-U900 F2-U2100 F2 | L800+L1800-F1+L1800-F2+L2100 | 1cc | 2430100 | 75 |  |  | n41 | 4 | 3 | [32 empty] | IIB | AUH-3462-CSG-IXR-E-1 | 75 | 75m-LT | confirmed
AUH2494 | Site 7844 | AUH | AUH2494 | AUH2494 | AUHL4494 |  | On Air | On Air | On Air |  | 2009 | Permanent | 24.3953 | 54.5833 | Nokia | Outdoor | EITC Passive Infrastructure | Rooftop | RT-du Owned | Du Solo | Rooftop | 2G+3G+4G | AirScale | LTE-2CC |  | U900 F1-U900 F2-U2100 F2 | L1800-F1+L1800-F2 |  | 2440000 | 16 |  |  |  | 3 | [33 empty] | IIB | Passive to AUH-2495-CSG-IXR-E-1 | 3 | #N/A | Rooftop
AUH3492 | Site 7845 | AUH |  | AUH3492 | AUHL4492 | AUHNR3492 |  | On Air | On Air | On Air | 2016-04-11 | Permanent | 24.3341 | 54.5436 | Nokia | Outdoor | EITC Passive Infrastructure | Greenfield | Outdoor Green field-du Owned | DU Solo | Palm Tree | 3G+4G+5G | AirScale | LTE-4CC |  | U900 F1-U900 F2-U2100 F2 | L800+L1800-F1+L1800-F2+L2100 | 1cc | 2044801 | 30 |  |  | n41 | 4 | 3 | [32 empty] | MW | 0 | 30 | #N/A | from data base
AUH3495 | Site 7846 | AUH |  | AUH3495 | AUHL4495 |  |  | On Air | On Air |  | 2016-06-21 | Permanent | 24.4074 | 54.2535 | Nokia | Outdoor | EITC Passive Infrastructure | Greenfield | Outdoor Green field-du Owned | Du Solo | Palm Tree - RDU | 3G+4G | AirScale | LTE |  | U900 F1-U900 F2-U2100 F2 | L800 |  | 2044500 | 20 |  |  |  | 3 | [33 empty] | MW | 0 | 20 | #N/A | from data base
AUH2497 | Site 7847 | AUH |  | AUH2497 | AUHL4497 |  |  | On Air | On Air |  | 2022-05-11 | Permanent | 24.5674 | 54.548 | Nokia | Outdoor | EITC Passive Infrastructure | Greenfield | Outdoor Taawn-du Lead | Du Capex | Du Capex | 3G+4G | AirScale | LTE-3CC |  | U900 F1-U900 F2-U2100 F2 | L800+L1800-F1+L1800-F2 |  | 2045600 | 40 |  |  |  | 3 | [33 empty] | MW | 0 | 40 | 40m-HD-MP | confirmed
AUH2496 | Site 7848 | AUH |  | AUH2496 | AUHL4496 | AUHNR2496 |  | On air | On Air | On Air | 2023 | Permanent | 24.468 | 54.3794 | Nokia | Outdoor | EITC Passive Infrastructure | Greenfield | Outdoor Green field-du Owned | Du Solo | Greenfield | 3G+4G+5G | AirScale | LTE-4CC |  | U900 F1-U900 F2 | L800+L1800-F1+L1800-F2+L2100 | 2cc | 2501000 | 35 |  |  | n78 | 4 | 3 | [32 empty] | IIB | AUH-2496-CSG-N540-LD-1
AUH3500 | Site 7849 | AUH |  | AUH3500 | AUHL4500 | AUHNR3500 |  | On Air | On Air | On Air | 2009 | Permanent | 24.3541 | 54.5779 | Nokia | Outdoor | EITC Passive Infrastructure | Greenfield | Outdoor Taawn-du Lead | Du Capex | Du Capex | 3G+4G+5G | BTS3910 | LTE-3CC |  | U900 F1-U900 F2-U2100 F2 | L800+L1800-F1+L1800-F2 | 2cc | 2440000 | 34 |  |  | n78 | 3 | 3 | [32 empty] | IIB | AUH-3500-CSG-IXR-E-1 | 35 | #N/A | from data base
AUH3498 | Site 7850 | AUH |  | AUH3498 | AUHL4498 | AUHNR3498 |  | On Air | On Air | On Air | 2009 | Permanent | 24.3405 | 54.5853 | Nokia | Outdoor | EITC Passive Infrastructure | Greenfield | Outdoor Green field-du Owned | Du Solo | Monopole | 3G+4G+5G | BTS3910 | LTE-3CC |  | U900 F1-U900 F2-U2100 F2 | L800+L1800-F1+L1800-F2 | 2cc | 2440000 | 38 |  |  | n78 | 3 | 3 | [32 empty] | IIB | AUH-3498-CSG-IXR-E-1 | 40 | #N/A | from data base
AUH3503 | Site 7851 | AUH |  | AUH3503 | AUHL4503 | AUHNR3503 |  | On Air | On Air | On Air | 2017-07-23 | Permanent | 24.8846 | 54.8482 | Nokia | Outdoor | EITC Passive Infrastructure | Greenfield | Outdoor Green field-du Owned | Du Solo | Monopole | 3G+4G+5G | BTS3910 | LTE |  | U900 F1-U900 F2-U2100 F2 | L800 | 1cc | 2106100 | 20 |  |  | n41 | 3 | 3 | [32 empty] | MW | 0 | 20 | #N/A | from data base
AUH2508 | Site 7852 | AUH |  | AUH2508 | AUHL4508 |  |  | On Air | On Air |  | 2020-01-15 | Permanent | 24.2043 | 54.9921 | Nokia | Outdoor | Site Sharing | ETC Site Share | Outdoor Site Sharing-Etisalat Owned | SS Opex | Etisalat_Opex | 3G+4G | AirScale | LTE-4CC |  | U900 F1-U900 F2-U2100 F2 | L800+L1800-F1+L1800-F2+L2100 |  | 2430100 | 60 |  |  |  | 4 | [33 empty] | MW | 0 | 120 | LatticeTower | sharing site/ from data base
AUH3509 | Site 7853 | AUH |  | AUH3509 | AUHL4509 | AUHNR3509 |  | On Air | On Air | On Air | 2015-12-13 | Permanent | 24.3647 | 54.6249 | Nokia | Outdoor | Site Sharing | ETC Site Share | Outdoor Site Sharing-Etisalat Owned | SS Opex | Etisalat_Opex | 3G+4G+5G | AirScale | LTE-3CC |  | U900 F1-U900 F2-U2100 F2 | L800+L1800-F1+L1800-F2 | 2cc | 2004500 | 30 |  |  | n78 | 3 | 3 | [32 empty] | IIB | AUH-3509-CSG-SAR-X-1 | 35 | Monopole | sharing site/ from data base
AUH3513 | Site 7854 | AUH |  | AUH3513 | AUHL4513 | AUHNR3513 |  | On Air | On Air | On Air | 2016-10-13 | Permanent | 24.3717 | 54.6458 | Nokia | Outdoor | Site Sharing | ETC Site Share | Outdoor Site Sharing-Etisalat Owned | SS Opex | Etisalat_Opex | 3G+4G+5G | AirScale | LTE-3CC |  | U900 F1-U900 F2-U2100 F2 | L800+L1800-F1+L1800-F2 | 2cc | 2004500 | 30 |  |  | n78 | 3 | 3 | [32 empty] | IIB | AUH-3513-CSG-SAR-X-1 | 40 | Monopole | sharing site/ from data base
AUH2517 | Site 7855 | AUH |  | AUH2517 | AUHL4517 | AUHNR2517 |  | On Air | On Air | On Air | 2021-09-21 | Permanent | 24.5383 | 54.3831 | Nokia | Outdoor | EITC Passive Infrastructure | Rooftop | RT-du Owned | Du Solo | Rooftop | 3G+4G+5G | AirScale | LTE-3CC |  | U900 F1-U900 F2-U2100 F2 | L800+L1800-F1+L1800-F2 | 2cc | 2500001 | 29 |  |  | n78 | 4 | 3 | [32 empty] | MW | 0 | 6 | Rooftop | Rooftop
AUH2518 | Site 7856 | AUH |  | AUH2518 | AUHL4518 | AUHNR2518 |  | On Air | On Air | On Air | 2021-02-22 | Permanent | 24.4287 | 54.4326 | Nokia | Outdoor | Site Sharing | ETC Site Share | Outdoor Site Sharing-Etisalat Owned | SS Opex | Etisalat_Opex | 3G+4G+5G | AirScale | LTE-3CC |  | U900 F1-U900 F2-U2100 F2 | L800+L1800-F1+L1800-F2 | 2cc | 2501800 | 25 |  |  | n78 | 3 | 3 | [32 empty] | IIB | Passive Fiber on AUH-1093-PREAGG-SR7-1 | 30 | Monopole | sharing site/ from data base
AUH2520 | Site 7857 | AUH |  | AUH2520 | AUHL4520 | AUHNR2520 |  | On Air | On Air | On Air | 2020-08-27 | Permanent | 24.4254 | 54.4251 | Nokia | Outdoor | EITC Passive Infrastructure | Rooftop | RT-du Owned | Du Solo | Rooftop | 3G+4G+5G | AirScale | LTE-3CC |  | U900 F1-U900 F2 | L800+L1800-F1+L1800-F2 | 2cc | 2501902 | 18 |  |  | n78 | 3 | 3 | [32 empty] | IIB | AUH-2520-CSG-IXR-E-1 | 6 | Rooftop | Rooftop
AUH2523 | Site 7858 | AUH |  | AUH2523 | AUHL4523 | AUHNR2523 |  | On Air | On Air | On Air | 2022-10-04 | Permanent | 24.3712 | 54.5377 | Nokia | Outdoor | EITC Passive Infrastructure | Rooftop | RT-du Owned | Du Solo | Rooftop | 3G+4G+5G | AirScale | LTE-3CC |  | U900 F1-U900 F2-U2100 F2 | L800+L1800-F1+L1800-F2 | 2cc | 2044802 | 53 |  |  | n78 | 3 | 3 | [32 empty] | MW | 0
AUH2524 | Site 7859 | AUH |  | AUH2524 | AUHL4524 | AUHNR2524 |  | On Air | On Air | On Air | 2020-02-09 | Permanent | 24.4794 | 54.386 | Nokia | Outdoor | EITC Passive Infrastructure | Rooftop | RT-du Owned | Du Solo | Rooftop | 3G+4G+5G | AirScale | LTE-2CC |  | U900 F1-U900 F2-U2100 F2 | L1800-F1+L1800-F2 | 2cc | 2501000 | 25 |  |  | n78 | 3 | 3 | [32 empty] | IIB | AUH-2524-CSG-IXR-E-1 | 4 | #N/A | Rooftop
AUH2525 | Site 7860 | AUH |  | AUH2525 | AUHL4525 | AUHNR2525 |  | On Air | On Air | On Air | 2022-01-25 | Permanent | 24.4735 | 54.3768 | Nokia | Outdoor | EITC Passive Infrastructure | Rooftop | RT-du Owned | Du Solo | Rooftop | 3G+4G+5G | AirScale | LTE-4CC |  | U900 F1-U900 F2-U2100 F2 | L800+L1800-F1+L1800-F2+L2100 | 2cc | 2501000 | 31 |  |  | n78 | 3 | 3 | [32 empty] | IIB | Passive AUH-2055-PREAGG-SR7-1 | 6 | Rooftop | Rooftop
AUH3512 | Site 7861 | AUH |  | AUH3512 | AUHL4512 | AUHNR3512 |  | On Air | On Air | On Air | 2016-08-25 | Permanent | 24.3101 | 54.6119 | Nokia | Outdoor | EITC Passive Infrastructure | Greenfield | Outdoor Green field-du Owned | Du Solo | Monopole | 3G+4G+5G | AirScale | LTE-3CC |  | U900 F1-U900 F2-U2100 F2 | L800+L1800-F1+L1800-F2 | 2cc | 2046100 | 30 |  |  | n78 | 3 | 3 | [32 empty] | IIB | AUH-3512-CSG-IXR-E-1 | 30 | #N/A | from data base
AUH3871 | Site 7862 | AUH |  | AUH3871 | AUHL4871 | AUHNR3871 |  | On Air | On Air | On Air | 2020-07-06 | Permanent | 24.3713 | 54.778 | Nokia | Outdoor | Site Sharing | SS Capex | Outdoor Taawn-Etisalat Lead | SS Capex | ETC Capex | 3G+4G+5G | AirScale | LTE-4CC |  | U900 F1-U900 F2 | L800+L1800-F1+L1800-F2+L2100 | 2cc | 2046900 | 35 |  |  | n78 | 3 | 3 | [32 empty] | IIB | AUH-3871-CSG-SAR-X-1 | 40 | Monopole | sharing site/ from data base
AUH3533 | Site 7863 | AUH |  | AUH3533 | AUHL4533 | AUHNR3533 |  | On Air | On Air | On Air | 2016-07-24 | Permanent | 24.1831 | 54.9948 | Nokia | Outdoor | Site Sharing | ETC Site Share | Outdoor Site Sharing-Etisalat Owned | SS Opex | Etisalat_Opex | 3G+4G+5G | AirScale | LTE-3CC |  | U900 F1-U900 F2-U2100 F2 | L800+L1800-F1+L1800-F2 | 1cc | 2430100 | 30 |  |  | n41 | 6 | 3 | [32 empty] | IIB | AUH-3533-CSG-IXR-E-1 | 35 | Monopole | sharing site/ from data base
AUH3534 | Site 7864 | AUH |  | AUH3534 | AUHL4534 |  |  | On air | On Air |  | 2022-12-23 | Permanent | 24.6468 | 54.6505 | Nokia | Outdoor | EITC Passive Infrastructure | Greenfield | Outdoor Taawn-du Lead | Du Capex | Du Capex | 3G+4G | AirScale | LTE |  | U900 F1-U900 F2-U2100 F2 | L800 |  | 2045900 | 40 |  |  |  | 4 | [33 empty] | MW | 0
AUH2527 | Site 7865 | AUH |  | AUH2527 | AUHL4527 | AUHNR2527 |  | On Air | On Air | On Air | 2021-11-08 | Permanent | 24.4143 | 54.4941 | Nokia | Outdoor | EITC Passive Infrastructure | Greenfield | Outdoor Green field-du Owned | Du Solo | Greenfield | 3G+4G+5G | AirScale | LTE-3CC |  | U900 F1-U900 F2-U2100 F2 | L800+L1800-F1+L1800-F2 | 2cc | 2044000 | 30 |  |  | n78 | 4 | 3 | [32 empty] | IIB | AUH-1097-PREAGG-SR7-1 | 30 | 30m-HD-MP | confirmed
AUH3537 | Site 7866 | AUH |  | AUH3537 | AUHL4537 | AUHNR3537 |  | On Air | On Air | On Air | 2016-07-04 | Permanent | 24.3416 | 54.4788 | Nokia | Outdoor | EITC Passive Infrastructure | Rooftop | RT-du Owned | Du Solo | Rooftop | 3G+4G+5G | AirScale | LTE-3CC |  | U900 F1-U900 F2-U2100 F2 | L800+L1800-F1+L1800-F2 | 1cc | 2600200 | 16 |  |  | n41 | 3 | 3 | [32 empty] | IIB | AUH-3537-CSG-SAR-X-1 | 3 | #N/A | Rooftop
AUH3541 | Site 7867 | AUH |  | AUH3541 | AUHL4541 | AUHNR3541 |  | On Air | On Air | On Air | 2016-07-04 | Permanent | 24.3206 | 54.6304 | Nokia | Outdoor | Site Sharing | ETC Site Share | Outdoor Site Sharing-Etisalat Owned | SS Opex | Etisalat_Opex | 3G+4G+5G | AirScale | LTE-4CC |  | U900 F1-U900 F2-U2100 F2 | L800+L1800-F1+L1800-F2+L2100 | 2cc | 2046100 | 30 |  |  | n78 | 3 | 3 | [32 empty] | IIB | AUH-3541-CSG-SAR-X-1 | 35 | Monopole | sharing site/ from data base
AUH3898 | Site 7868 | AUH |  | AUH3898 | AUHL4898 | AUHNR3898 |  | On Air | On Air | On Air | 2019-09-12 | Permanent | 24.3253 | 54.789 | Nokia | Outdoor | Site Sharing | SS Capex | Outdoor Taawn-Etisalat Lead | SS Capex | ETC Capex | 3G+4G+5G | AirScale | LTE-4CC |  | U900 F1-U900 F2-U2100 F2 | L800+L1800-F1+L1800-F2+L2100 | 2cc | 2046900 | 30 |  |  | n78 | 3 | 3 | [32 empty] | MW | 0 | 35 | Monopole | sharing site/ from data base
AUH3535 | Site 7869 | AUH |  | AUH3535 | AUHL4535 | AUHNR3535 |  | On Air | On Air | On Air | 2016-10-12 | Permanent | 24.489 | 54.4068 | Nokia | Outdoor | EITC Passive Infrastructure | Greenfield | Outdoor Green field-du Owned | Du Solo | RDU | 3G+4G+5G | AirScale | LTE-3CC | 4T4R | U900 F1-U900 F2-U2100 F2 | L800+L1800-F1+L1800-F2 | 2cc | 2045700 | 30 |  |  | n78 | 3 | 3 | [32 empty] | MW | 0 | 30 | #N/A | from data base
AUH2547 | Site 7870 | AUH | AUH2547 | AUH2547 | AUHL4547 | AUHNR2547 | On Air | On Air | On Air | On Air | 2012-11-25 | Permanent | 24.6605 | 54.7608 | Nokia | Outdoor | EITC Passive Infrastructure | Greenfield | Outdoor Green field-du Owned | DU Solo | Monopole | 2G+3G+4G+5G | BTS3900/Flexi 2G | LTE-3CC |  | U900 F1-U900 F2-U2100 F2 | L800+L1800-F1+L2100 | 1cc | 2004700 | 26.5 |  |  | n41 | 3 | 3 | [32 empty] | IIB | AUH-2547-CSG-SAR-X-1 | 30 | #N/A | from data base
AUH3549 | Site 7871 | AUH |  | AUH3549 | AUHL4549 |  |  | On Air | On Air |  | 2016-07-03 | Permanent | 24.2296 | 54.6556 | Nokia | Outdoor | Site Sharing | ETC Site Share | Outdoor Site Sharing-Etisalat Owned | SS Opex | Etisalat_Opex | 3G+4G | AirScale | LTE-3CC |  | U900 F1-U900 F2-U2100 F2 | L800+L1800-F1+L1800-F2 |  | 2047502 | 30 |  |  |  | 3 | [33 empty] | IIB | AUH-3549-CSG-ASR920-LD-1 | 35 | Monopole | sharing site/ from data base
AUH3927 | Site 7872 | AUH |  | AUH3927 | AUHL4927 | AUHNR3927 |  | On air | On Air | On Air | 2023-01-19 | Permanent | 24.397 | 54.6278 | Nokia | Outdoor | Site Sharing | SS Capex | Outdoor Taawn-Etisalat Lead | SS Capex | ETC Capex | 3G+4G+5G | Airscale | LTE-4CC |  | U900 F1-U900 F2 | L800+L1800-F1+L1800-F2+L2100 | 2cc | 2440000 | 35 |  |  | n78 | 3 | 3 | [32 empty] | IIB | AUH-3927-CSG-IXR-E-1
AUH3251 | Site 7873 | AUH |  | AUH3251 | AUHL5251 | AUHNR3251 |  | On Air | On Air | On Air | 2022-06-07 | Permanent | 24.43 | 54.7268 | Nokia | Outdoor | Site Sharing | SS Capex | Outdoor Taawn-Etisalat Lead | SS Capex | ETC Capex | 3G+4G+5G | AirScale | LTE-3CC |  | U900 F1-U900 F2-U2100 F2 | L800+L1800-F1+L1800-F2 | 2cc | 2043100 | 30 |  |  | n78 | 4 | 3 | [32 empty] | IIB | AUH-3251-CSG-IXR-E-1 | 35 | ETC | sharing site/ from data base
AUH2548 | Site 7874 | AUH | AUH2548 | AUH2548 | AUHL4548 | AUHNR2548 | On Air | On Air | On Air | On Air | 2012-12-14 | Permanent | 24.6721 | 54.7645 | Nokia | Outdoor | EITC Passive Infrastructure | Greenfield | Outdoor Green field-du Owned | Du Solo | Monopole | 2G+3G+4G+5G | BTS3900/Flexi 2G | LTE-3CC |  | U900 F1-U900 F2-U2100 F2 | L800+L1800-F1+L2100 | 1cc | 2004700 | 26 |  |  | n41 | 3 | 3 | [32 empty] | IIB | AUH-2548-CSG-SAR-X-1 | 30 | #N/A | from data base
AUH2567 | Site 7875 | AUH |  | AUH2567 | AUHL4567 | AUHNR2567 |  | On Air | On Air | On Air | 2022-05-09 | Permanent | 24.4803 | 54.3653 | Nokia | Outdoor | EITC Passive Infrastructure | Rooftop | RT-du Owned | Du Solo | Rooftop | 3G+4G+5G | AirScale | LTE-4CC |  | U900 F1-U900 F2-U2100 F2 | L800+L1800-F1+L1800-F2+L2100 | 2cc | 2501200 | 23 |  |  | n78 | 3 | 3 | [32 empty] | IIB | Passive to AUH-2039-PREAGG-SR7-1 | 3 | Rooftop | Rooftop
AUH3570 | Site 7876 | AUH |  | AUH3570 | AUHL4570 |  |  | On Air | On Air |  | 2020-07-26 | Permanent | 24.4878 | 54.4298 | Nokia | Outdoor | EITC Passive Infrastructure | Greenfield | Outdoor Green field-du Owned | Du Solo | Greenfield | 3G+4G | AirScale | LTE |  | U900 F1-U900 F2 | L800 |  | 2041600 | 35 |  |  |  | 3 | [33 empty] | MW | 0 | 35 | 35m-RDU | confirmed
AUH3573 | Site 7877 | AUH |  | AUH3573 | AUHL4573 |  |  | On Air | On Air |  | 2020-08-08 | Permanent | 24.4681 | 54.4568 | Nokia | Outdoor | EITC Passive Infrastructure | Greenfield | Outdoor Taawn-du Lead | Du Capex | Du Capex | 3G+4G | AirScale | LTE |  | U900 F1-U900 F2 | L800 |  | 2041600 | 40 |  |  |  | 3 | [33 empty] | MW | 0 | 40 | 40m-HD-MP | confirmed
AUH3574 | Site 7878 | AUH |  | AUH3574 | AUHL4574 | AUHNR3574 |  | On Air | On Air | On Air | 2009 | Permanent | 24.6746 | 54.7754 | Nokia | Outdoor | Site Sharing | ETC Site Share | Outdoor Site Sharing-Etisalat Owned | SS Opex | Etisalat_Opex | 3G+4G+5G | BTS5900 | LTE |  | U900 F1-U900 F2-U2100 F2 | L1800-F1 | 1cc | 2004700 | 25 |  |  | n41 | 3 | 3 | [32 empty] | IIB | AUH-3574-CSG-IXR-E-1 | 30 | Monopole | sharing site/ from data base
AUH3575 | Site 7879 | AUH |  | AUH3575 | AUHL4575 | AUHNR3575 |  | On Air | On Air | On Air | 2020-09-17 | Permanent | 24.6843 | 54.7574 | Nokia | Outdoor | EITC Passive Infrastructure | Greenfield | Outdoor Taawn-du Lead | Du Capex | Du Capex | 3G+4G+5G | BTS5900 | LTE-4CC |  | U900 F1-U900 F2 | L800+L1800-F1+L1800-F2+L2100 | 1cc | 2004100 | 40 |  |  | n41 | 3 | 3 | [32 empty] | IIB | AUH-3575-CSG-SAR-X-1 | 40 | 40m-HD-MP | confirmed
AUH3579 | Site 7880 | AUH | AUH3579 | AUH3579 | AUHL4579 | AUHNR3579 | On Air | On Air | On Air | On Air | 2016-11-30 | Permanent | 24.3616 | 54.5234 | Nokia | Outdoor | EITC Passive Infrastructure | Rooftop | RT-du Owned | Du Solo | Water Tank | 2G+3G+4G+5G | AirScale | LTE-4CC | 4T4R | U900 F1-U900 F2-U2100 F2 | L800+L1800-F1+L1800-F2+L2100 | 2cc | 2600200 | 30 |  |  | n78 | 3 | 3 | [32 empty] | IIB | AUH-3579-CSG-SAR-X-1 | 3 | #N/A | Rooftop
AUH3572 | Site 7881 | AUH |  | AUH3572 | AUHL4572 |  |  | On Air | On Air |  | 2020-08-08 | Permanent | 24.4832 | 54.4587 | Nokia | Outdoor | EITC Passive Infrastructure | Greenfield | Outdoor Green field-du Owned | Du Solo | GF | 3G+4G | AirScale | LTE |  | U900 F1-U900 F2 | L800 |  | 2041600 | 35 |  |  |  | 3 | [33 empty] | MW | 0 | 35 | 35m-RDU | confirmed
AUH3608 | Site 7882 | AUH | AUH3608 | AUH3608 | AUHL4608 | AUHNR3608 | On Air | On Air | On Air | On Air | 2016-11-10 | Permanent | 24.6794 | 55.1886 | Nokia | Outdoor | Site Sharing | ETC Site Share | Outdoor Site Sharing-Etisalat Owned | SS Opex | Etisalat_Opex | 2G+3G+4G+5G | BTS3900 | LTE-4CC |  | U900 F1-U900 F2-U2100 F2 | L800+L1800-F1+L1800-F2+L2100 | 1cc | 8005200 | 35 |  | 3 | n41 | 3 | 3 | [32 empty] | MW | 0 | 40 | Monopole | sharing site/ from data base
AUH2609 | Site 7883 | AUH |  | AUH2609 | AUHL4609 | AUHNR2609 |  | On Air | On Air | On Air | 2019-12-08 | Permanent | 24.4706 | 54.3437 | Nokia | Outdoor | EITC Passive Infrastructure | Rooftop | RT-du Owned | Du Solo | Rooftop | 3G+4G+5G | AirScale | LTE-3CC |  | U900 F1-U900 F2-U2100 F2 | L800+L1800-F1+L1800-F2 | 2cc | 2501300 | 56 |  |  | n78 | 4 | 3 | [32 empty] | IIB | AUH-2609-CSG-ASR920-LD-1 | 0 | #N/A | Rooftop
AUH2614 | Site 7884 | AUH |  | AUH2614 | AUHL4614 |  |  | On Air | On Air |  | 2021-02-03 | Permanent | 24.1722 | 54.5549 | Nokia | Outdoor | EITC Passive Infrastructure | Greenfield | Outdoor Taawn-du Lead | Du Capex | Du Capex | 3G+4G | AirScale | LTE |  | U900 F1-U900 F2 | L800 |  | 2042200 | 90 |  |  |  | 3 | [33 empty] | MW | 0 | 90 | 90m-LT | confirmed
AUH2615 | Site 7885 | AUH |  | AUH2615 | AUHL4615 |  |  | On Air | On Air |  | 2020-08-19 | Permanent | 24.6203 | 55.0384 | Nokia | Outdoor | Site Sharing | ETC Site Share | Outdoor Site Sharing-Etisalat Owned | SS Opex | Etisalat_Opex | 3G+4G | BTS5900 | LTE-3CC |  | U900 F1-U900 F2 | L800+L1800-F1+L1800-F2 |  | 2106000 | 45 |  |  |  | 3 | [33 empty] | MW | 0 | 50 | LatticeTower | sharing site/ from data base
AUH3255 | Site 7886 | AUH |  | AUH3255 | AUHL5255 | AUHNR3255 |  | On Air | On Air | On Air | 2022-04-22 | Permanent | 24.4227 | 54.5705 | Nokia | Outdoor | Site Sharing | SS Capex | Outdoor Taawn-Etisalat Lead | SS Capex | ETC Capex | 3G+4G+5G | AirScale | LTE-4CC |  | U900 F1-U900 F2-U2100 F2 | L800+L1800-F1+L1800-F2+L2100 | 2cc | 2042600 | 30 |  |  | n78 | 4 | 3 | [32 empty] | MW | 0 | 35 | ETC | sharing site/ from data base
AUH3265 | Site 7887 | AUH |  | AUH3265 | AUHL5265 | AUHNR3265 |  | On Air | On Air | On Air | 2022-06-17 | Permanent | 24.3488 | 54.4677 | Nokia | Outdoor | Site Sharing | SS Capex | Outdoor Taawn-Etisalat Lead | SS Capex | ETC Capex | 3G+4G+5G | AirScale | LTE-3CC |  | U900 F1-U900 F2-U2100 F2 | L800+L1800-F1+L1800-F2 | 2cc | 2600100 | 30 |  |  | n78 | 3 | 3 | [32 empty] | IIB | AUH-3265-CSG-N540-LD-1 | 35 | ETC | sharing site/ from data base
AUH3816 | Site 7888 | AUH |  | AUH3816 | AUHL4816 | AUHNR3816 |  | On Air | On Air | On Air | 2020-09-10 | Permanent | 24.4979 | 54.6149 | Nokia | Outdoor | EITC Passive Infrastructure | Greenfield | Outdoor Taawn-du Lead | Du Capex | Du Capex | 3G+4G+5G | AirScale | LTE-3CC |  | U900 F1-U900 F2-U2100 F2 | L800+L1800-F1+L1800-F2 | 2cc | 2004600 | 35 |  |  | n78 | 3 | 3 | [32 empty] | IIB | AUH-3816-CSG-ASR920-LD-1 | 35 | 35m-HD-LP | confirmed
AUH3822 | Site 7889 | AUH |  | AUH3822 | AUHL4822 | AUHNR3822 |  | On Air | On Air | On Air | 2021 | Permanent | 24.4441 | 54.5881 | Nokia | Outdoor | EITC Passive Infrastructure | Rooftop | RT-du Owned | Du Solo | Rooftop | 3G+4G+5G | AirScale | LTE-3CC |  | U900 F1-U900 F2 | L800+L1800-F1+L1800-F2 | 2cc | 2042400 | 33 |  |  | n78 | 4 | 3 | [32 empty] | MW | 0 | 0 | 4m WM poles | sharing site/ from data base
AUH3824 | Site 7890 | AUH |  | AUH3824 | AUHL4824 | AUHNR3824 |  | On Air | On Air | On Air | 2021-05-05 | Permanent | 24.3622 | 54.758 | Nokia | Outdoor | Site Sharing | ETC Site Share | Outdoor Site Sharing-Etisalat Owned | SS Opex | Etisalat_Opex | 3G+4G+5G | AirScale | LTE-4CC |  | U900 F1-U900 F2 | L800+L1800-F1+L1800-F2+L2100 | 2cc | 2046900 | 30 |  |  | n78 | 3 | 3 | [32 empty] | IIB | AUH-3824-CSG-ASR920-LD-1 | 35 | site share | sharing site/ from data base
AUH3401 | Site 7891 | AUH |  | AUH3401 | AUHL5401 | AUHNR3401 |  | On Air | On Air | On Air | 2021-09-25 | Permanent | 24.5841 | 54.474 | Nokia | Outdoor | Site Sharing | SS Capex | Outdoor Taawn-Etisalat Lead | SS Capex | ETC Capex | 3G+4G+5G | AirScale | LTE-3CC |  | U900 F1-U900 F2-U2100 F2 | L800+L1800-F1+L1800-F2 | 2cc | 2046700 | 30 |  |  | n78 | 3 | 3 | [32 empty] | MW | 0 | 35 | 35m Lamppole | sharing site/ from data base
AUH3827 | Site 7892 | AUH |  | AUH3827 | AUHL4827 | AUHNR3827 |  | On air | On Air | On Air | 2023-01-02 | Permanent | 24.6781 | 54.7842 | Nokia | Outdoor | EITC Passive Infrastructure | GreenField | Outdoor Taawn-du Lead | Du Capex | Du Capex | 3G+4G+5G | Airscale | LTE-4CC |  | U900 F1-U900 F2 | L800+L1800-F1+L1800-F2+L2100 | 1cc | 2004700 | 40 |  |  | n41 | 4 | 3 | [32 empty] | IIB | AUH-3827-CSG-IXR-E-1
AUH3836 | Site 7893 | AUH |  | AUH3836 | AUHL4836 | AUHNR3836 |  | On Air | On Air | On Air | 2019-10-08 | Permanent | 24.399 | 54.5121 | Nokia | Outdoor | Site Sharing | ETC Site Share | Outdoor Site Sharing-Etisalat Owned | SS Opex | Etisalat_Opex | 3G+4G+5G | AirScale | LTE-3CC |  | U900 F1-U900 F2-U2100 F2 | L800+L1800-F1+L1800-F2 | 2cc | 2044000 | 30 |  |  | n78 | 3 | 3 | [32 empty] | IIB | AUH-3836-CSG-SAR-X-1 | 35 | Monopole | sharing site/ from data base
AUH3837 | Site 7894 | AUH |  | AUH3837 | AUHL4837 | AUHNR3837 |  | On Air | On Air | On Air | 2020-04-18 | Permanent | 24.4518 | 54.3259 | Nokia | Outdoor | EITC Passive Infrastructure | Greenfield | Outdoor Taawn-du Lead | Du Capex | Du Capex | 3G+4G+5G | AirScale | LTE-3CC |  | U900 F1-U900 F2-U2100 F2 | L800+L1800-F1+L1800-F2 | 2cc | 2017800 | 35 |  |  | n78 | 3 | 3 | [32 empty] | IIB | AUH-1048-PREAGG-SR7-1 | 0 | GF_35m_Lamp Pole | sharing site/ from data base
AUH3408 | Site 7895 | AUH |  | AUH3408 | AUHL5408 | AUHNR3408 |  | On Air | On Air | On Air | 2021-07-01 | Permanent | 24.4373 | 54.4581 | Nokia | Outdoor | Site Sharing | SS Capex | Outdoor Taawn-Etisalat Lead | SS Capex | ETC Capex | 3G+4G+5G | AirScale | LTE-3CC |  | U900 F1-U900 F2-U2100 F2 | L800+L1800-F1+L1800-F2 | 2cc | 2501600 | 30 |  |  | n78 | 3 | 3 | [32 empty] | IIB | AUH-3408-CSG-IXR-E-1 | 35 | 35M Monopole | sharing site/ from data base
AUH3437 | Site 7896 | AUH |  | AUH3437 | AUHL5437 | AUHNR3437 |  | On Air | On Air | On Air | 2020-04-21 | Permanent | 24.4879 | 54.592 | Nokia | Outdoor | Site Sharing | SS Capex | Outdoor Taawn-Etisalat Lead | SS Capex | ETC Capex | 3G+4G+5G | AirScale | LTE-3CC |  | U900 F1-U900 F2 | L800+L1800-F1+L1800-F2 | 2cc | 2004600 | 30 |  |  | n78 | 3 | 3 | [32 empty] | IIB | AUH-3437-CSG-IXR-E-1 | 35 | LampPole | sharing site/ from data base
AUH2855 | Site 7897 | AUH |  | AUH2855 | AUHL4855 |  |  | On air | On Air |  | 2022-11-02 | Permanent | 24.5481 | 54.8356 | Nokia | Outdoor | EITC Passive Infrastructure | Greenfield | Outdoor Taawn-du Lead | Du Capex | Du Capex | 3G+4G | AirScale | LTE-3CC |  | U900 F1-U900 F2-U2100 F2 | L800+L1800-F1+L1800-F2 |  | 2043200 | 40 |  |  |  | 4 | [33 empty] | MW | 0
AUH2619 | Site 7898 | AUH |  | AUH2619 | AUHL4619 | AUHNR2619 |  | On air | On Air | On Air | 2022-09-12 | Temporary | 24.4031 | 54.4885 | Nokia | Outdoor | EITC Passive Infrastructure | Greenfield | Outdoor Green field-du Owned | Du Solo | Greenfield | 3G+4G+5G | AirScale | LTE-3CC |  | U900 F1-U900 F2-U2100 F2 | L800+L1800-F1+L1800-F2 | 2cc | 2044000 | 35 |  |  | n78 | 3 | 3 | [32 empty] | IIB | AUH-2619-CSG-IXR-E-1
AUH2856 | Site 7899 | AUH |  | AUH2856 | AUHL4856 | AUHNR2856 |  | On air | On Air | On Air | 2022-08-24 | Permanent | 24.2421 | 54.8299 | Nokia | Outdoor | EITC Passive Infrastructure | Greenfield | Outdoor Green field-du Owned | Du Solo | Greenfield | 3G+4G+5G | AirScale | LTE |  | U900 F1-U900 F2 | L800 | 1cc | 2430100 | 75 |  |  | n41 | 3 | 3 | [32 empty] | IIB | AUH-2856-CSG-IXR-E-1 | 75 | 75m-LT | confirmed
AUH3889 | Site 7900 | AUH |  | AUH3889 | AUHL4889 | AUHNR3889 |  | On Air | On Air | On Air | 2022-01-17 | Permanent | 24.4441 | 54.6757 | Nokia | Outdoor | EITC Passive Infrastructure | Rooftop | RT-du Owned | Du Solo | Rooftop | 3G+4G+5G | AirScale | LTE-3CC |  | U900 F1-U900 F2-U2100 F2 | L800+L1800-F1+L1800-F2 | 2cc | 2044300 | 28 |  |  | n78 | 3 | 3 | [32 empty] | MW | 0 | 9 | Rooftop | Rooftop
AUH3915 | Site 7901 | AUH |  | AUH3915 | AUHL4915 | AUHNR3915 |  | On Air | On Air | On Air | 2023 | Permanent | 24.3292 | 54.7779 | Nokia | Outdoor | EITC Passive Infrastructure | Greenfield | Outdoor Green field-du Owned | Du Solo | Greenfield | 3G+4G+5G | AirScale | LTE-4CC |  | U900 F1-U900 F2 | L800+L1800-F1+L1800-F2+L2100 | 2cc | 2046900 | 40 |  |  | n78 | 3 | 3 | [32 empty] | MW | 0
AUH3018 | Site 7902 | AUH |  | AUH3018 | AUHL5018 |  |  | On Air | On Air |  | 2021-11-07 | Permanent | 24.6778 | 54.965 | Nokia | Outdoor | EITC Passive Infrastructure | Greenfield | Outdoor Green field-du Owned | Du Solo | Greenfield | 3G+4G | AirScale | LTE |  | U900 F1-U900 F2 | L800 |  | 2106000 | 35 |  |  |  | 3 | [33 empty] | MW | 0 | 35 | 35m-RDU | confirmed
AUH2250 | Site 7903 | AUH |  | AUH2250 | AUHL5250 | AUHNR2250 |  | On air | On Air | On Air | 2023 | Permanent | 24.439 | 54.6171 | Nokia | Outdoor | EITC Passive Infrastructure | Greenfield | Outdoor Taawn-du Lead | Du Capex | Du Capex | 3G+4G+5G | Airscale | LTE-4CC |  | U900 F1-U900 F2 | L800+L1800-F1+L1800-F2+L2100 | 2cc | 2042600 | 40 |  |  | n78 | 4 | 3 | [32 empty] | MW | 0
AUH3256 | Site 7904 | AUH |  | AUH3256 | AUHL5256 |  |  | On Air | On Air |  | 2020-04-25 | Permanent | 24.4121 | 54.9473 | Nokia | Outdoor | EITC Passive Infrastructure | Greenfield | Outdoor Taawn-du Lead | Du Capex | Du Capex | 3G+4G | BTS5900 | LTE-3CC |  | U900 F1-U900 F2-U2100 F2 | L800+L1800-F1+L1800-F2 |  | 2042900 | 35 |  |  |  | 3 | [33 empty] | IIB | AUH-3256-CSG-IXR-E-1 | 35 | 35m-MD-MP | confirmed
AUH2257 | Site 7905 | AUH |  | AUH2257 | AUHL5257 | AUHNR2257 |  | On Air | On Air | On Air | 2021-03-15 | Permanent | 24.4902 | 54.3845 | Nokia | Outdoor | EITC Passive Infrastructure | Rooftop | RT-du Owned | Du Solo | Rooftop | 3G+4G+5G | AirScale | LTE-3CC |  | U900 F1-U900 F2-U2100 F2 | L800+L1800-F1+L1800-F2 | 2cc | 2500100 | 41 |  |  | n78 | 4 | 3 | [32 empty] | IIB | AUH-2257-CSG-IXR-E-1 | 3 | Rooftop | Rooftop
AUH3258 | Site 7906 | AUH |  | AUH3258 | AUHL5258 |  |  | On Air | On Air |  | 2020-04-26 | Permanent | 24.1942 | 54.7892 | Nokia | Outdoor | EITC Passive Infrastructure | Greenfield | Outdoor Green field-du Owned | Du Solo | RDU | 3G+4G | AirScale | LTE-3CC |  | U900 F1-U900 F2-U2100 F2 | L800+L1800-F1+L1800-F2 |  | 2047502 | 30 |  |  |  | 4 | [33 empty] | IIB | RFSed | 30 | 30m-MD-MP | confirmed
AUH6142 | Site 7907 | AUH |  | AUH6142 | AUHL6142 | AUHNR6142 |  | On air | On Air | On Air | 2023 | Permanent | 24.4191 | 54.4071 | Nokia | Outdoor | Site Sharing | SS Capex | Outdoor Taawn-Etisalat Lead | SS Capex | ETC Capex | 3G+4G+5G | AirScale | LTE-4CC |  | U900 F1-U900 F2 | L800+L1800-F1+L1800-F2+L2100 | 2cc | 2502000 | 35 |  |  | n78 | 3 | 3 | [32 empty] | MW | 0
AUH3262 | Site 7908 | AUH |  | AUH3262 | AUHL5262 | AUHNR3262 |  | On Air | On Air | On Air | 2021 | Permanent | 24.3149 | 54.541 | Nokia | Outdoor | EITC Passive Infrastructure | Greenfield | Outdoor Green field-du Owned | Du Solo | Greenfield | 3G+4G+5G | AirScale | LTE-3CC |  | U900 F1-U900 F2 | L800+L1800-F1+L1800-F2 | 1cc | 2044801 | 30 |  |  | n41 | 3 | 3 | [32 empty] | IIB | AUH-3262-CSG-IXR-E-1 | 30 | 30m-RDU | confirmed
AUH3266 | Site 7909 | AUH |  | AUH3266 | AUHL5266 | AUHNR3266 |  | On Air | On Air | On Air | 2022-04-29 | Permanent | 24.3617 | 54.4725 | Nokia | Outdoor | EITC Passive Infrastructure | Greenfield | Outdoor Green field-du Owned | Du Solo | Greenfield | 3G+4G+5G | AirScale | LTE-3CC |  | U900 F1-U900 F2-U2100 F2 | L800+L1800-F1+L1800-F2 | 1cc | 2600200 | 35 |  |  | n41 | 3 | 3 | [32 empty] | MW | 0 | 35 | 35m-MD-MP | confirmed
AUH2268 | Site 7910 | AUH |  | AUH2268 | AUHL5268 | AUHNR2268 |  | On Air | On Air | On Air | 2021-08-19 | Permanent | 24.4752 | 54.38 | Nokia | Outdoor | EITC Passive Infrastructure | Rooftop | RT-du Owned | Du Solo | Rooftop | 3G+4G+5G | AirScale | LTE-4CC |  | U900 F1-U900 F2-U2100 F2 | L800+L1800-F1+L1800-F2+L2100 | 2cc | 2501000 | 30 |  |  | n78 | 4 | 3 | [32 empty] | IIB | AUH-2268-CSG-IXR-E-1 | 3 | Rooftop | Rooftop
AUH3273 | Site 7911 | AUH |  | AUH3273 | AUHL5273 |  |  | On Air | On Air |  | 2016-01-25 | Permanent | 24.8663 | 54.886 | Nokia | Outdoor | Site Sharing | ETC Site Share | Outdoor Site Sharing-Etisalat Owned | SS Opex | Etisalat_Opex | 3G+4G | BTS3900 | LTE |  | U900 F1-U900 F2-U2100 F2 | L800 |  | 2106100 | 30 |  |  |  | 3 | [33 empty] | MW | 0 | 30 | PalmTree | sharing site/ from data base
AUH3282 | Site 7912 | AUH |  | AUH3282 | AUHL5282 | AUHNR3282 |  | On Air | On Air | On Air | 2022-05-20 | Permanent | 24.3181 | 54.6125 | Nokia | Outdoor | EITC Passive Infrastructure | Greenfield | Outdoor Taawn-du Lead | Du Capex | Du Capex | 3G+4G+5G | AirScale | LTE-3CC |  | U900 F1-U900 F2-U2100 F2 | L800+L1800-F1+L1800-F2 | 2cc | 2046100 | 40 |  |  | n78 | 4 | 3 | [32 empty] | IIB | AUH-3282-CSG-IXR-E-1 | 40 | 40m-HD-MP | confirmed
AUH2283 | Site 7913 | AUH |  | AUH2283 | AUHL5283 | AUHNR2283 |  | On air | On Air | On Air | 2022-08-24 | Permanent | 24.439 | 54.5714 | Nokia | Outdoor | EITC Passive Infrastructure | Rooftop | RT-du Owned | Du Solo | Rooftop | 3G+4G+5G | AirScale | LTE-3CC |  | U900 F1-U900 F2-U2100 F2 | L800+L1800-F1+L1800-F2 | 2cc | 2042400 | 24 |  |  | n78 | 4 | 3 | [32 empty] | MW | 0 | 3 | Rooftop | Rooftop
AUH3267 | Site 7914 | AUH |  | AUH3267 | AUHL5267 | AUHNR3267 |  | On Air | On Air | On Air | 2021-05-26 | Permanent | 24.3668 | 54.4921 | Nokia | Outdoor | EITC Passive Infrastructure | Greenfield | Outdoor Green field-du Owned | Du Solo | Greenfield | 3G+4G+5G | AirScale | LTE-4CC |  | U900 F1-U900 F2 | L800+L1800-F1+L1800-F2+L2100 | 1cc | 2600200 | 35 |  |  | n41 | 4 | 3 | [32 empty] | IIB | AUH-3267-CSG-N540-LD-1 | 35 | 35m-MD-MP | confirmed
AUH2285 | Site 7915 | AUH |  | AUH2285 | AUHL5285 | AUHNR2285 |  | On Air | On Air | On Air | 2020-10-01 | Permanent | 24.4648 | 54.3857 | Nokia | Outdoor | EITC Passive Infrastructure | Rooftop | RT-du Owned | Du Solo | Rooftop | 3G+4G+5G | AirScale | LTE-4CC |  | U900 F1-U900 F2 | L800+L1800-F1+L1800-F2+L2100 | 2cc | 2501000 | 23 |  |  | n78 | 3 | 3 | [32 empty] | IIB | AUH-2285-CSG-IXR-E-1 | 3 | Rooftop | Rooftop
AUH3284 | Site 7916 | AUH |  | AUH3284 | AUHL5284 | AUHNR3284 |  | On Air | On Air | On Air | 2021-11-30 | Permanent | 24.3114 | 54.6345 | Nokia | Outdoor | EITC Passive Infrastructure | Greenfield | Outdoor Green field-du Owned | Du Solo | Greenfield | 3G+4G+5G | AirScale | LTE-3CC |  | U900 F1-U900 F2 | L800+L1800-F1+L1800-F2 | 2cc | 2046100 | 30 |  |  | n78 | 3 | 3 | [32 empty] | IIB | AUH-2202-PREAGG-SR7-1 | 30 | 30m-MD-MP | confirmed
AUH3303 | Site 7917 | AUH |  | AUH3303 | AUHL5303 | AUHNR3303 |  | On Air | On Air | On Air | 2021-11-30 | Permanent | 24.2955 | 54.6364 | Nokia | Outdoor | EITC Passive Infrastructure | Greenfield | Outdoor Green field-du Owned | Du Solo | Greenfield | 3G+4G+5G | AirScale | LTE-4CC |  | U900 F1-U900 F2 | L800+L1800-F1+L1800-F2+L2100 | 2cc | 2046100 | 35 |  |  | n78 | 3 | 3 | [32 empty] | IIB | AUH-2204-PREAGG-SR7-1 | 35 | 35m-MD-MP | confirmed
AUH3317 | Site 7918 | AUH |  | AUH3317 | AUHL5317 | AUHNR3317 |  | On Air | On Air | On Air | 2016-04-12 | Permanent | 24.3797 | 54.7429 | Nokia | Outdoor | EITC Passive Infrastructure | Greenfield | Outdoor Green field-du Owned | DU Solo | Monopole | 3G+4G+5G | AirScale | LTE-4CC |  | U900 F1-U900 F2-U2100 F2 | L800+L1800-F1+L1800-F2+L2100 | 2cc | 2046900 | 38 |  |  | n78 | 3 | 3 | [32 empty] | IIB | AUH-3317-CSG-ASR920-LD-1 | 40 | #N/A | from data base
AUH3322 | Site 7919 | AUH |  | AUH3322 | AUHL5322 | AUHNR3322 |  | On Air | On Air | On Air | 2021-03-14 | Permanent | 24.3609 | 54.7675 | Nokia | Outdoor | EITC Passive Infrastructure | Greenfield | Outdoor Taawn-du Lead | Du Capex | Du Capex | 3G+4G+5G | AirScale | LTE-4CC |  | U900 F1-U900 F2 | L800+L1800-F1+L1800-F2+L2100 | 2cc | 2046900 | 40 |  |  | n78 | 3 | 3 | [32 empty] | IIB | AUH-3322-CSG-ASR920-LD-1 | 40 | 40m-HD-MP | confirmed
AUH3329 | Site 7920 | AUH |  | AUH3329 | AUHL5329 | AUHNR3329 |  | On Air | On Air | On Air | 2020-07-06 | Permanent | 24.3208 | 54.746 | Nokia | Outdoor | EITC Passive Infrastructure | Greenfield | Outdoor Green field-du Owned | Du Solo | Greenfield | 3G+4G+5G | AirScale | LTE-3CC |  | U900 F1-U900 F2 | L800+L1800-F1+L1800-F2 | 2cc | 2046900 | 40 |  |  | n78 | 3 | 3 | [32 empty] | IIB | AUH-3329-CSG-IXR-E-1 | 40 | 40m-MD-MP | confirmed
AUH3330 | Site 7921 | AUH |  | AUH3330 | AUHL5330 | AUHNR3330 |  | On Air | On Air | On Air | 2009 | Permanent | 24.3244 | 54.7606 | Nokia | Outdoor | EITC Passive Infrastructure | Greenfield | Outdoor Taawn-du Lead | Du Capex | Du Capex | 3G+4G+5G | AirScale | LTE-4CC | 4T4R | U900 F1-U900 F2-U2100 F2 | L800+L1800-F1+L1800-F2+L2100 | 2cc | 2046900 | 35 |  |  | n78 | 3 | 3 | [32 empty] | IIB | AUH-3330-CSG-IXR-E-1 | 40 | #N/A | from data base
AUH3337 | Site 7922 | AUH | AUH3337 | AUH3337 | AUHL5337 |  | On Air | On Air | On Air |  | 2016-01-25 | Permanent | 24.2533 | 54.5543 | Nokia | Outdoor | EITC Passive Infrastructure | Greenfield | Outdoor Green field-du Owned | Du Solo | RDU | 2G+3G+4G | AirScale | LTE-3CC |  | U900 F1-U900 F2-U2100 F2 | L800+L1800-F1+L1800-F2 |  | 2042200 | 28 |  |  |  | 3 | [33 empty] | MW | 0 | 30 | #N/A | from data base
AUH3338 | Site 7923 | AUH |  | AUH3338 | AUHL5338 | AUHNR3338 |  | On Air | On Air | On Air | 2021-02-11 | Permanent | 24.3334 | 54.7719 | Nokia | Outdoor | EITC Passive Infrastructure | Greenfield | Outdoor Taawn-du Lead | Du Capex | Du Capex | 3G+4G+5G | AirScale | LTE-4CC |  | U900 F1-U900 F2 | L800+L1800-F1+L1800-F2+L2100 | 2cc | 2046900 | 35 |  |  | n78 | 3 | 3 | [32 empty] | IIB | AUH-3338-CSG-IXR-E-1 | 35 | 35m-MD-MP | confirmed
AUH6143 | Site 7924 | AUH |  | AUH6143 | AUHL6143 | AUHNR6143 |  | On air | On Air | On Air | 2023 | Permanent | 24.4169 | 54.4102 | Nokia | Outdoor | Site Sharing | SS Capex | Outdoor Taawn-Etisalat Lead | SS Capex | ETC Capex | 3G+4G+5G | AirScale | LTE-4CC |  | U900 F1-U900 F2 | L800+L1800-F1+L1800-F2+L2100 | 2cc | 2502000 | 35 |  |  | n78 | 3 | 3 | [32 empty] | MW | 0
AUH3352 | Site 7925 | AUH |  | AUH3352 | AUHL5352 | AUHNR3352 |  | On air | On Air | On Air | 2023-01-10 | Permanent | 24.3612 | 54.6081 | Nokia | Outdoor | EITC Passive Infrastructure | GreenField | Outdoor Taawn-du Lead | Du Capex | Du Capex | 3G+4G+5G | Airscale | LTE-4CC |  | U900 F1-U900 F2 | L800+L1800-F1+L1800-F2+L2100 | 2cc | 2440000 | 40 |  |  | n78 | 4 | 3 | [32 empty] | IIB | AUH-3352-CSG-IXR-E-1
AUH3386 | Site 7926 | AUH |  | AUH3386 | AUHL5386 | AUHNR3386 |  | On Air | On Air | On Air | 2021-12-23 | Permanent | 24.5813 | 54.7002 | Nokia | Outdoor | EITC Passive Infrastructure | Greenfield | Outdoor Green field-du Owned | Du Solo | GreenField | 3G+4G+5G | AirScale | LTE-3CC |  | U900 F1-U900 F2 | L800+L1800-F1+L1800-F2 | 1cc | 2043700 | 40 |  |  | n41 | 4 | 3 | [32 empty] | IIB | AUH-3386-CSG-IXR-E-1 | 40 | 40m-MD-MP | confirmed
AUH6154 | Site 7927 | AUH |  | AUH6154 | AUHL6154 | AUHNR6154 |  | On air | On Air | On Air | 2023 | Permanent | 24.3355 | 54.597 | Nokia | Outdoor | Site Sharing | SS Capex | Outdoor Taawn-Etisalat Lead | SS Capex | ETC Capex | 3G+4G+5G | Airscale | LTE-3CC |  | U900 F1-U900 F2 | L800+L1800-F1+L1800-F2 | 2cc | 2004500 | 30 |  |  | n78 | 4 | 3 | [32 empty] | MW | 0
AUH3428 | Site 7928 | AUH |  | AUH3428 | AUHL5428 | AUHNR3428 |  | On Air | On Air | On Air | 2015-11-04 | Permanent | 24.3257 | 54.642 | Nokia | Outdoor | EITC Passive Infrastructure | Greenfield | Outdoor Green field-du Owned | DU Solo | Monopole | 3G+4G+5G | AirScale | LTE-4CC |  | U900 F1-U900 F2-U2100 F2 | L800+L1800-F1+L1800-F2+L2100 | 2cc | 2046400 | 38 |  |  | n78 | 3 | 3 | [32 empty] | IIB | AUH-3428-CSG-ASR920-LD-1 | 40 | #N/A | from data base
AUH3434 | Site 7929 | AUH |  | AUH3434 | AUHL5434 | AUHNR3434 |  | On Air | On Air | On Air | 2021-08-02 | Permanent | 24.3331 | 54.5314 | Nokia | Outdoor | EITC Passive Infrastructure | Rooftop | RT-du Owned | Du Solo | Rooftop | 3G+4G+5G | AirScale | LTE-4CC |  | U900 F1-U900 F2-U2100 F2 | L800+L1800-F1+L1800-F2+L2100 | 1cc | 2044802 | 39 |  |  | n41 | 3 | 3 | [32 empty] | IIB | AUH-3434-CSG-IXR-E-1 | 3 | Rooftop | Rooftop
AUH3438 | Site 7930 | AUH |  | AUH3438 | AUHL5438 | AUHNR3438 |  | On Air | On Air | On Air | 2022-06-28 | Permanent | 24.1708 | 54.7691 | Nokia | Outdoor | EITC Passive Infrastructure | Greenfield | Outdoor Taawn-du Lead | Du Capex | Du Capex | 3G+4G+5G | AirScale | LTE-3CC |  | U900 F1-U900 F2-U2100 F2 | L800+L1800-F1+L1800-F2 | 1cc | 2047502 | 60 |  | 3 | n41 | 4 | 3 | [32 empty] | MW | 0 | 60 | 60m-LT | confirmed
AUH3439 | Site 7931 | AUH |  | AUH3439 | AUHL5439 | AUHNR3439 |  | On Air | On Air | On Air | 2022-03-31 | Permanent | 24.3404 | 54.4663 | Nokia | Outdoor | EITC Passive Infrastructure | Greenfield | Outdoor Green field-du Owned | Du Solo | Greenfield | 3G+4G+5G | AirScale | LTE-3CC |  | U900 F1-U900 F2-U2100 F2 | L800+L1800-F1+L1800-F2 | 2cc | 2600100 | 30 |  |  | n78 | 4 | 3 | [32 empty] | IIB | AUH-3439-CSG-N540-LD-1 | 35 | 35m-MD-MP | confirmed
AUH3440 | Site 7932 | AUH |  | AUH3440 | AUHL5440 | AUHNR3440 |  | On Air | On Air | On Air | 2022-04-28 | Permanent | 24.3482 | 54.5125 | Nokia | Outdoor | EITC Passive Infrastructure | Greenfield | Outdoor Green field-du Owned | Du Solo | Monopole | 3G+4G+5G | AirScale | LTE-4CC |  | U900 F1-U900 F2-U2100 F2 | L800+L1800-F1+L1800-F2+L2100 | 1cc | 2600200 | 35 |  |  | n41 | 3 | 3 | [32 empty] | IIB | AUH-3440-CSG-N540-LD-1 | 35 | 35m-MD-MP | confirmed
AUH2442 | Site 7933 | AUH |  | AUH2442 | AUHL5442 | AUHNR2442 |  | On air | On Air | On Air | 2023 | Permanent | 24.4642 | 54.3453 | Nokia | Outdoor | EITC Passive Infrastructure | Greenfield | Outdoor Green field-du Owned | Du Solo | Green Field | 3G+4G+5G | Airscale | LTE-4CC |  | U900 F1-U900 F2 | L800+L1800-F1+L1800-F2+L2100 | 2cc | 2501300 | 30 |  | 3 | n78 | 3 | 3 | [32 empty] | IIB | AUH-2442-CSG-N540-LD-1
AUH3447 | Site 7934 | AUH |  | AUH3447 | AUHL5447 | AUHNR3447 |  | On Air | On Air | On Air | 2021-06-09 | Permanent | 24.4546 | 54.3838 | Nokia | Outdoor | EITC Passive Infrastructure | Greenfield | Outdoor Green field-du Owned | Du Solo | Greenfield | 3G+4G+5G | AirScale | LTE-4CC |  | U900 F1-U900 F2-U2100 F2 | L800+L1800-F1+L1800-F2+L2100 | 2cc | 2500700 | 30 |  |  | n78 | 3 | 3 | [32 empty] | IIB | Passive to AUH-1336-SCSG-SR7B-1 | 35 | 35m-MD-MP | confirmed
AUH2488 | Site 7935 | AUH |  | AUH2488 | AUHL5488 |  |  | On Air | On Air |  | 2022-05-24 | Permanent | 24.5727 | 54.5268 | Nokia | Outdoor | EITC Passive Infrastructure | Greenfield | Outdoor Taawn-du Lead | Du Capex | Du Capex | 3G+4G | AirScale | LTE-3CC |  | U900 F1-U900 F2-U2100 F2 | L800+L1800-F1+L1800-F2 |  | 2045600 | 40 |  |  |  | 3 | [33 empty] | MW | 0 | 40 | 40m-HD-MP | confirmed
AUH2530 | Site 7936 | AUH |  | AUH2530 | AUHL5530 | AUHNR2530 |  | On Air | On Air | On Air | 2020-02-10 | Permanent | 24.4728 | 54.3689 | Nokia | Outdoor | EITC Passive Infrastructure | Rooftop | RT-du Owned | Du Solo | Rooftop | 3G+4G+5G | AirScale | LTE-4CC | 4T4R | U900 F1-U900 F2-U2100 F2 | L800+L1800-F1+L1800-F2+L2100 | 2cc | 2501200 | 38 |  |  | n78 | 4 | 3 | [32 empty] | IIB | AUH-2530-CSG-N540-LD-1 | 4 | #N/A | Rooftop
AUH3880 | Site 7937 | AUH |  | AUH3880 | AUHL5880 | AUHNR3880 |  | On Air | On Air | On Air | 2021-06-25 | Permanent | 24.556 | 54.4566 | Nokia | Outdoor | EITC Passive Infrastructure | Rooftop | RT-du Owned | Du Solo | Rooftop | 3G+4G+5G | AirScale | LTE-3CC |  | U900 F1-U900 F2-U2100 F2 | L800+L1800-F1+L1800-F2 | 2cc | 2046700 | 26 |  |  | n78 | 3 | 3 | [32 empty] | MW | 0 | 3 | Rooftop | Rooftop
AUH3886 | Site 7938 | AUH |  | AUH3886 | AUHL5886 | AUHNR3886 |  | On Air | On Air | On Air | 2021-05-17 | Permanent | 24.4236 | 54.6241 | Nokia | Outdoor | EITC Passive Infrastructure | Greenfield | Outdoor Taawn-du Lead | Du Capex | Du Capex | 3G+4G+5G | AirScale | LTE |  | U900 F1-U900 F2-U2100 F2 | L800 | 2cc | 2042600 | 40 |  |  | n78 | 3 | 3 | [32 empty] | MW | 0 | 40 | 40m-HD-MP | confirmed
AUH6000 | Site 7939 | AUH |  | AUH6000 | AUHL6000 | AUHNR6000 |  | On air | On Air | On Air | 2022-12-06 | Permanent | 24.4516 | 54.6126 | Nokia | Outdoor | EITC Passive Infrastructure | RoofTop | RT-du Owned | Du Solo | Rooftop | 3G+4G+5G | AirScale | LTE-3CC |  | U900 F1-U900 F2-U2100 F2 | L800+L1800-F1+L1800-F2 | 2cc | 2042400 | 33 |  |  | n78 | 4 | 3 | [32 empty] | MW | 0
AUH6044 | Site 7940 | AUH |  | AUH6044 | AUHL6044 | AUHNR6044 |  | On air | On Air | On Air | 2023 | Permanent | 24.4914 | 54.4025 | Nokia | Outdoor | EITC Passive Infrastructure | Greenfield | Outdoor Taawn-du Lead | Du Capex | Du Capex | 3G+4G+5G | Airscale | LTE-4CC |  | U900 F1-U900 F2 | L800+L1800-F1+L1800-F2+L2100 | 2cc | 2045700 | 40 |  | 3 | n78 | 4 | 3 | [32 empty] | MW | 0
AUH6077 | Site 7941 | AUH |  | AUH6077 | AUHL6077 | AUHNR6077 |  | On Air | On Air | On Air | 2023 | Permanent | 24.5646 | 54.8608 | Nokia | Outdoor | EITC Passive Infrastructure | Greenfield | Outdoor Green field-du Owned | Du Solo | Greenfield | 3G+4G+5G | AirScale | LTE-4CC |  | U900 F1-U900 F2 | L800+L1800-F1+L1800-F2+L2100 | 1cc | 2043200 | 40 |  |  | n41 | 4 | 3 | [32 empty] | IIB | AUH-6077-CSG-IXR-E-1
AUH6087 | Site 7942 | AUH |  | AUH6087 | AUHL6087 | AUHNR6087 |  | On Air | On Air | On Air | 2023 | Permanent | 24.5064 | 54.8487 | Nokia | Outdoor | EITC Passive Infrastructure | Greenfield | Outdoor Green field-du Owned | Du Solo | Greenfield | 3G+4G+5G | AirScale | LTE-4CC |  | U900 F1-U900 F2 | L800+L1800-F1+L1800-F2+L2100 | 1cc | 2043200 | 40 |  |  | n41 | 4 | 3 | [32 empty] | IIB | AUH-6087-CSG-IXR-E-1
AUH6102 | Site 7943 | AUH |  | AUH6102 | AUHL6102 | AUHNR6102 |  | On air | On Air | On Air | 2022-12-22 | Permanent | 24.6109 | 54.667 | Nokia | Outdoor | EITC Passive Infrastructure | GreenField | Outdoor Taawn-du Lead | Du Capex | Du Capex | 3G+4G+5G | AirScale | LTE-2CC |  | U900 F1-U900 F2-U2100 F2 | L800+L2100 | 1cc | 2044200 | 60 |  |  | n41 | 4 | 3 | [32 empty] | IIB | AUH-6102-CSG-IXR-E-1
AUH6112 | Site 7944 | AUH |  | AUH6112 | AUHL6112 | AUHNR6112 |  | On air | On Air | On Air | 2023 | Permanent | 24.4554 | 54.356 | Nokia | Outdoor | EITC Passive Infrastructure | Greenfield | Outdoor Green field-du Owned | Du Solo | Greenfield | 3G+4G+5G | AirScale | LTE-3CC |  | U900 F1-U900 F2-U2100 F2 | L800+L1800-F1+L1800-F2 | 2cc | 2500800 | 35 |  |  | n78 | 3 | 3 | [32 empty] | IIB | AUH-6112-CSG-IXR-E-1
AUH6115 | Site 7945 | AUH |  | AUH6115 | AUHL6115 | AUHNR6115 |  | On air | On Air | On Air | 2023 | Permanent | 24.394100 | 54.4915 | Nokia | Outdoor | EITC Passive Infrastructure | Greenfield | Outdoor Green field-du Owned | Du Solo | Greenfield | 3G+4G+5G | AirScale | LTE-3CC |  | U900 F1-U900 F2 | L800+L1800-F1+L1800-F2 | 2cc | 2043900 | 40 |  |  | n78 | 4 | 3 | [32 empty] | IIB | AUH-6115-CSG-IXR-E-1
AUH6116 | Site 7946 | AUH |  | AUH6116 | AUHL6116 | AUHNR6116 |  | On air | On Air | On Air | 2023 | Permanent | 24.4053 | 54.7143 | Nokia | Outdoor | Site Sharing | ETC Site Share | Outdoor Site Sharing-Etisalat Owned | SS Opex | Etisalat_Opex | 3G+4G+5G | AirScale | LTE-3CC |  | U900 F1-U900 F2 | L800+L1800-F1+L1800-F2 | 2cc | 2046500 | 35 |  |  | n78 | 3 | 3 | [32 empty] | MW | 0
AUH6117 | Site 7947 | AUH |  | AUH6117 | AUHL6117 | AUHNR6117 |  | On Air | On Air | On Air | 2022-04-20 | Permanent | 24.5383 | 54.4024 | Nokia | Outdoor | Site Sharing | ETC Site Share | Outdoor Site Sharing-Etisalat Owned | SS Opex | Etisalat_Opex | 3G+4G+5G | AirScale | LTE-3CC |  | U900 F1-U900 F2-U2100 F2 | L800+L1800-F1+L1800-F2 | 2cc | 2046700 | 35 |  |  | n78 | 3 | 3 | [32 empty] | MW | 0 | 40 | Site Share | sharing site/ from data base
AUH6118 | Site 7948 | AUH |  | AUH6118 | AUHL6118 | AUHNR6118 |  | On Air | On Air | On Air | 2021-11-23 | Permanent | 24.4488 | 54.3467 | Nokia | Outdoor | Site Sharing | ETC Site Share | Outdoor Site Sharing-Etisalat Owned | SS Opex | Etisalat_Opex | 3G+4G+5G | AirScale | LTE-3CC |  | U900 F1-U900 F2-U2100 F2 | L800+L1800-F1+L1800-F2 | 2cc | 2500600 | 35 |  |  | n78 | 3 | 3 | [32 empty] | MW | 0 | 0 | PalmTree | sharing site/ from data base
AUH6120 | Site 7949 | AUH |  | AUH6120 | AUHL6120 | AUHNR6120 |  | On Air | On Air | On Air | 2022-06-16 | Permanent | 24.3199 | 54.546 | Nokia | Outdoor | EITC Passive Infrastructure | Greenfield | Outdoor Green field-du Owned | Du Solo | Greenfield | 3G+4G+5G | AirScale | LTE-3CC |  | U900 F1-U900 F2-U2100 F2 | L800+L1800-F1+L1800-F2 | 1cc | 2044801 | 35 |  |  | n41 | 4 | 3 | [32 empty] | MW | 0 | 35 | 35m-MD-MP | confirmed
AUH6123 | Site 7950 | AUH |  | AUH6123 | AUHL6123 | AUHNR6123 |  | On air | On Air | On Air | 2023 | Permanent | 24.3443 | 54.5327 | Nokia | Outdoor | EITC Passive Infrastructure | Rooftop | RT-du Owned | Du Solo | Rooftop | 3G+4G+5G | AirScale | LTE-4CC |  | U900 F1-U900 F2 | L800+L1800-F1+L1800-F2+L2100 | 2cc | 2044802 | 31 |  |  | n78 | 4 | 3 | [32 empty] | IIB | AUH-6123-CSG-IXR-E-1
AUH6127 | Site 7951 | AUH |  | AUH6127 | AUHL6127 | AUHNR6127 |  | On air | On Air | On Air | 2022-11-29 | Permanent | 24.2788 | 54.6663 | Nokia | Outdoor | EITC Passive Infrastructure | Greenfield | Outdoor Taawn-du Lead | Du Capex | Du Capex | 3G+4G+5G | AirScale | LTE-3CC |  | U900 F1-U900 F2-U2100 F2 | L800+L1800-F1+L1800-F2 | 2cc | 2046100 | 40 |  |  | n78 | 3 | 3 | [32 empty] | IIB | AUH-6127-CSG-IXR-E-1
AUH6129 | Site 7952 | AUH |  | AUH6129 | AUHL6129 | AUHNR6129 |  | On air | On Air | On Air | 2022-12-22 | Permanent | 24.5229 | 54.653 | Nokia | Outdoor | EITC Passive Infrastructure | GreenField | Outdoor Taawn-du Lead | Du Capex | Du Capex | 3G+4G+5G | AirScale | LTE-3CC |  | U900 F1-U900 F2-U2100 F2 | L800+L1800-F1+L1800-F2 | 1cc | 2004100 | 40 |  |  | n41 | 4 | 3 | [32 empty] | MW | 0
AUH6135 | Site 7953 | AUH |  | AUH6135 | AUHL6135 | AUHNR6135 |  | On air | On Air | On Air | 2023 | WM | 24.477 | 54.351 | Nokia | Outdoor | EITC Passive Infrastructure | Rooftop | RT-du Owned | Du Solo | Rooftop | 3G+4G+5G | Airscale | LTE-4CC |  | U900 F1-U900 F2 | L800+L1800-F1+L1800-F2+L2100 | 2cc | 2501300 | 44 |  |  | n78 | 4 | 3 | [32 empty] | MW | 0
AUH6141 | Site 7954 | AUH |  | AUH6141 | AUHL6141 | AUHNR6141 |  | On air | On Air | On Air | 2023 | Permanent | 24.4174 | 54.4039 | Nokia | Outdoor | EITC Passive Infrastructure | Greenfield | Outdoor Taawn-du Lead | Du Capex | Du Capex | 3G+4G+5G | AirScale | LTE-4CC |  | U900 F1-U900 F2 | L800+L1800-F1+L1800-F2+L2100 | 2cc | 2502000 | 35 |  |  | n78 | 3 | 3 | [32 empty] | MW | 0
AUH6500 | Site 7955 | AUH |  | AUH6500 | AUHL6500 | AUHNR6500 |  | On Air | On Air | On Air | 2021-11-11 | Permanent | 24.3772 | 54.7706 | Nokia | Outdoor | Site Sharing | SS Capex | Outdoor Taawn-Etisalat Lead | SS Capex | ETC Capex | 3G+4G+5G | AirScale | LTE-3CC |  | U900 F1-U900 F2 | L800+L1800-F1+L1800-F2 | 2cc | 2046900 | 30 |  |  | n78 | 3 | 3 | [32 empty] | IIB | AUH-6500-CSG-IXR-E-1 | 35 | 35M Monopole | sharing site/ from data base
AUH6511 | Site 7956 | AUH |  | AUH6511 | AUHL6511 | AUHNR6511 |  | On Air | On Air | On Air | 2021 | Permanent | 24.3541 | 54.7488 | Nokia | Outdoor | Site Sharing | SS Capex | Outdoor Taawn-Etisalat Lead | SS Capex | ETC Capex | 3G+4G+5G | AirScale | LTE-4CC |  | U900 F1-U900 F2 | L800+L1800-F1+L1800-F2+L2100 | 2cc | 2046900 | 35 |  |  | n78 | 3 | 3 | [32 empty] | IIB | AUH-6511-CSG-ASR920-LD-1 | 40 | Monopole | sharing site/ from data base
AUH6150 | Site 7957 | AUH |  | AUH6150 | AUHL6150 | AUHNR6150 |  | On air | On Air | On Air | 2022-12-13 | Permanent | 24.5263 | 54.407 | Nokia | Outdoor | Site Sharing | ETC Site Share | Outdoor Site Sharing-Etisalat Owned | SS Opex | Etisalat_Opex | 3G+4G+5G | AirScale | LTE-3CC |  | U900 F1-U900 F2-U2100 F2 | L800+L1800-F1+L1800-F2 | 2cc | 2046700 | 35 |  |  | n78 | 3 | 3 | [32 empty] | MW | 0
AUH6152 | Site 7958 | AUH |  | AUH6152 | AUHL6152 | AUHNR6152 |  | On air | On Air | On Air | 2023 | Permanent | 24.563 | 54.4606 | Nokia | Outdoor | EITC Passive Infrastructure | Rooftop | RT-du Owned | Du Solo | Rooftop | 3G+4G+5G | Airscale | LTE-3CC |  | U900 F1-U900 F2 | L800+L1800-F1+L1800-F2 | 2cc | 2046700 | 26 |  |  | n78 | 4 | 3 | [32 empty] | MW | 0
AUH6521 | Site 7959 | AUH |  | AUH6521 | AUHL6521 | AUHNR6521 |  | On Air | On Air | On Air | 2021-11-30 | Permanent | 24.3626 | 54.6958 | Nokia | Outdoor | Site Sharing | SS Capex | Outdoor Taawn-Etisalat Lead | SS Capex | ETC Capex | 3G+4G+5G | AirScale | LTE-3CC |  | U900 F1-U900 F2 | L800+L1800-F1+L1800-F2 | 2cc | 2046500 | 25 |  |  | n78 | 3 | 3 | [32 empty] | IIB | AUH-6521-CSG-IXR-E-1 | 30 | 30M MonoPole | sharing site/ from data base
AUH6156 | Site 7960 | AUH |  | AUH6156 | AUHL6156 | AUHNR6156 |  | On air | On Air | On Air | 2022-12-22 | Permanent | 24.6329 | 54.7018 | Nokia | Outdoor | EITC Passive Infrastructure | GreenField | Outdoor Green field-du Owned | Du Solo | Greenfield | 3G+4G+5G | AirScale | LTE-3CC |  | U900 F1-U900 F2-U2100 F2 | L800+L1800-F1+L1800-F2 | 1cc | 2004100 | 40 |  |  | n41 | 4 | 3 | [32 empty] | IIB | AUH-6156-CSG-IXR-E-1
AUH6529 | Site 7961 | AUH |  | AUH6529 | AUHL6529 | AUHNR6529 |  | On Air | On Air | On Air | 2021-07-12 | Permanent | 24.7354 | 54.7557 | Nokia | Outdoor | Site Sharing | SS Capex | Outdoor Taawn-Etisalat Lead | SS Capex | ETC Capex | 3G+4G+5G | AirScale | LTE-3CC |  | U900 F1-U900 F2 | L800+L1800-F1+L1800-F2 | 1cc | 2100000 | 35 |  |  | n41 | 3 | 3 | [32 empty] | IIB | AUH-6529-CSG-SAR-X-1 | 40 | 40m Monopole | sharing site/ from data base
AUH6213 | Site 7962 | AUH |  | AUH6213 | AUHL6213 |  |  | On air | On Air |  | 2023 | Tower | 24.6221 | 54.8739 | Nokia | Outdoor | EITC Passive Infrastructure | Greenfield | Outdoor Green field-du Owned | Du Solo | Tower | 3G+4G | Airscale | LTE-4CC |  | U900 F1-U900 F2 | L800+L1800-F1+L1800-F2+L2100 |  | 2122000 | 75 |  |  |  | 3 | [33 empty] | MW | 0
AUH6217 | Site 7963 | AUH |  | AUH6217 | AUHL6217 | AUHNR6217 |  | On air | On Air | On Air | 2023-01-27 | Permanent | 24.4442 | 54.3662 | Nokia | Outdoor | Site Sharing | ETC Site Share | Outdoor Site Sharing-Etisalat Owned | SS Opex | Etisalat_Opex | 3G+4G+5G | Airscale | LTE-4CC |  | U900 F1-U900 F2 | L800+L1800-F1+L1800-F2+L2100 | 2cc | 2500700 | 25 |  |  | n78 | 3 | 3 | [32 empty] | MW | 0
AUH3263 | Site 7964 | AUH |  | AUH3263 | AUHL6263 | AUHNR3263 |  | On Air | On Air | On Air | 2021-06-09 | Permanent | 24.3543 | 54.4815 | Nokia | Outdoor | EITC Passive Infrastructure | Greenfield | Outdoor Green field-du Owned | Du Solo | Greenfield | 3G+4G+5G | AirScale | LTE-3CC |  | U900 F1-U900 F2 | L800+L1800-F1+L1800-F2 | 1cc | 2600200 | 30 |  |  | n41 | 3 | 3 | [32 empty] | IIB | AUH-3263-CSG-IXR-E-1 | 30 | 30m-MD-MP | confirmed
AUH3264 | Site 7965 | AUH |  | AUH3264 | AUHL6264 | AUHNR3264 |  | On Air | On Air | On Air | 2021-08-29 | Permanent | 24.3142 | 54.6393 | Nokia | Outdoor | EITC Passive Infrastructure | Greenfield | Outdoor Taawn-du Lead | Du Capex | Du Capex | 3G+4G+5G | AirScale | LTE-3CC |  | U900 F1-U900 F2 | L800+L1800-F1+L1800-F2 | 2cc | 2046100 | 35 |  |  | n78 | 4 | 3 | [32 empty] | IIB | Passive AUH-2202-PREAGG-SR7-1 | 35 | 35m-MD-MP | confirmed
AUH3272 | Site 7966 | AUH |  | AUH3272 | AUHL6272 | AUHNR3272 |  | On Air | On Air | On Air | 2021-04-12 | Permanent | 24.3795 | 54.4878 | Nokia | Outdoor | EITC Passive Infrastructure | Greenfield | Outdoor Green field-du Owned | Du Solo | GreenField | 3G+4G+5G | AirScale | LTE-3CC |  | U900 F1-U900 F2 | L800+L1800-F1+L1800-F2 | 1cc | 2600200 | 30 |  |  | n41 | 3 | 3 | [32 empty] | IIB | AUH-3272-CSG-N540-LD-1 | 30 | 30m-MD-MP | confirmed
AUH6534 | Site 7967 | AUH |  | AUH6534 | AUHL6534 | AUHNR6534 |  | On Air | On Air | On Air | 2020-07-04 | Permanent | 24.3309 | 54.5782 | Nokia | Outdoor | Site Sharing | SS Capex | Outdoor Taawn-Etisalat Lead | SS Capex | ETC Capex | 3G+4G+5G | AirScale | LTE-4CC |  | U900 F1-U900 F2 | L800+L1800-F1+L1800-F2+L2100 | 1cc | 2044801 | 35 |  |  | n41 | 3 | 3 | [32 empty] | MW | 0 | 0 | Monopole | sharing site/ from data base
AUH6541 | Site 7968 | AUH |  | AUH6541 | AUHL6541 | AUHNR6541 |  | On air | On Air | On Air | 2022-08-09 | Permanent | 24.7578 | 54.7519 | Nokia | Outdoor | Site Sharing | SS Capex | Outdoor Taawn-Etisalat Lead | SS Capex | ETC Capex | 3G+4G+5G | AirScale | LTE-3CC |  | U900 F1-U900 F2-U2100 F2 | L800+L1800-F1+L1800-F2 | 1cc | 2100000 | 35 |  |  | n41 | 4 | 3 | [32 empty] | IIB | AUH-6541-CSG-IXR-E-1 | 40 | ETC | sharing site/ from data base
AUH6396 | Site 7969 | AUH |  | AUH6396 | AUHL6396 |  |  | On air | On Air |  | 2023 | Permanent | 24.7527 | 54.6779 | Nokia | Outdoor | EITC Passive Infrastructure | Greenfield | Outdoor Green field-du Owned | Du Solo | Monopole | 3G+4G | Airscale | LTE-3CC |  | U900 F1-U900 F2 | L800+L1800-F1+L1800-F2 |  | 2120200 | 40 |  |  |  | 3 | [33 empty] | MW | 0
AUH6543 | Site 7970 | AUH |  | AUH6543 | AUHL6543 |  |  | On Air | On Air |  | 2023 | Permanent | 24.7442 | 54.7263 | Nokia | Outdoor | Site Sharing | SS Capex | Outdoor Taawn-Etisalat Lead | SS Capex | ETC Capex | 3G+4G | AirScale | LTE-3CC |  | U900 F1-U900 F2 | L800+L1800-F1+L1800-F2 |  | 2100000 | 35 |  |  |  | 3 | [33 empty] | MW | 0
AUH6550 | Site 7971 | AUH |  | AUH6550 | AUHL6550 | AUHNR6550 |  | On Air | On Air | On Air | 2021-06-20 | Permanent | 24.7415 | 54.7499 | Nokia | Outdoor | Site Sharing | SS Capex | Outdoor Taawn-Etisalat Lead | SS Capex | ETC Capex | 3G+4G+5G | AirScale | LTE |  | U900 F1-U900 F2 | L800 | 1cc | 2100000 | 35 |  |  | n41 | 3 | 3 | [32 empty] | IIB | AUH-6550-CSG-SAR-X-1 | 40 | 40M Monopole | sharing site/ from data base
AUH6552 | Site 7972 | AUH |  | AUH6552 | AUHL6552 | AUHNR6552 |  | On Air | On Air | On Air | 2021-09-23 | Permanent | 24.2232 | 54.6866 | Nokia | Outdoor | Site Sharing | SS Capex | Outdoor Taawn-Etisalat Lead | SS Capex | ETC Capex | 3G+4G+5G | AirScale | LTE-5CC |  | U900 F1-U900 F2-U2100 F2 | L800+L1800-F1+L1800-F2+L2100+L700 | 3cc | 2047502 | 25 |  |  | n78+n41 | 3 | 3 | [32 empty] | IIB | AUH-6552-CSG-IXR-E-1 | 30 | 30M MonoPole | sharing site/ from data base
AUH6094 | Site 7973 | AUH | AUH6094 | AUH6094 | AUHL7094 | AUHNR6094 | On Air | On air | On Air | On Air | 2023 | Monopole | 24.5237 | 55.0743 | Nokia | Outdoor | Site Sharing | SS Capex | Outdoor Taawn-Etisalat Lead | SS Capex | ETC Capex | 2G+3G+4G+5G | Airscale | LTE-3CC |  | U900 F1 | L800+L1800-F1+L1800-F2 | 1cc | 2043200 | 35 |  |  | n41 | 4 | 3 | [32 empty] | IIB | AUH-6094-CSG-IXR-E-1
AUH1076 | Site 7974 | AUH |  | AUH1076 | AUHL1076 |  |  | On air | On Air |  | 2023 | Permanent | 24.839 | 55.0217 | Nokia | Outdoor | Site Sharing | SS Capex | Outdoor Taawn-Etisalat Lead | SS Capex | ETC Capex | 3G+4G | AirScale | LTE-4CC |  | U900 F1-U900 F2 | L800+L1800-F1+L1800-F2+L2100 |  | 2106100 | 35 |  |  |  | 3 | [33 empty] | MW | 0
AUH1341 | Site 7975 | AUH |  | AUH1341 | AUHL1341 | AUHNR1341 |  | On air | On Air | On Air | 2023 | Permanent | 24.2281 | 54.6854 | Nokia | Outdoor | Site Sharing | SS Capex | Outdoor Taawn-Etisalat Lead | SS Capex | ETC Capex | 3G+4G+5G | AirScale | LTE-4CC |  | U900 F1-U900 F2 | L800+L1800-F1+L1800-F2+L2100 | 3cc | 2047502 | 30 |  |  | n78+n41 | 3 | 3 | [32 empty] | IIB | AUH-1341-CSG-SAR-8-1
AUH2529 | Site 7976 | AUH |  | AUH2529 | AUHL2529 |  |  | On air | On Air |  | 2023 | Permanent | 24.7101 | 54.8364 | Nokia | Outdoor | Site Sharing | SS Capex | Outdoor Taawn-Etisalat Lead | SS Capex | ETC Capex | 3G+4G | AirScale | LTE-3CC |  | U900 F1-U900 F2 | L800+L1800-F1+L1800-F2 |  | 2106000 | 35 |  |  |  | 3 | [33 empty] | MW | 0
AUH2748 | Site 7977 | AUH |  | AUH2748 | AUHL2748 |  |  | On air | On Air |  | 2023 | Permanent | 24.4014 | 54.6486 | Nokia | Outdoor | Site Sharing | SS Capex | Outdoor Taawn-Etisalat Lead | SS Capex | ETC Capex | 3G+4G | AirScale | LTE-3CC |  | U900 F1-U900 F2 | L800+L1800-F1+L1800-F2 |  | 2440000 | 35 |  |  |  | 3 | [33 empty] | MW | 0
AUH2060 | Site 7978 | AUH |  | AUH2060 | AUHL3060 | AUHNR2060 |  | On air | On Air | On Air | 2023 | Permanent | 24.3623 | 54.6887 | Nokia | Outdoor | Site Sharing | SS Capex | Outdoor Taawn-Etisalat Lead | SS Capex | ETC Capex | 3G+4G+5G | AirScale | LTE-3CC |  | U900 F1-U900 F2 | L800+L1800-F1+L1800-F2 | 2cc | 2046500 | 35 |  |  | n78 | 3 | 3 | [32 empty] | MW | 0
AUH2820 | Site 7979 | AUH |  | AUH2820 | AUHL3820 |  |  | On air | On Air |  | 2023 | Permanent | 24.3302 | 54.7117 | Nokia | Outdoor | Site Sharing | SS Capex | Outdoor Taawn-Etisalat Lead | SS Capex | ETC Capex | 3G+4G | AirScale | LTE-3CC |  | U900 F1-U900 F2 | L800+L1800-F1+L1800-F2 |  | 2443300 | 35 |  |  |  | 3 | [33 empty] | MW | 0
AUH6503 | Site 7980 | AUH |  | AUH6503 | AUHL6503 | AUHNR6503 |  | On Air | On Air | On Air | 2009 | Permanent | 24.4659 | 54.355 | Nokia | Outdoor | Site Sharing | ETC Site Share | Outdoor Site Sharing-Etisalat Owned | SS Opex | Etisalat_Opex | 3G+4G+5G | AirScale | LTE-4CC |  | U900 F1-U900 F2-U2100 F2 | L800+L1800-F1+L1800-F2+L2100 | 2cc | 2500800 | 25 |  |  | n78 | 3 | 3 | [32 empty] | IIB | AUH-6503-CSG-SAR-X-1 | 30 | Monopole | sharing site/ from data base
AUH6564 | Site 7981 | AUH |  | AUH6564 | AUHL6564 | AUHNR6564 |  | On air | On Air | On Air | 2023 | Permanent | 24.2801 | 54.6461 | Nokia | Outdoor | EITC Passive Infrastructure | Greenfield (Du CAPEX) | Outdoor Taawn-du Lead | Du Capex | Du Capex | 3G+4G+5G | AirScale | LTE-4CC |  | U900 F1-U900 F2 | L800+L1800-F1+L1800-F2+L2100 | 2cc | 2046100 | 40 |  |  | n78 | 3 | 3 | [32 empty] | IIB | AUH-6564-CSG-N540-LD-1
AUH6516 | Site 7982 | AUH |  | AUH6516 | AUHL6516 | AUHNR6516 |  | On Air | On Air | On Air | 2009 | Permanent | 24.56 | 54.4518 | Nokia | Outdoor | EITC Passive Infrastructure | Rooftop | RT-du Owned | Du Solo | Rooftop | 3G+4G+5G | AirScale | LTE-3CC |  | U900 F1-U900 F2-U2100 F2 | L800+L1800-F1+L1800-F2 | 2cc | 2046700 | 22 |  |  | n78 | 3 | 3 | [32 empty] | IIB | AUH-6516-CSG-ASR920-LD-1 | 3 | #N/A | Rooftop
AUH6517 | Site 7983 | AUH |  | AUH6517 | AUHL6517 | AUHNR6517 |  | On Air | On Air | On Air | 2009 | Permanent | 24.5609 | 54.4528 | Nokia | Outdoor | EITC Passive Infrastructure | Rooftop | RT-du Owned | Du Solo | Rooftop | 3G+4G+5G | AirScale | LTE-3CC |  | U900 F1-U900 F2-U2100 F2 | L800+L1800-F1+L1800-F2 | 2cc | 2046700 | 22 |  |  | n78 | 3 | 3 | [32 empty] | IIB | AUH-6517-CSG-ASR920-LD-1 | 3 | #N/A | Rooftop
AUH6518 | Site 7984 | AUH |  | AUH6518 | AUHL6518 | AUHNR6518 |  | On Air | On Air | On Air | 2009 | Permanent | 24.5075 | 54.5573 | Nokia | Outdoor | Site Sharing | ETC Site Share | Outdoor Site Sharing-Etisalat Owned | SS Opex | Etisalat_Opex | 3G+4G+5G | AirScale | LTE-3CC |  | U900 F1-U900 F2-U2100 F2 | L800+L1800-F1+L1800-F2 | 1cc | 2004400 | 25 |  |  | n41 | 3 | 3 | [32 empty] | MW | 0 | 30 | Monopole | sharing site/ from data base
AUH6556 | Site 7985 | AUH |  | AUH6556 | AUHL6556 |  |  | On air | On Air |  | 2023 | Permanent | 24.288 | 55.0579 | Nokia | Outdoor | EITC Passive Infrastructure | Greenfield | Outdoor Green field-du Owned | Du Solo | Green Field | 3G+4G | Airscale | LTE |  | U900 F1-U900 F2 | L800 |  | 2430100 | 90 |  |  |  | 4 | [33 empty] | MW | 0
AUH6524 | Site 7986 | AUH |  | AUH6524 | AUHL6524 |  |  | On Air | On Air |  | 2019-09-12 | Permanent | 24.4599 | 54.3548 | Nokia | Outdoor | Site Sharing | ETC Site Share | Outdoor Site Sharing-Etisalat Owned | SS Opex | Etisalat_Opex | 3G+4G | AirScale | LTE-4CC |  | U900 F1-U900 F2-U2100 F2 | L800+L1800-F1+L1800-F2+L2100 |  | 2500800 | 35 |  |  |  | 4 | [33 empty] | IIB | AUH-6524-CSG-IXR-E-1 | 40 | Monopole | sharing site/ from data base
AUH6525 | Site 7987 | AUH |  | AUH6525 | AUHL6525 |  |  | On Air | On Air |  | 2021-06-20 | Permanent | 24.5867 | 54.4758 | Nokia | Outdoor | Site Sharing | ETC Site Share | Outdoor Site Sharing-Etisalat Owned | SS Opex | Etisalat_Opex | 3G+4G | AirScale | LTE |  | U2100 F2 | L800 |  | 2046700 | 30 |  |  |  | 3 | [33 empty] | MW | 0 | 0 | PalmTree | sharing site/ from data base
AUH6526 | Site 7988 | AUH |  | AUH6526 | AUHL6526 | AUHNR6526 |  | On Air | On Air | On Air | 2019-10-29 | Permanent | 24.4154 | 54.5805 | Nokia | Outdoor | Site Sharing | ETC Site Share | Outdoor Site Sharing-Etisalat Owned | SS Opex | Etisalat_Opex | 3G+4G+5G | AirScale | LTE-3CC |  | U900 F1-U900 F2-U2100 F2 | L800+L1800-F1+L1800-F2 | 2cc | 2042600 | 30 |  |  | n78 | 3 | 3 | [32 empty] | IIB | AUH-6526-CSG-IXR-E-1 | 35 | Monopole | sharing site/ from data base
AUH6527 | Site 7989 | AUH |  | AUH6527 | AUHL6527 |  |  | On Air | On Air |  | 2020-10-07 | Permanent | 24.5706 | 54.4632 | Nokia | Outdoor | Site Sharing | ETC Site Share | Outdoor Site Sharing-Etisalat Owned | SS Opex | Etisalat_Opex | 3G+4G | AirScale | LTE |  | U900 F1-U900 F2 | L800 |  | 2046700 | 30 |  |  |  | 3 | [33 empty] | MW | 0 | 35 | PalmTree | sharing site/ from data base
AUH6528 | Site 7990 | AUH |  | AUH6528 | AUHL6528 | AUHNR6528 |  | On Air | On Air | On Air | 2009 | Permanent | 24.3698 | 54.5215 | Nokia | Outdoor | EITC Passive Infrastructure | Rooftop | RT-du Owned | Du Solo | Rooftop | 3G+4G+5G | AirScale | LTE-3CC |  | U900 F1-U900 F2-U2100 F2 | L800+L1800-F1+L1800-F2 | 1cc | 2600200 | 13 |  |  | n41 | 4 | 3 | [32 empty] | IIB | AUH-6528-CSG-SAR-X-1 | 6 | #N/A | Rooftop
AUH6530 | Site 7991 | AUH |  | AUH6530 | AUHL6530 | AUHNR6530 |  | On Air | On Air | On Air | 2009 | Permanent | 24.7242 | 54.7483 | Nokia | Outdoor | Site Sharing | ETC Site Share | Outdoor Site Sharing-Etisalat Owned | SS Opex | Etisalat_Opex | 3G+4G+5G | BTS5900 | LTE-3CC |  | U900 F1-U900 F2-U2100 F2 | L800+L1800-F1+L1800-F2 | 1cc | 2100000 | 35 |  |  | n41 | 3 | 3 | [32 empty] | IIB | AUH-6530-CSG-SAR-X-1 | 40 | Monopole | sharing site/ from data base
AUH6531 | Site 7992 | AUH |  | AUH6531 | AUHL6531 | AUHNR6531 |  | On Air | On Air | On Air | 2009 | Permanent | 24.5441 | 54.4324 | Nokia | Outdoor | EITC Passive Infrastructure | Rooftop | RT-du Owned | Du Solo | Rooftop | 3G+4G+5G | AirScale | LTE-3CC |  | U900 F1-U900 F2-U2100 F2 | L800+L1800-F1+L1800-F2 | 2cc | 2046700 | 27.5 |  |  | n78 | 4 | 3 | [32 empty] | MW | 0 | 3 | #N/A | Rooftop
AUH6532 | Site 7993 | AUH |  | AUH6532 | AUHL6532 | AUHNR6532 |  | On Air | On Air | On Air | 2019-10-15 | Permanent | 24.332 | 54.7628 | Nokia | Outdoor | Site Sharing | ETC Site Share | Outdoor Site Sharing-Etisalat Owned | SS Opex | Etisalat_Opex | 3G+4G+5G | AirScale | LTE-4CC |  | U900 F1-U900 F2-U2100 F2 | L800+L1800-F1+L1800-F2+L2100 | 2cc | 2046900 | 30 |  |  | n78 | 3 | 3 | [32 empty] | IIB | AUH-6532-CSG-ASR920-LD-1 | 35 | Monopole | sharing site/ from data base
AUH6533 | Site 7994 | AUH |  | AUH6533 | AUHL6533 | AUHNR6533 |  | On Air | On Air | On Air | 2021-08-02 | Permanent | 24.4088 | 54.4436 | Nokia | Outdoor | Site Sharing | ETC Site Share | Outdoor Site Sharing-Etisalat Owned | SS Opex | Etisalat_Opex | 3G+4G+5G | AirScale | LTE-3CC |  | U900 F1-U900 F2-U2100 F2 | L800+L1800-F1+L1800-F2 | 2cc | 2502000 | 30 |  |  | n78 | 3 | 3 | [32 empty] | IIB | Passive to AUH-2088-PREAGG-SR7-1 | 35 | Monopole | sharing site/ from data base
AUH3923 | Site 7995 | AUH |  | AUH3923 | AUHL4923 |  |  | On air | On Air |  | 2023 | Permanent | 24.5642 | 54.6836 | Nokia | Outdoor | EITC Passive Infrastructure | GreenField | Outdoor Taawn-Etisalat Lead | SS Capex | ETC Capex | 3G+4G | AirScale | LTE-3CC |  | U900 F1-U900 F2 | L800+L1800-F1+L1800-F2 |  | 2047000 | 40 |  |  |  | 4 | [33 empty] | MW | 0
AUH6535 | Site 7996 | AUH |  | AUH6535 | AUHL6535 | AUHNR6535 |  | On Air | On Air | On Air | 2021-05-18 | Permanent | 24.4202 | 54.4629 | Nokia | Outdoor | EITC Passive Infrastructure | Rooftop | RT-du Owned | Du Solo | Rooftop | 3G+4G+5G | AirScale | LTE-3CC |  | U900 F1-U900 F2-U2100 F2 | L800+L1800-F1+L1800-F2 | 2cc | 2501600 | 38 |  |  | n78 | 3 | 3 | [32 empty] | MW | 0 | 4 | Rooftop | Rooftop
AUH6536 | Site 7997 | AUH |  | AUH6536 | AUHL6536 | AUHNR6536 |  | On Air | On Air | On Air | 2021-09-12 | Permanent | 24.5624 | 54.4571 | Nokia | Outdoor | Site Sharing | ETC Site Share | Outdoor Site Sharing-Etisalat Owned | SS Opex | Etisalat_Opex | 3G+4G+5G | AirScale | LTE-3CC |  | U900 F1-U900 F2-U2100 F2 | L800+L1800-F1+L1800-F2 | 2cc | 2046700 | 35 |  |  | n78 | 4 | 3 | [32 empty] | MW | 0 | 35 | 35m-Palm Tree | sharing site/ from data base
AUH6538 | Site 7998 | AUH |  | AUH6538 | AUHL6538 | AUHNR6538 |  | On Air | On Air | On Air | 2021 | Permanent | 24.4587 | 54.6005 | Nokia | Outdoor | EITC Passive Infrastructure | Rooftop | RT-du Owned | Du Solo | Rooftop | 3G+4G+5G | AirScale | LTE-3CC |  | U900 F1-U900 F2-U2100 F2 | L800+L1800-F1+L1800-F2 | 3cc | 2004600 | 33.5 |  |  | n78+n41 | 3 | 3 | [32 empty] | IIB | Passive fiber on AUH-2410-SCSG-IXR-R6-1 | 4 | Rooftop | Rooftop
AUH6539 | Site 7999 | AUH |  | AUH6539 | AUHL6539 | AUHNR6539 |  | On Air | On Air | On Air | 2021 | Permanent | 24.4593 | 54.6024 | Nokia | Outdoor | EITC Passive Infrastructure | Rooftop | RT-du Owned | Du Solo | Rooftop | 3G+4G+5G | AirScale | LTE-3CC |  | U900 F1-U900 F2-U2100 F2 | L800+L1800-F1+L1800-F2 | 3cc | 2004600 | 33.5 |  |  | n78+n41 | 3 | 3 | [32 empty] | IIB | Passive fiber on AUH-2410-SCSG-IXR-R6-1 | 4 | Rooftop | Rooftop
AUH6076 | Site 8000 | AUH |  | AUH6076 | AUHL6076 |  |  | On air | On Air |  | 2023 | Permanent | 24.5244 | 54.4422 | Nokia | Outdoor | EITC Passive Infrastructure | GreenField | Outdoor Taawn-Etisalat Lead | SS Capex | ETC Capex | 3G+4G | AirScale | LTE-3CC |  | U900 F1-U900 F2 | L800+L1800-F1+L1800-F2 |  | 2046700 | 40 |  |  |  | 3 | [33 empty] | MW | 0
AUH6561 | Site 8001 | AUH |  | AUH6561 | AUHL6561 | AUHNR6561 |  | On air | On Air | On Air | 2023 | Permanent | 24.366 | 54.5372 | Nokia | Outdoor | EITC Passive Infrastructure | Greenfield | Outdoor Green field-du Owned | Du Solo | Greenfield | 3G+4G+5G | Airscale | LTE-3CC |  | U900 F1-U900 F2 | L800+L1800-F1+L1800-F2 | 2cc | 2044802 | 40 |  |  | n78 | 4 | 3 | [32 empty] | IIB | AUH-6561-CSG-N540-LD-1
AUH6545 | Site 8002 | AUH |  | AUH6545 | AUHL6545 | AUHNR6545 |  | On Air | On Air | On Air | 2021-02-21 | Permanent | 24.425 | 54.559 | Nokia | Outdoor | Site Sharing | ETC Site Share | Outdoor Site Sharing-Etisalat Owned | SS Opex | Etisalat_Opex | 3G+4G+5G | AirScale | LTE-4CC |  | U900 F1-U900 F2 | L800+L1800-F1+L1800-F2+L2100 | 2cc | 2042600 | 30 |  |  | n78 | 3 | 3 | [32 empty] | MW | 0 | 35 | Monopole | sharing site/ from data base
AUH6546 | Site 8003 | AUH |  | AUH6546 | AUHL6546 | AUHNR6546 |  | On Air | On Air | On Air | 2009 | Permanent | 24.4203 | 54.56 | Nokia | Outdoor | Site Sharing | ETC Site Share | Outdoor Site Sharing-Etisalat Owned | SS Opex | Etisalat_Opex | 3G+4G+5G | AirScale | LTE-3CC |  | U900 F1-U900 F2-U2100 F2 | L800+L1800-F1+L1800-F2 | 2cc | 2042600 | 25 |  |  | n78 | 3 | 3 | [32 empty] | MW | 0 | 30 | Monopole | sharing site/ from data base
AUH6563 | Site 8004 | AUH |  | AUH6563 | AUHL6563 | AUHNR6563 |  | On air | On Air | On Air | 2022 | Permanent | 24.3672 | 54.4992 | Nokia | Outdoor | EITC Passive Infrastructure | Greenfield | Outdoor Green field-du Owned | Du Solo | Greenfield | 3G+4G+5G | AirScale | LTE-3CC |  | U900 F1-U900 F2-U2100 F2 | L800+L1800-F1+L1800-F2 | 1cc | 2600200 | 35 |  |  | n41 | 3 | 3 | [32 empty] | IIB | AUH-6563-CSG-IXR-E-1
AUH6565 | Site 8005 | AUH |  | AUH6565 | AUHL6565 | AUHNR6565 |  | On air | On Air | On Air | 2023 | Permanent | 24.3692 | 54.5155 | Nokia | Outdoor | EITC Passive Infrastructure | Greenfield | Outdoor Green field-du Owned | Du Solo | Greenfield | 3G+4G+5G | AirScale | LTE-4CC |  | U900 F1-U900 F2 | L800+L1800-F1+L1800-F2+L2100 | 2cc | 2600200 | 35 |  |  | n78 | 3 | 3 | [32 empty] | IIB | AUH-6565-CSG-N540-LD-1
AUH6579 | Site 8006 | AUH |  | AUH6579 | AUHL6579 | AUHNR6579 |  | On Air | On Air | On Air | 2022-04-04 | Permanent | 24.7418 | 54.6866 | Nokia | Outdoor | EITC Passive Infrastructure | Greenfield | Outdoor Green field-du Owned | Du Solo | Greenfield | 3G+4G+5G | AirScale | LTE-3CC |  | U900 F1-U900 F2-U2100 F2 | L800+L1800-F1+L1800-F2 | 1cc | 2120200 | 30 |  |  | n41 | 4 | 3 | [32 empty] | IIB | AUH-6579-CSG-IXR-E-1 | 30 | 30m-RDU | confirmed
AUH6567 | Site 8007 | AUH |  | AUH6567 | AUHL6567 | AUHNR6567 |  | On air | On Air | On Air | 2023 | Permanent | 24.3767 | 54.5005 | Nokia | Outdoor | EITC Passive Infrastructure | Greenfield | Outdoor Taawn-du Lead | Du Capex | Du Capex | 3G+4G+5G | AirScale | LTE-4CC |  | U900 F1-U900 F2 | L800+L1800-F1+L1800-F2+L2100 | 2cc | 2600200 | 35 |  | 3 | n78 | 3 | 3 | [32 empty] | IIB | AUH-6567-CSG-N540-LD-1
AUH6566 | Site 8008 | AUH |  | AUH6566 | AUHL6566 | AUHNR6566 |  | On air | On Air | On Air | 2023 | Permanent | 24.3773 | 54.5114 | Nokia | Outdoor | EITC Passive Infrastructure | Rooftop | RT-du Owned | Du Solo | Rooftop | 3G+4G+5G | Airscale | LTE-4CC |  | U900 F1-U900 F2 | L800+L1800-F1+L1800-F2+L2100 | 2cc | 2600200 | 17 |  | 3 | n78 | 3 | 3 | [32 empty] | IIB | AUH-6566-CSG-IXR-E-1
AUH6576 | Site 8009 | AUH |  | AUH6576 | AUHL6576 | AUHNR6576 |  | On air | On Air | On Air | 2022-08-04 | Permanent | 24.6698 | 54.7726 | Nokia | Outdoor | EITC Passive Infrastructure | Greenfield | Outdoor Taawn-du Lead | Du Capex | Du Capex | 3G+4G+5G | AirScale | LTE-3CC |  | U900 F1-U900 F2-U2100 F2 | L800+L1800-F1+L1800-F2 | 1cc | 2004700 | 40 |  |  | n41 | 3 | 3 | [32 empty] | IIB | AUH-6576-CSG-IXR-E-1 | 40 | 40m-HD-MP | confirmed
AUH6593 | Site 8010 | AUH |  | AUH6593 | AUHL6593 | AUHNR6593 |  | On air | On Air | On Air | 2022-12-22 | Permanent | 24.3659 | 54.4843 | Nokia | Outdoor | EITC Passive Infrastructure | Greenfield | Outdoor Green field-du Owned | Du Solo | Greenfield | 3G+4G+5G | AirScale | LTE-4CC |  | U900 F1-U900 F2-U2100 F2 | L800+L1800-F1+L1800-F2+L2100 | 1cc | 2600200 | 35 |  |  | n41 | 3 | 3 | [32 empty] | MW | 0
AUH6590 | Site 8011 | AUH |  | AUH6590 | AUHL6590 | AUHNR6590 |  | On Air | On Air | On Air | 2021-12-29 | Permanent | 24.4936 | 54.3893 | Nokia | Outdoor | EITC Passive Infrastructure | Greenfield | Outdoor Taawn-du Lead | Du Capex | Du Capex | 3G+4G+5G | AirScale | LTE-3CC |  | U900 F1-U900 F2-U2100 F2 | L800+L1800-F1+L1800-F2 | 2cc | 2047400 | 40 |  |  | n78 | 3 | 3 | [32 empty] | MW | 0 | 40 | 40m-HD-MP | confirmed
AUH2815 | Site 8012 | AUH |  | AUH2815 | AUHL3815 |  |  | On air | On Air |  | 2023 | Permanent | 24.1964 | 54.5886 | Nokia | Outdoor | EITC Passive Infrastructure | GreenField | Outdoor Green field-du Owned | Du Solo | Monopole | 3G+4G | AirScale | LTE-3CC |  | U900 F1-U900 F2 | L800+L1800-F1+L1800-F2 |  | 2047502 | 40 |  |  |  | 4 | [33 empty] | IIB | AUH-2815-CSG-IXR-E-1
AUH3971 | Site 8013 | AUH |  | AUH3971 | AUHL3971 |  |  | On air | On Air |  | 2023 | Permanent | 24.2171 | 55.0912 | Nokia | Outdoor | EITC Passive Infrastructure | Greenfield | Outdoor Green field-du Owned | Du Solo | Greenfield | 3G+4G | AirScale | LTE |  | U900 F1-U900 F2 | L800 |  | 2430100 | 90 |  |  |  | 4 | [33 empty] | MW | 0
AUH6134 | Site 8014 | AUH |  | AUH6134 | AUHL6134 |  |  | On air | On Air |  | 2023 | Permanent | 24.1882 | 54.6697 | Nokia | Outdoor | EITC Passive Infrastructure | GreenField | Outdoor Green field-du Owned | Du Solo | Greenfield | 3G+4G | AirScale | LTE-4CC |  | U900 F1-U900 F2 | L800+L1800-F1+L1800-F2+L2100 |  | 2047502 | 60 |  |  |  | 4 | [33 empty] | IIB | AUH-6134-CSG-N540-LD-1
AUH6140 | Site 8015 | AUH |  | AUH6140 | AUHL6140 | AUHNR6140 |  | On air | On Air | On Air | 2023 | Permanent | 24.4201 | 54.4047 | Nokia | Outdoor | EITC Passive Infrastructure | GreenField | Outdoor Green field-du Owned | Du Solo | Greenfield | 3G+4G+5G | AirScale | LTE-4CC |  | U900 F1-U900 F2 | L800+L1800-F1+L1800-F2+L2100 | 2cc | 2502000 | 35 |  |  | n78 | 3 | 3 | [32 empty] | MW | 0
AUH6595 | Site 8016 | AUH |  | AUH6595 | AUHL6595 | AUHNR6595 |  | On Air | On Air | On Air | 2022-10-18 | Permanent | 24.2083 | 54.6197 | Nokia | Outdoor | EITC Passive Infrastructure | Greenfield | Outdoor Taawn-du Lead | Du Capex | Du Capex | 3G+4G+5G | AirScale | LTE-3CC |  | U900 F1-U900 F2-U2100 F2 | L800+L1800-F1+L1800-F2 | 1cc | 2047502 | 60 |  |  | n41 | 4 | 3 | [32 empty] | MW | 0
AUH6555 | Site 8017 | AUH |  | AUH6555 | AUHL6555 |  |  | On air | On Air |  | 2023 | Permanent | 24.2418 | 55.05 | Nokia | Outdoor | EITC Passive Infrastructure | Greenfield | Outdoor Green field-du Owned | Du Solo | Greenfield | 3G+4G | AirScale | LTE |  | U900 F1-U900 F2 | L800 |  | 2430100 | 90 |  |  |  | 4 | [33 empty] | MW | 0
AUH3194 | Site 8018 | AUH |  | AUH3194 | AUHL3194 | AUHNR3194 |  | On air | On Air | On Air | 2023 | Permanent | 24.5994 | 54.705 | Nokia | Outdoor | EITC Passive Infrastructure | Monopole | Outdoor Green field-du Owned | Du Solo | Monopole | 3G+4G+5G | AirScale | LTE-4CC |  | U900 F1-U900 F2 | L800+L1800-F1+L1800-F2+L2100 | 1cc | 2004100 | 40 |  |  | n41 | 4 | 3 | [32 empty] | IIB | AUH-3194-CSG-IXR-E-1
AUH2519 | Site 8019 | AUH |  | AUH2519 | AUHL2519 |  |  | On air | On Air |  | 2023 | Permanent | 24.3837 | 54.8886 | Nokia | Outdoor | EITC Passive Infrastructure | GreenField | Outdoor Taawn-du Lead | Du Capex | Du Capex | 3G+4G | AirScale | LTE-3CC |  | U900 F1-U900 F2 | L800+L1800-F1+L1800-F2 |  | 2042900 | 90 |  |  |  | 3 | [33 empty] | IIB | AUH-2519-CSG-N540-LD-1
AUH6604 | Site 8020 | AUH |  | AUH6604 | AUHL6604 | AUHNR6604 |  | On air | On Air | On Air | 2023-01-04 | Permanent | 24.6932 | 54.7199 | Nokia | Outdoor | Site Sharing | ETC Site Share | Outdoor Site Sharing-Etisalat Owned | SS Opex | Etisalat_Opex | 3G+4G+5G | Airscale | LTE-3CC |  | U900 F1-U900 F2-U2100 F2 | L800+L1800-F1+L1800-F2 | 1cc | 2120200 | 40 |  |  | n41 | 4 | 3 | [32 empty] | MW | 0
AUH6605 | Site 8021 | AUH |  | AUH6605 | AUHL6605 | AUHNR6605 |  | On air | On Air | On Air | 2023-01-02 | Permanent | 24.6981 | 54.7729 | Nokia | Outdoor | Site Sharing | ETC Site Share | Outdoor Site Sharing-Etisalat Owned | SS Opex | Etisalat_Opex | 3G+4G+5G | Airscale | LTE-3CC |  | U900 F1-U900 F2-U2100 F2 | L800+L1800-F1+L1800-F2 | 1cc | 2004100 | 40 |  |  | n41 | 4 | 3 | [32 empty] | MW | 0
AUH6606 | Site 8022 | AUH |  | AUH6606 | AUHL6606 | AUHNR6606 |  | On air | On Air | On Air | 2023 | Monopole | 24.638 | 54.7296 | Nokia | Outdoor | Site Sharing | ETC Site Share | Outdoor Site Sharing-Etisalat Owned | SS Opex | Etisalat_Opex | 3G+4G+5G | Airscale | LTE-4CC |  | U900 F1-U900 F2 | L800+L1800-F1+L1800-F2+L2100 | 1cc | 2004100 | 30 |  |  | n41 | 3 | 3 | [32 empty] | IIB | AUH-6606-CSG-N540-LD-1
AUH6614 | Site 8023 | AUH |  | AUH6614 | AUHL6614 | AUHNR6614 |  | On Air | On Air | On Air | 2022-10-17 | Permanent | 24.5028 | 54.3773 | Nokia | Outdoor | EITC Passive Infrastructure | Rooftop | RT-du Owned | Du Solo | Rooftop | 3G+4G+5G | AirScale | LTE-3CC |  | U900 F1-U900 F2-U2100 F2 | L800+L1800-F1+L1800-F2 | 2cc | 2500002 | 54 |  |  | n78 | 3 | 3 | [32 empty] | IIB | AUH-6614-CSG-N540-LD-1
AUH3270 | Site 8024 | AUH |  | AUH3270 | AUHL4270 |  |  | On air | On Air |  | 2023 | Permanent | 24.3247 | 54.5183 | Nokia | Outdoor | EITC Passive Infrastructure | Monopole | Outdoor Green field-du Owned | Du Solo | Monopole | 3G+4G | AirScale | LTE-4CC |  | U900 F1-U900 F2 | L800+L1800-F1+L1800-F2+L2100 |  | 2600000 | 40 |  |  |  | 4 | [33 empty] | IIB | AUH-3270-CSG-IXR-E-1
AUH3347 | Site 8025 | AUH |  | AUH3347 | AUHL5347 | AUHNR3347 |  | On air | On Air | On Air | 2023 | Permanent | 24.3826 | 54.6311 | Nokia | Outdoor | EITC Passive Infrastructure | Monopole | Outdoor Green field-du Owned | Du Solo | Monopole | 3G+4G+5G | AirScale | LTE-3CC |  | U900 F1-U900 F2 | L800+L1800-F1+L1800-F2 | 2cc | 2440000 | 40 |  |  | n78 | 3 | 3 | [32 empty] | IIB | AUH-3347-CSG-N540-LD-1
AUH6621 | Site 8026 | AUH |  | AUH6621 | AUHL6621 | AUHNR6621 |  | On air | On Air | On Air | 2022-08-04 | Permanent | 24.5001 | 54.3757 | Nokia | Outdoor | EITC Passive Infrastructure | Rooftop | RT-du Owned | Du Solo | Rooftop | 3G+4G+5G | AirScale | LTE-3CC |  | U900 F1-U900 F2-U2100 F2 | L800+L1800-F1+L1800-F2 | 2cc | 2500100 | 46 |  |  | n78 | 3 | 3 | [32 empty] | IIB | Passive to AUH-6005-AGGR-SR12e-1 | 4 | Rooftop | Rooftop
AUH3410 | Site 8027 | AUH |  | AUH3410 | AUHL5410 |  |  | On air | On Air |  | 2023 | Permanent | 24.3391 | 54.6735 | Nokia | Outdoor | EITC Passive Infrastructure | Monopole | Outdoor Green field-du Owned | Du Solo | Monopole | 3G+4G | AirScale | LTE-3CC |  | U900 F1-U900 F2 | L800+L1800-F1+L1800-F2 |  | 2443500 | 40 |  |  |  | 4 | [33 empty] | MW | 0
AUH6632 | Site 8028 | AUH |  | AUH6632 | AUHL6632 | AUHNR6632 |  | On air | On Air | On Air | 2022-11-30 | Permanent | 24.4412 | 54.5682 | Nokia | Outdoor | EITC Passive Infrastructure | Rooftop | RT-du Owned | Du Solo | Rooftop | 3G+4G+5G | AirScale | LTE-3CC |  | U900 F1-U900 F2-U2100 F2 | L800+L1800-F1+L1800-F2 | 2cc | 2042400 | 39 |  |  | n78 | 4 | 3 | [32 empty] | MW | 0
AUH7017 | Site 8029 | AUH |  |  | AUHL7017 | AUHNR7011 |  |  | On Air | On Air | 2009 | Permanent | 24.4816 | 54.6058 | Nokia | Outdoor | EITC Passive Infrastructure | Rooftop | RT-du Owned | Du Solo | Rooftop | 4G+5G | AirScale | LTE-3CC | 4T4R | - | L800+L1800-F1+L1800-F2 | 2CC | 2004600 | 5 |  |  | N78 | 12 | 2 | [32 empty] | MW | 0 | 4 | #N/A | Rooftop
AUH7019 | Site 8030 | AUH |  |  | AUHL7019 | AUHNR7019 |  |  | On Air | Locked | 2009 | Permanent | 24.4816 | 54.6058 | Nokia | Outdoor | EITC Passive Infrastructure | Rooftop | RT-du Owned | Du Solo | Rooftop | 4G+5G | AirScale | LTE | 4T4R | - | L2100 | 1CC | 2004600 | 5 |  |  | n258 | 12 | 1 | [32 empty] | MW | 0
AUH3415 | Site 8031 | AUH |  | AUH3415 | AUHL5415 |  |  | On air | On Air |  | 2023 | Permanent | 24.3412 | 54.6843 | Nokia | Outdoor | EITC Passive Infrastructure | Monopole | Outdoor Green field-du Owned | Du Solo | Monopole | 3G+4G | AirScale | LTE-3CC |  | U900 F1-U900 F2 | L800+L1800-F1+L1800-F2 |  | 2443500 | 40 |  |  |  | 4 | [33 empty] | MW | 0
AUH6589 | Site 8032 | AUH |  | AUH6589 | AUHL6589 | AUHNR6589 |  | On air | On Air | On Air | 2023 | Permanent | 24.8731 | 54.8347 | Nokia | Outdoor | EITC Passive Infrastructure | Monopole | Outdoor Green field-du Owned | Du Solo | Monopole | 3G+4G+5G | AirScale | LTE-3CC |  | U900 F1-U900 F2 | L800+L1800-F1+L1800-F2 | 1cc | 2106100 | 40 |  |  | n41 | 3 | 3 | [32 empty] | MW | 0
AUH3448 | Site 8033 | AUH |  | AUH3448 | AUHL7448 | AUHNR3448 |  | On Air | On Air | On Air | 2021-11-30 | Permanent | 24.463 | 54.3257 | Nokia | Outdoor | EITC Passive Infrastructure | Rooftop | RT-du Owned | Du Solo | Rooftop | 3G+4G+5G | AirScale | LTE-3CC |  | U900 F1-U900 F2-U2100 F2 | L800+L1800-F1+L1800-F2 | 2cc | 2500400 | 47 |  |  | n78 | 3 | 3 | [32 empty] | IIB | AUH-3448-CSG-IXR-E-1 | 3 | Rooftop | Rooftop
AUV6260 | Site 8034 | AUH |  | AUV6260 | AUVL6260 | AUVNR6260 |  | On air | On Air | On Air | 2023 | Permanent | 24.4352 | 54.4683 | Nokia | Outdoor | EITC Passive Infrastructure | RDV | RDV | RDV | RDV | 3G+4G+5G | AirScale | LTE-4CC |  | U900 F1-U900 F2 | L800+L1800-F1+L1800-F2+L2100 | 2CC | 2501600 | 20 |  |  | N78 | 3 | 3 | [32 empty] | MW | 0
AUH1085 | Site 8035 | AUH |  | AUH1085 | AUHL1085 |  |  | On Air | On Air |  | 2023 | Permanent | 24.4283 | 54.7192 | Nokia | Outdoor | EITC Passive Infrastructure | Rooftop | RT-du Owned- Small Cells | Du Solo | Rooftop | 3G+4G | AirScale | LTE-3CC |  | U900 F1-U900 F2 | L800+L1800-F1+L1800-F2 |  | 2043100 | 20 |  |  |  | 4 | [33 empty] | MW | 0
AUH3463 | Site 8036 | AUH |  | AUH3463 | AUHL4463 |  |  | On Air | On Air |  | 2023 | Permanent | 24.0568 | 55.0547 | Nokia | Outdoor | EITC Passive Infrastructure | Greenfield | Outdoor Taawn-du Lead | Du Capex | Capex -du | 3G+4G | AirScale | LTE |  | U900 F1-U900 F2 | L800 |  | 2430100 | 90 |  |  |  | 4 | [33 empty] | MW | 0
AUH3726 | Site 8037 | AUH |  | AUH3726 | AUHL3726 |  |  | On Air | On Air |  | 2023 | Permanent | 24.2689 | 54.6724 | Nokia | Outdoor | EITC Passive Infrastructure | Greenfield | Outdoor Taawn-du Lead | Du Capex | Capex -du | 3G+4G | AirScale | LTE-3CC |  | U900 F1-U900 F2 | L800+L1800-F1+L1800-F2 |  | 2047501 | 40 |  |  |  | 4 | [33 empty] | IIB | AUH-3726-CSG-IXR-E-1
AUH3908 | Site 8038 | AUH |  | AUH3908 | AUHL3908 | AUHNR3908 |  | On Air | On Air | On Air | 2023 | Permanent | 24.3483 | 54.5449 | Nokia | Outdoor | EITC Passive Infrastructure | GreenField | Outdoor Green field-du Owned | Du Solo | Monopole | 3G+4G+5G | AirScale | LTE-3CC |  | U900 F1-U900 F2 | L800+L1800-F1+L1800-F2 | 2cc | 2044801 | 35 |  |  | n78 | 3 | 3 | [32 empty] | IIB | AUH-3908-CSG-IXR-E-1
AUH6338 | Site 8039 | AUH |  | AUH6338 | AUHL6338 |  |  | On Air | On Air |  | 2023 | Permanent | 24.2143 | 54.9207 | Nokia | Outdoor | EITC Passive Infrastructure | GreenField | Outdoor Taawn-Etisalat Lead | SS Capex | ETC Capex | 3G+4G | AirScale | LTE-4CC |  | U900 F1-U900 F2 | L800+L1800-F1+L1800-F2+L2100 |  | 2430100 | 55 |  |  |  | 4 | [33 empty] | MW | 0
AUH6571 | Site 8040 | AUH |  | AUH6571 | AUHL6571 | AUHNR6571 |  | On Air | On Air | On Air | 2023 | Permanent | 24.3746 | 54.5044 | Nokia | Outdoor | EITC Passive Infrastructure | Greenfield | Outdoor Taawn-du Lead | Du Capex | Capex -du | 3G+4G+5G | AirScale | LTE-4CC |  | U900 F1-U900 F2 | L800+L1800-F1+L1800-F2+L2100 | 2cc | 2600200 | 30 |  |  | n78 | 3 | 3 | [32 empty] | IIB | AUH-6571-CSG-N540-LD-1
AUH3097 | Site 8041 | AUH |  | AUH3097 | AUHL3097 |  |  | On Air | On Air |  | 2023 | Permanent | 24.5682 | 54.7946 | Nokia | Outdoor | EITC Passive Infrastructure | Greenfield | Outdoor Taawn-du Lead | Du Capex | Capex -du | 3G+4G | AirScale | LTE-3CC |  | U900 F1-U900 F2 | L800+L1800-F1+L1800-F2 |  | 2043200 | 40 |  |  |  | 4 | [33 empty] | MW | 0
AUH3941 | Site 8042 | AUH |  | AUH3941 | AUHL3941 |  |  | On Air | On Air |  | 2023 | Permanent | 24.7063 | 54.7393 | Nokia | Outdoor | EITC Passive Infrastructure | GreenField | Outdoor Taawn-Etisalat Lead | SS Capex | ETC Capex | 3G+4G | AirScale | LTE-3CC |  | U900 F1-U900 F2 | L800+L1800-F1+L1800-F2 |  | 2100000 | 35 |  |  |  | 3 | [33 empty] | MW | 0
AUH1332 | Site 8043 | AUH |  | AUH1332 |  | AUHNR1332 |  |  |  | On Air | 2009 | Rooftop | 24.5244 | 54.6714 | Nokia | Outdoor | EITC Passive Infrastructure | Rooftop | RT-du Owned | Du Solo | Rooftop | 5G | AirScale |  |  |  |  | 2cc | 2044200 | 46 |  |  | n78 | 2 | 2 | [32 empty] | IIB | Passive to AUH-0971-CSG-ASR920-LD-1
AUH1338 | Site 8044 | AUH |  | AUH1338 |  | AUHNR1338 |  |  |  | On Air | 2009 | Rooftop | 24.5229 | 54.6706 | Nokia | Outdoor | EITC Passive Infrastructure | Rooftop | RT-du Owned | Du Solo | Rooftop | 5G | AirScale |  |  |  |  | 2cc | 2044200 | 46 |  |  | n78 | - | 3 | [32 empty] | IIB | Passive to AUH-0971-CSG-ASR920-LD-1
AUH2798 | Site 8045 | AUH |  | AUH2798 |  |  |  | On Air |  |  | 2016-12-18 | Permanent | 24.7613 | 54.6807 | Huawei | Outdoor | EITC Passive Infrastructure | Rooftop | RT-du Owned | Du Solo | Rooftop | 3G | BTS3900 |  |  | U2100 F2 |  |  | 2120200 | 23 |  |  |  | 3 | [33 empty] | MW | 0 | 3 | #N/A | Rooftop
AUH3127 | Site 8046 | AUH | AUH3127 | AUH3127 |  | AUHNR3127 | On Air | On Air |  | On Air | 2009 | Permanent | 24.4803 | 54.6065 | Nokia | Outdoor | EITC Passive Infrastructure | Rooftop | RT-du Owned | Du Solo | Rooftop | 2G+3G+5G | AirScale |  |  | U900 F1-U900 F2-U2100 F2 |  | 3cc | 2004600 | 5 |  |  | n78+n41 | 2 | 2 | [32 empty] | IIB | AUH-3127-CSG-IXR-E-1 | 3 | #N/A | Rooftop
AUH3128 | Site 8047 | AUH | AUH3128 | AUH3128 |  |  | Locked | On Air |  |  | 2012-10-29 | Permanent | 24.4816 | 54.6059 | Nokia | Outdoor | EITC Passive Infrastructure | Rooftop | RT-du Owned | Du Solo | Rooftop | 2G+3G | AirScale |  |  | U900 F1-U900 F2-U2100 F2 |  |  | 2004600 | 5 |  |  |  | 2 | [33 empty] | IIB | AUH-3128-CSG-IXR-E-1 | 3 | #N/A | Rooftop
AUH3499 | Site 8048 | AUH |  | AUH3499 |  |  |  | On Air |  |  | 2009 | Permanent | 24.3477 | 54.5819 | Nokia | Outdoor | Site Sharing | ETC Site Share | Outdoor Site Sharing-Etisalat Owned | SS Opex | Etisalat_Opex | 3G | BTS3910 |  |  | U900 F1-U900 F2-U2100 F2 |  |  | 2440000 | 30 |  |  |  | 3 | [33 empty] | MW | 0 | 40 | Monopole | sharing site/ from data base
AUH3545 | Site 8049 | AUH |  | AUH3545 |  |  |  | On Air |  |  | 2009 | Permanent | 24.4969 | 54.8978 | Huawei | Outdoor | Site Sharing | Site Sharing | Outdoor Site Sharing-Etisalat Owned | SS Opex | Etisalat_Opex | 3G | BTS3910 |  |  | U900 F1-U2100 F2 |  |  | 2043200 | 35 |  |  |  | 4 | [33 empty] | MW | 0 | 40 | Monopole | sharing site/ from data base
AUH3552 | Site 8050 | AUH |  | AUH3552 |  |  |  | On Air |  |  | 2009 | Permanent | 24.5287 | 54.9961 | Nokia | Outdoor | Site Sharing | ETC Site Share | Outdoor Site Sharing-Etisalat Owned | SS Opex | Etisalat_Opex | 3G | BTS3910 |  |  | U2100 F2 |  |  | 2043200 | 35 |  |  |  | 3 | [33 empty] | MW | 0 | 40 | Monopole | sharing site/ from data base
AUH3797 | Site 8051 | AUH |  | AUH3797 |  |  |  | On Air |  |  | 2020-09-10 | Permanent | 24.7928 | 54.7037 | Huawei | Outdoor | EITC Passive Infrastructure | Greenfield | Outdoor Taawn-du Lead | Du Capex | Capex -du | 3G | BTS5900 |  |  | U900 F1 |  |  | 2100000 | 40 |  |  |  | 3 | [33 empty] | MW | 0 | 40 | 40m-HD-MP | confirmed
AUH3949 | Site 8052 | AUH |  | AUH3949 |  |  |  | On Air |  |  | 2016-09-04 | Permanent | 24.5185 | 54.6728 | Nokia | Outdoor | EITC Passive Infrastructure | Greenfield | Outdoor Green field-du Owned- Light Pole | Du Solo | Atom | 3G | Nokia Small Cell |  |  | U2100 F2 |  |  | 2047000 | 12 |  |  |  | 3 | [33 empty] | MW | 0 | 12 | #N/A | from data base
AUH3955 | Site 8053 | AUH |  | AUH3955 |  |  |  | On Air |  |  | 2016-11-22 | Permanent | 24.4657 | 54.3277 | Nokia | Outdoor | EITC Passive Infrastructure | Rooftop | RT-du Owned- Small Cells | Du Solo | Atom | 3G | Nokia Small Cell |  |  | U2100 F2 |  |  | 2500400 | 6 |  |  |  | 2 | [33 empty] | MW | 0 | 3 | #N/A | Rooftop
AUH3956 | Site 8054 | AUH |  | AUH3956 |  |  |  | On Air |  |  | 2016-10-18 | Permanent | 24.3346 | 54.6168 | Nokia | Outdoor | EITC Passive Infrastructure | Greenfield | Outdoor Green field-du Owned- Small Cells | Du Solo | Atom | 3G | Nokia Small Cell |  |  | U2100 F2 |  |  | 2004500 | 11 |  |  |  | 3 | [33 empty] | IIB | Passive AUH-2134-PREAGG-SR7-1 | 3 | #N/A | Rooftop
AUH6095 | Site 8055 | WR |  | AUH6095 | AUHL6095 |  |  | Locked | Locked |  | 2021-09-25 | Permanent | 23.9062 | 53.2745 | Nokia | Outdoor | Site Sharing | SS Capex | Outdoor Taawn-Etisalat Lead | SS Capex | ETC Capex | 3G+4G | AirScale | LTE-3CC |  | U900 F1-U2100 F2 | L800+L1800-F1+L1800-F2 |  | 2000001 | 40 |  |  |  | 3 | [33 empty] | MW | 0 | 40 | Monopole | sharing site/ from data base
AUH6096 | Site 8056 | WR |  | AUH6096 | AUHL6096 |  |  | Locked | Locked |  | 2021-09-25 | Permanent | 23.8846 | 53.2808 | Nokia | Outdoor | Site Sharing | SS Capex | Outdoor Taawn-Etisalat Lead | SS Capex | ETC Capex | 3G+4G | AirScale | LTE-3CC |  | U900 F1-U2100 F2 | L800+L1800-F1+L1800-F2 |  | 2000001 | 40 |  |  |  | 3 | [33 empty] | MW | 0 | 40 | 40m Monopole | sharing site/ from data base
AUG6020 | Site 8057 | WR | AUG6020 | AUG6020 | AUGL6020 | AUGNR6020 | On Air | On Air | On Air | On Air | 2014-11-24 | Permanent | 23.9612 | 52.2406 | Nokia | Outdoor | EITC Passive Infrastructure | Greenfield | Outdoor Green field-du Owned | Du Solo | 30m RDU | 2G+3G+4G+5G | Flexi WCDMA/Flexi 2G | LTE-3CC |  | U900 F1-U900 F2-U2100 F2 | L800+L1800-F1+L1800-F2 | 1cc | 2003900 | 28.5 |  | 3 | n41 | 3 | 3 | [32 empty] | MW | 0 | 30 | #N/A | from data base
AUG6024 | Site 8058 | WR | AUG6024 | AUG6024 | AUGL6024 | AUGNR6024 | On Air | On Air | On Air | On Air | 2015-05-25 | Permanent | 23.6449 | 53.7058 | Nokia | Outdoor | EITC Passive Infrastructure | Greenfield | Outdoor Green field-du Owned | Du Solo | 30m RDU | 2G+3G+4G+5G | Flexi WCDMA/Multiradio 2G | LTE-3CC |  | U900 F1-U900 F2-U2100 F2 | L800+L1800-F1+L1800-F2 | 1cc | 2031200 | 28.5 |  |  | n41 | 3 | 3 | [32 empty] | IIB | AUG-6024-CSG-ASR920-LD-1 | 30 | #N/A | from data base
AUG6025 | Site 8059 | WR | AUG6025 | AUG6025 | AUGL6025 | AUGNR6025 | On Air | On Air | On Air | On Air | 2015-05-21 | Permanent | 23.6354 | 53.7028 | Nokia | Outdoor | EITC Passive Infrastructure | Greenfield | Outdoor Green field-du Owned | Du Solo | 30m RDU | 2G+3G+4G+5G | Flexi WCDMA/Multiradio 2G | LTE-3CC |  | U900 F1-U900 F2-U2100 F2 | L800+L1800-F1+L1800-F2 | 1cc | 2031200 | 28.5 |  |  | n41 | 3 | 3 | [32 empty] | IIB | AUG-6025-CSG-ASR920-LD-1 | 30 | #N/A | from data base
AUG6030 | Site 8060 | WR | AUG6030 | AUG6030 | AUGL6030 |  | On Air | On Air | On Air |  | 2014-11-21 | Permanent | 22.958 | 54.1981 | Nokia | Outdoor | EITC Passive Infrastructure | Greenfield | Outdoor Green field-du Owned | Du Solo | 30m RDU | 2G+3G+4G | Flexi WCDMA/Multiradio 2G | LTE |  | U900 F1-U900 F2-U2100 F2 | L800 |  | 2003500 | 28.5 |  |  |  | 3 | [33 empty] | IIB | AUG-6030-CSG-ASR920-LD-1 | 30 | #N/A | from data base
AUG6042 | Site 8061 | WR | AUG6042 | AUG6042 | AUGL6042 |  | On Air | On Air | On Air |  | 2014-11-28 | Permanent | 22.9507 | 54.0806 | Nokia | Outdoor | EITC Passive Infrastructure | Greenfield | Outdoor Green field-du Owned | Du Solo | 30m RDU | 2G+3G+4G | Flexi WCDMA/Multiradio 2G | LTE |  | U900 F1-U900 F2-U2100 F2 | L800 |  | 2000001 | 28.5 |  |  |  | 3 | [33 empty] | IIB | AUG-6042-CSG-ASR920-LD-1 | 30 | #N/A | from data base
AUG6060 | Site 8062 | WR | AUG6060 | AUG6060 | AUGL6060 | AUGNR6060 | On Air | On Air | On Air | On Air | 2015-07-08 | Permanent | 24.0814 | 52.6505 | Nokia | Outdoor | EITC Passive Infrastructure | Greenfield | Outdoor Green field-du Owned | Du Solo | 30m Palm Tree | 2G+3G+4G+5G | Flexi WCDMA/Multiradio 2G | LTE |  | U900 F1-U900 F2-U2100 F2 | L800 | 1cc | 2003100 | 28.5 |  |  | n41 | 3 | 3 | [32 empty] | IIB | AUG-6060-CSG-IXR-E-1 | 30 | #N/A | from data base
AUG6093 | Site 8063 | WR |  | AUG6093 | AUGL6093 | AUGNR6093 |  | On Air | On Air | On Air | 2016-11-29 | Permanent | 24.0532 | 52.4475 | Nokia | Outdoor | EITC Passive Infrastructure | Greenfield | Outdoor Green field-du Owned | Du Solo | Green Field | 3G+4G+5G | Flexi WCDMA | LTE-3CC |  | U900 F1-U900 F2-U2100 F2 | L800+L1800-F1+L1800-F2 | 1cc | 2031500 | 35 |  |  | n41 | 4 | 3 | [32 empty] | MW | 0 | 35 | #N/A | from data base
AUG6104 | Site 8064 | WR |  | AUG6104 | AUGL6104 | AUGNR6104 |  | On Air | On Air | On Air | 2016-09-08 | Permanent | 23.9753 | 52.2658 | Nokia | Outdoor | EITC Passive Infrastructure | Greenfield | Outdoor Green field-du Owned | Du Solo | 30m RDU | 3G+4G+5G | Flexi WCDMA | LTE-3CC |  | U900 F1-U900 F2-U2100 F2 | L800+L1800-F1+L1800-F2 | 1cc | 2003900 | 35 |  |  | n41 | 3 | 3 | [32 empty] | MW | 0 | 30 | #N/A | from data base
AUG6105 | Site 8065 | WR |  | AUG6105 | AUGL6105 | AUGNR6105 |  | On Air | On Air | On Air | 2016-09-08 | Permanent | 23.9707 | 52.2515 | Nokia | Outdoor | EITC Passive Infrastructure | Greenfield | Outdoor Green field-du Owned | Du Solo | 30m RDU | 3G+4G+5G | Flexi WCDMA | LTE-5CC | 4T4R | U900 F1-U900 F2-U2100 F2 | L800+L1800-F1+L1800-F2+L2100+L700 | 1cc | 2003900 | 35 |  |  | n41 | 3 | 3 | [32 empty] | MW | 0 | 30 | #N/A | from data base
AUG6245 | Site 8066 | WR |  | AUG6245 | AUGL6245 | AUGNR6245 |  | On air | On Air | On Air | 2023 | Permanent | 22.8944 | 54.364 | Nokia | Outdoor | EITC Passive Infrastructure | Greenfield | Outdoor Green field-du Owned | Du Solo | Greenfield | 3G+4G+5G | AirScale | LTE |  | U900 F1-U900 F2 | L800 | 1cc | 2003500 | 35 |  |  | n41 | 3 | 3 | [32 empty] | MW | 0
AUG6453 | Site 8067 | WR | AUG6453 | AUG6453 | AUGL6453 | AUGNR6453 | On Air | On Air | On Air | On Air | 2014-11-17 | Permanent | 24.1579 | 54.4288 | Nokia | Outdoor | EITC Passive Infrastructure | Greenfield | Outdoor Green field-du Owned | Du Solo | 30m RDU | 2G+3G+4G+5G | Flexi WCDMA/Multiradio 2G | LTE-4CC | 4T4R | U900 F1-U900 F2 | L800+L1800-F1+L1800-F2+L2100 | 1cc | 2042200 | 28.5 |  |  | n41 | 3 | 3 | [32 empty] | IIB | AUG-6453-CSG-SAR-X-1 | 30 | #N/A | from data base
AUG6455 | Site 8068 | WR | AUG6455 | AUG6455 | AUGL6455 | AUGNR6455 | On Air | On Air | On Air | On Air | 2013-11-13 | Permanent | 23.8286 | 52.8112 | Nokia | Outdoor | EITC Passive Infrastructure | Greenfield | Outdoor Green field-du Owned | Du Solo | 30m RDU | 2G+3G+4G+5G | Flexi WCDMA/Flexi 2G | LTE-3CC |  | U900 F1-U900 F2-U2100 F2 | L800+L1800-F1+L1800-F2 | 1cc | 2003400 | 28.5 |  |  | n41 | 3 | 3 | [32 empty] | IIB | AUG-6455-CSG-SAR-X-1 | 30 | #N/A | from data base
AUG6088 | Site 8069 | WR |  | AUG6088 | AUGL7088 | AUGNR6088 |  | On Air | On Air | On Air | 2016-12-20 | Permanent | 23.7682 | 53.5539 | Nokia | Outdoor | EITC Passive Infrastructure | Greenfield | Outdoor Green field-du Owned | Du Solo | Green Field | 3G+4G+5G | Flexi WCDMA | LTE-3CC |  | U900 F1-U900 F2-U2100 F2 | L800+L1800-F1+L1800-F2 | 1cc | 2031200 | 35 |  |  | n41 | 4 | 3 | [32 empty] | IIB | AUG-6088-CSG-N540-LD-1 | 35 | #N/A | from data base
AUH2191 | Site 8070 | WR | AUH2191 | AUH2191 | AUHL2191 |  | On Air | On Air | On Air |  | 2013-08-06 | Permanent | 24.3662 | 52.5945 | Nokia | Outdoor | EITC Passive Infrastructure | Rooftop | RT-du Owned | Du Solo | Rooftop | 2G+3G+4G | Flexi WCDMA/Flexi 2G | LTE |  | U900 F1-U900 F2-U2100 F2 | L800 |  | 2003200 | 17 |  |  |  | 4 | [33 empty] | MW | 0 | 3 | #N/A | Rooftop
AUH2196 | Site 8071 | WR | AUH2196 | AUH2196 | AUHL2196 |  | Locked | On Air | On Air |  | 2013-09-19 | Permanent | 24.3188 | 52.5987 | Nokia | Outdoor | Site Sharing | ETC Site Share | Outdoor Site Sharing-Etisalat Owned | SS Opex | Etisalat_Opex | 2G+3G+4G | Flexi WCDMA/Flexi 2G | LTE |  | U900 F1-U900 F2-U2100 F2 | L800 |  | 2003200 | 50 |  |  |  | 3 | [33 empty] | MW | 0 | 120 | LatticeTower | sharing site/ from data base
AUH2190 | Site 8072 | WR | AUH2190 | AUH2190 | AUHL2190 |  | On Air | On Air | On Air |  | 2013-01-15 | Permanent | 24.2892 | 52.5616 | Nokia | Outdoor | EITC Passive Infrastructure | Greenfield | Outdoor Green field-du Owned | Du Solo | 30m MonoPole | 2G+3G+4G | Flexi WCDMA/Flexi 2G | LTE-3CC | 4T4R | U900 F1-U900 F2-U2100 F2 | L800+L1800-F1+L1800-F2 |  | 2003200 | 29 |  |  |  | 3 | [33 empty] | MW | 0 | 30 | #N/A | from data base
AUH2728 | Site 8073 | WR |  | AUH2728 | AUHL2728 | AUHNR2728 |  | On air | On Air | On Air | 2023 | Permanent | 24.0976 | 53.501 | Nokia | Outdoor | Site Sharing | SS Capex | Outdoor Taawn-Etisalat Lead | SS Capex | ETC Capex | 3G+4G+5G | AirScale | LTE-3CC |  | U900 F1-U900 F2 | L800+L1800-F1+L1800-F2 | 1cc | 2003800 | 35 |  |  | n41 | 3 | 3 | [32 empty] | MW | 0
AUH2526 | Site 8074 | WR |  | AUH2526 | AUHL2526 |  |  | On air | On Air |  | 2023 | Permanent | 24.2449 | 54.3415 | Nokia | Outdoor | EITC Passive Infrastructure | Greenfield | Outdoor Taawn-du Lead | Du Capex | Du Capex | 3G+4G | Airscale | LTE |  | U900 F1-U900 F2 | L800 |  | 2042300 | 60 |  |  |  | 3 | [33 empty] | MW | 0
AUH2766 | Site 8075 | WR |  | AUH2766 | AUHL2766 |  |  | On Air | On Air |  | 2021-08-11 | Permanent | 24.895 | 53.0657 | Nokia | Outdoor | Site Sharing | SS Capex | Outdoor Taawn-Etisalat Lead | SS Capex | ETC Capex | 3G+4G | AirScale | LTE |  | U900 F1-U900 F2 | L800 |  | 2000002 | 30 |  |  |  | 3 | [33 empty] | MW | 0 | 35 | Monopole | sharing site/ from data base
AUH2501 | Site 8076 | WR | AUH2501 | AUH2501 | AUHL2501 |  | On Air | On Air | On Air |  | 2016-10-12 | Permanent | 24.2127 | 52.0091 | Nokia | Outdoor | EITC Passive Infrastructure | Greenfield | Outdoor Green field-du Owned | DU Solo | Palm Tree | 2G+3G+4G | Flexi WCDMA/Ultra 2G | LTE |  | U2100 F2 | L800 |  | 2000003 | 30 |  |  |  | 3 | [33 empty] | VSAT | 0 | 30 | #N/A | from data base
AUH2768 | Site 8077 | WR |  | AUH2768 | AUHL2768 |  |  | On Air | On Air |  | 2022-10-10 | Permanent | 24.0695 | 53.9119 | Nokia | Outdoor | Site Sharing | SS Capex | Outdoor Taawn-Etisalat Lead | SS Capex | ETC Capex | 3G+4G | AirScale | LTE |  | U900 F1-U900 F2-U2100 F2 | L800 |  | 2448000 | 35 |  |  |  | 4 | [33 empty] | MW | 0 | 40 | Monopole
AUH2772 | Site 8078 | WR |  | AUH2772 | AUHL2772 |  |  | On air | On Air |  | 2022-08-18 | Permanent | 24.2542 | 54.3862 | Nokia | Outdoor | Site Sharing | SS Capex | Outdoor Taawn-Etisalat Lead | SS Capex | ETC Capex | 3G+4G | AirScale | LTE |  | U900 F1-U900 F2 | L800 |  | 2041000 | 35 |  |  |  | 3 | [33 empty] | MW | 0 | 40 | ETC | sharing site/ from data base
AUH2713 | Site 8079 | WR | AUH2713 | AUH2713 | AUHL2713 | AUHNR2713 | On Air | On Air | On Air | On Air | 2012-08-14 | Permanent | 24.1542 | 54.4247 | Nokia | Outdoor | EITC Passive Infrastructure | Greenfield | Outdoor Green field-du Owned | Du Solo | Lattice Tower | 2G+3G+4G+5G | Flexi WCDMA/Flexi 2G | LTE-4CC | 4T4R | U900 F1-U900 F2 | L800+L1800-F1+L1800-F2+L2100 | 2cc | 2042200 | 30 |  |  | n78 | 3 | 3 | [32 empty] | IIB | AUH-2713-PREAGG-SRa8-1 | 45 | #N/A | from data base
AUH2716 | Site 8080 | WR |  | AUH2716 | AUHL2716 |  |  | On air | On Air |  | 2023 | Monopole | 24.2024 | 54.4627 | Nokia | Outdoor | EITC Passive Infrastructure | Greenfield | Outdoor Green field-du Owned | Du Solo | Monopole | 3G+4G | Airscale | LTE-3CC |  | U900 F1-U900 F2 | L800+L1800-F1+L1800-F2 |  | 2042200 | 40 |  |  |  | 3 | [33 empty] | IIB | AUH-2716-CSG-IXR-E-1
AUH2780 | Site 8081 | WR |  | AUH2780 | AUHL2780 |  |  | On Air | On Air |  | 2022-06-17 | Permanent | 23.6249 | 53.3678 | Nokia | Outdoor | Site Sharing | SS Capex | Outdoor Taawn-Etisalat Lead | SS Capex | ETC Capex | 3G+4G | AirScale | LTE-3CC |  | U900 F1-U900 F2 | L800+L1800-F1+L1800-F2 |  | 2031200 | 35 |  |  |  | 3 | [33 empty] | MW | 0 | 35 | ETC | sharing site/ from data base
AUH2730 | Site 8082 | WR |  | AUH2730 | AUHL2730 |  |  | On air | On Air |  | 2023 | Permanent | 24.1157 | 51.7771 | Nokia | Outdoor | EITC Passive Infrastructure | Greenfield | Outdoor Taawn-du Lead | Du Capex | Du Capex | 3G+4G | Airscale | LTE-3CC |  | U900 F1-U900 F2 | L800+L1800-F1+L1800-F2 |  | 2031600 | 60 |  |  |  | 3 | [33 empty] | MW | 0
AUH2736 | Site 8083 | WR |  | AUH2736 | AUHL2736 | AUHNR2736 |  | On air | On Air | On Air | 2023 | Permanent | 23.8158 | 52.7462 | Nokia | Outdoor | EITC Passive Infrastructure | Greenfield | Outdoor Green field-du Owned | Du Solo | Green Field | 3G+4G+5G | Airscale | LTE |  | U900 F1-U900 F2 | L800 | 1cc | 2003400 | 60 |  | 3 | n41 | 4 | 3 | [32 empty] | MW | 0
AUH2781 | Site 8084 | WR |  | AUH2781 | AUHL2781 |  |  | On air | On Air |  | 2023 | Tower | 24.094 | 52.4771 | Nokia | Outdoor | Site Sharing | SS Capex | Outdoor Taawn-Etisalat Lead | SS Capex | ETC Capex | 3G+4G | Airscale | LTE |  | U900 F1-U900 F2 | L800 |  | 2031300 | 60 |  |  |  | 3 | [33 empty] | MW | 0
AUH2762 | Site 8085 | WR |  | AUH2762 | AUHL2762 |  |  | On Air | On Air |  | 2021 | Permanent | 23.3686 | 53.7465 | Nokia | Outdoor | EITC Passive Infrastructure | Greenfield | Outdoor Taawn-du Lead | Du Capex | Du Capex | 3G+4G | AirScale | LTE-3CC |  | U900 F1-U900 F2 | L800+L1800-F1+L1800-F2 |  | 2031200 | 40 |  |  |  | 4 | [33 empty] | IIB | AUH-2762-CSG-N540-LD-1 | 40 | 40m-HD-MP | confirmed
AUH2785 | Site 8086 | WR |  | AUH2785 | AUHL2785 |  |  | On Air | On Air |  | 2023 | Permanent | 23.9607 | 52.1218 | Nokia | Outdoor | Site Sharing | SS Capex | Outdoor Taawn-Etisalat Lead | SS Capex | ETC Capex | 3G+4G | AirScale | LTE |  | U900 F1-U900 F2 | L800 |  | 2031400 | 60 |  |  |  | 3 | [33 empty] | MW | 0
AUH2787 | Site 8087 | WR |  | AUH2787 | AUHL2787 |  |  | On air | On Air |  | 2023 | Permanent | 24.0424 | 53.6454 | Nokia | Outdoor | Site Sharing | SS Capex | Outdoor Taawn-Etisalat Lead | SS Capex | ETC Capex | 3G+4G | Airscale | LTE |  | U900 F1-U900 F2 | L800 |  | 2003700 | 55 |  |  |  | 3 | [33 empty] | IIB | Passive to AUH-2906-CSG-IXR-E-1
AUH2788 | Site 8088 | WR |  | AUH2788 | AUHL2788 |  |  | On air | On Air |  | 2023 | Permanent | 23.1463 | 53.9628 | Nokia | Outdoor | Site Sharing | SS Capex | Outdoor Taawn-Etisalat Lead | SS Capex | ETC Capex | 3G+4G | Airscale | LTE |  | U900 F1-U900 F2 | L800 |  | 2003500 | 52 |  |  |  | 4 | [33 empty] | mW | 0
AUH2771 | Site 8089 | WR |  | AUH2771 | AUHL2771 |  |  | On air | On Air |  | 2022-08-09 | Permanent | 24.1844 | 52.626 | Nokia | Outdoor | EITC Passive Infrastructure | Greenfield | Outdoor Green field-du Owned | Du Solo | Greenfield | 3G+4G | AirScale | LTE-3CC |  | U900 F1-U900 F2 | L800+L1800-F1+L1800-F2 |  | 2003300 | 40 |  |  |  | 3 | [33 empty] | MW | 0 | 40 | 40m-HD-MP | confirmed
AUH2789 | Site 8090 | WR |  | AUH2789 | AUHL2789 |  |  | On air | On Air |  | 2022-09-08 | Permanent | 23.5287 | 53.265 | Nokia | Outdoor | Site Sharing | SS Capex | Outdoor Taawn-Etisalat Lead | SS Capex | ETC Capex | 3G+4G | AirScale | LTE |  | U900 F1-U900 F2 | L800 |  | 2031200 | 35 |  |  |  | 3 | [33 empty] | MW | 0 | 40 | Monopole
AUH2790 | Site 8091 | WR |  | AUH2790 | AUHL2790 |  |  | On air | On Air |  | 2023 | Permanent | 24.1712 | 51.9938 | Nokia | Outdoor | Site Sharing | SS Capex | Outdoor Taawn-Etisalat Lead | SS Capex | ETC Capex | 3G+4G | Airscale | LTE |  | U900 F1-U900 F2 | L800 |  | 2000004 | 30 |  |  |  | 3 | [33 empty] | MW | 0
AUH3099 | Site 8092 | WR |  | AUH3099 | AUHL3099 | AUHNR3099 |  | On air | On Air | On Air | 2023 | Permanent | 24.0912 | 53.5178 | Nokia | Outdoor | Site Sharing | SS Capex | Outdoor Taawn-Etisalat Lead | SS Capex | ETC Capex | 3G+4G+5G | Airscale | LTE |  | U900 F1-U900 F2 | L800 | 1cc | 2003800 | 35 |  |  | n41 | 3 | 3 | [32 empty] | IIB | #REF!
AUH2791 | Site 8093 | WR |  | AUH2791 | AUHL2791 |  |  | On air | On Air |  | 2022-09-08 | Permanent | 23.1401 | 53.6434 | Nokia | Outdoor | EITC Passive Infrastructure | Greenfield | Outdoor Green field-du Owned | Du Solo | Greenfield | 3G+4G | AirScale | LTE-3CC |  | U900 F1-U900 F2 | L800+L1800-F1+L1800-F2 |  | 2003500 | 90 |  |  |  | 4 | [33 empty] | MW | 0
AUH2836 | Site 8094 | WR | AUH2836 | AUH2836 | AUHL2836 |  | On Air | On Air | On Air |  | 2014-11-01 | Permanent | 23.7034 | 53.6855 | Nokia | Outdoor | Site Sharing | ETC Site Share | Outdoor Site Sharing-Etisalat Owned | SS Opex | Etisalat_Opex | 2G+3G+4G | Flexi WCDMA/Flexi 2G | LTE |  | U900 F1-U900 F2-U2100 F2 | L800 |  | 2031200 | 35 |  |  |  | 7 | [33 empty] | IIB | AUH-2836-PREAGG-SR7-1 | 40 | LatticeTower | sharing site/ from data base
AUH2837 | Site 8095 | WR | AUH2837 | AUH2837 | AUHL2837 | AUHNR2837 | On Air | On Air | On Air | On Air | 2013-01-14 | Permanent | 23.6592 | 53.732 | Nokia | Outdoor | Site Sharing | ETC Site Share | Outdoor Site Sharing-Etisalat Owned | SS Opex | Etisalat_Opex | 2G+3G+4G+5G | Flexi WCDMA/Flexi 2G | LTE-3CC | 4T4R | U900 F1-U900 F2-U2100 F2 | L800+L1800-F1+L1800-F2 | 1cc | 2031200 | 27 |  |  | n41 | 4 | 3 | [32 empty] | IIB | AUH-2837-CSG-IXR-E-1 | 40 | LatticeTower | sharing site/ from data base
AUH2839 | Site 8096 | WR | AUH2839 | AUH2839 | AUHL2839 |  | On Air | On Air | On Air |  | 2014-11-01 | Permanent | 24.0094 | 53.7369 | Nokia | Outdoor | Site Sharing | ETC Site Share | Outdoor Site Sharing-Etisalat Owned | SS Opex | Etisalat_Opex | 2G+3G+4G | Flexi WCDMA/Flexi 2G | LTE-3CC |  | U900 F1-U900 F2-U2100 F2 | L800+L1800-F1+L1800-F2 |  | 2003700 | 35 |  |  |  | 7 | [33 empty] | IIB | AUH-2839-IBS-SAR-M-1 | 40 | LatticeTower | sharing site/ from data base
AUH2861 | Site 8097 | WR | AUH2861 | AUH2861 | AUHL2861 | AUHNR2861 | On Air | On Air | On Air | On Air | 2012-08-29 | Permanent | 24.0745 | 53.5411 | Nokia | Outdoor | Site Sharing | ETC Site Share | Outdoor Site Sharing-Etisalat Owned | SS Opex | Etisalat_Opex | 2G+3G+4G+5G | Flexi WCDMA/Flexi 2G | LTE |  | U900 F1-U900 F2-U2100 F2 | L800 | 1cc | 2003800 | 35 |  |  | n41 | 3 | 3 | [32 empty] | MW | 0 | 30 | Monopole | sharing site/ from data base
AUH2862 | Site 8098 | WR | AUH2862 | AUH2862 | AUHL2862 | AUHNR2862 | On Air | On Air | On Air | On Air | 2012-09-04 | Permanent | 23.6313 | 53.7133 | Nokia | Outdoor | Site Sharing | ETC Site Share | Outdoor Site Sharing-Etisalat Owned | SS Opex | Etisalat_Opex | 2G+3G+4G+5G | Flexi WCDMA/Flexi 2G | LTE-3CC |  | U900 F1-U900 F2-U2100 F2 | L800+L1800-F1+L1800-F2 | 1cc | 2031200 | 40 |  |  | n41 | 3 | 3 | [32 empty] | IIB | AUH-2862-CSG-SAR-X-1 | 60 | LatticeTower | sharing site/ from data base
AUH2863 | Site 8099 | WR | AUH2863 | AUH2863 | AUHL2863 | AUHNR2863 | Locked | On Air | On Air | On Air | 2012-08-14 | Permanent | 24.0846 | 52.6565 | Nokia | Outdoor | Site Sharing | ETC Site Share | Outdoor Site Sharing-Etisalat Owned | SS Opex | Etisalat_Opex | 2G+3G+4G+5G | Flexi WCDMA/Flexi 2G | LTE-4CC |  | U900 F1-U900 F2-U2100 F2 | L800+L1800-F1+L1800-F2+L2100 | 1cc | 2003100 | 40 |  |  | n41 | 3 | 3 | [32 empty] | IIB | AUH-2863-CSG-IXR-E-1 | 60 | LatticeTower | sharing site/ from data base
AUH2865 | Site 8100 | WR | AUH2865 | AUH2865 | AUHL2865 | AUHNR2865 | On Air | On Air | On Air | On Air | 2012-08-29 | Permanent | 24.0797 | 52.6572 | Nokia | Outdoor | EITC Passive Infrastructure | Rooftop | RT-du Owned | Du Solo | Rooftop | 2G+3G+4G+5G | Flexi WCDMA/Flexi 2G | LTE-3CC |  | U900 F1-U900 F2-U2100 F2 | L800+L1800-F1+L1800-F2 | 1cc | 2003100 | 25 |  |  | n41 | 3 | 3 | [32 empty] | IIB | AUH-2865-CSG-IXR-E-1 | 3 | #N/A | Rooftop
AUH2854 | Site 8101 | WR | AUH2854 | AUH2854 | AUHL2854 |  | Locked | On Air | On Air |  | 2016-10-17 | Permanent | 24.1273 | 52.7296 | Nokia | Outdoor | EITC Passive Infrastructure | Greenfield | Outdoor Green field-du Owned | Du Solo | Lattice Tower | 2G+3G+4G | Flexi WCDMA/MultiRadio 2G | LTE |  | U900 F1-U900 F2-U2100 F2 | L800 |  | 2003100 | 70 |  |  |  | 6 | [33 empty] | MW | 0 | 70 | #N/A | from data base
AUH2869 | Site 8102 | WR | AUH2869 | AUH2869 | AUHL2869 |  | Locked | On Air | On Air |  | 2012-11-08 | Permanent | 24.2479 | 51.6288 | Nokia | Outdoor | Site Sharing | ETC Site Share | Outdoor Site Sharing-Etisalat Owned | SS Opex | Etisalat_Opex | 2G+3G+4G | Flexi WCDMA/Flexi 2G | LTE |  | U900 F1-U900 F2-U2100 F2 | L800 |  | 2000005 | 60 |  |  |  | 3 | [33 empty] | MW | 0 | 90 | LatticeTower | sharing site/ from data base
AUH2864 | Site 8103 | WR | AUH2864 | AUH2864 | AUHL2864 | AUHNR2864 | On Air | On Air | On Air | On Air | 2012-08-18 | Permanent | 24.0781 | 52.6789 | Nokia | Outdoor | EITC Passive Infrastructure | Greenfield | Outdoor Green field-du Owned | Du Solo | 40m Monopole | 2G+3G+4G+5G | Flexi WCDMA/Flexi 2G | LTE-3CC |  | U900 F1-U900 F2-U2100 F2 | L800+L1800-F1+L1800-F2 | 1cc | 2003100 | 38 |  |  | n41 | 3 | 3 | [32 empty] | IIB | AUH-2864-CSG-SAR-8-1 | 40 | #N/A | from data base
AUH2880 | Site 8104 | WR | AUH2880 | AUH2880 | AUHL2880 |  | On Air | On Air | On Air |  | 2012-08-05 | Permanent | 24.1335 | 52.8134 | Nokia | Outdoor | Site Sharing | ETC Site Share | Outdoor Site Sharing-Etisalat Owned | SS Opex | Etisalat_Opex | 2G+3G+4G | Flexi WCDMA/Flexi 2G | LTE |  | U900 F1-U900 F2-U2100 F2 | L800 |  | 2003100 | 40 |  |  |  | 3 | [33 empty] | MW | 0 | 90 | LatticeTower | sharing site/ from data base
AUH2866 | Site 8105 | WR | AUH2866 | AUH2866 | AUHL2866 | AUHNR2866 | On Air | On Air | On Air | On Air | 2012-08-06 | Permanent | 24.0837 | 52.757 | Nokia | Outdoor | EITC Passive Infrastructure | Greenfield | Outdoor Green field-du Owned | Du Solo | 30m Monopole | 2G+3G+4G+5G | Flexi WCDMA/Ultra 2G | LTE-3CC |  | U900 F1-U900 F2-U2100 F2 | L800+L1800-F1+L1800-F2 | 1cc | 2003100 | 28 |  |  | n41 | 3 | 3 | [32 empty] | IIB | AUH-2866-CSG-IXR-E-1 | 30 | #N/A | from data base
AUH2883 | Site 8106 | WR | AUH2883 | AUH2883 | AUHL2883 | AUHNR2883 | On Air | On Air | On Air | On Air | 2012-12-25 | Permanent | 24.0892 | 52.6448 | Nokia | Outdoor | EITC Passive Infrastructure | Rooftop | RT-du Owned | Du Solo | Rooftop | 2G+3G+4G+5G | Flexi WCDMA/Flexi 2G | LTE-3CC |  | U900 F1-U900 F2-U2100 F2 | L800+L1800-F1+L1800-F2 | 1cc | 2003100 | 28 |  |  | n41 | 4 | 3 | [32 empty] | IIB | AUH-2883-CSG-IXR-E-1 | 3 | #N/A | Rooftop
AUH2885 | Site 8107 | WR | AUH2885 | AUH2885 | AUHL2885 | AUHNR2885 | On Air | On Air | On Air | On Air | 2014-10-30 | Permanent | 24.0752 | 52.6513 | Nokia | Outdoor | EITC Passive Infrastructure | Rooftop | RT-du Owned | Du Solo | Rooftop | 2G+3G+4G+5G | Flexi WCDMA/Multiradio 2G | LTE-3CC |  | U900 F1-U900 F2-U2100 F2 | L800+L1800-F1+L1800-F2 | 1cc | 2003100 | 28 |  |  | n41 | 3 | 3 | [32 empty] | IIB | AUH-2885-CSG-IXR-E-1 | 3 | #N/A | Rooftop
AUH2886 | Site 8108 | WR | AUH2886 | AUH2886 | AUHL2886 | AUHNR2886 | On Air | On Air | On Air | On Air | 2013-01-27 | Permanent | 24.0753 | 52.658 | Nokia | Outdoor | EITC Passive Infrastructure | Rooftop | RT-du Owned | Du Solo | Rooftop | 2G+3G+4G+5G | Flexi WCDMA/Flexi 2G | LTE-3CC |  | U900 F1-U900 F2-U2100 F2 | L800+L1800-F1+L1800-F2 | 1cc | 2003100 | 25 |  |  | n41 | 4 | 3 | [32 empty] | IIB | AUH-2886-CSG-IXR-E-1 | 3 | #N/A | Rooftop
AUH2867 | Site 8109 | WR | AUH2867 | AUH2867 | AUHL2867 | AUHNR2867 | Locked | On Air | On Air | On Air | 2013-04-09 | Permanent | 24.0731 | 52.7515 | Nokia | Outdoor | EITC Passive Infrastructure | Greenfield | Outdoor Green field-du Owned | DU Solo | 40m Monopole | 2G+3G+4G+5G | Flexi WCDMA/Flexi 2G | LTE |  | U900 F1-U900 F2-U2100 F2 | L800 | 1cc | 2003100 | 38 |  |  | n41 | 3 | 3 | [32 empty] | IIB | AUH-2867-CSG-IXR-E-1 | 40 | #N/A | from data base
AUH2892 | Site 8110 | WR | AUH2892 | AUH2892 | AUHL2892 |  | Locked | On Air | On Air |  | 2014-11-11 | Permanent | 24.0017 | 52.3443 | Nokia | Outdoor | Site Sharing | ETC Site Share | Outdoor Site Sharing-Etisalat Owned | SS Opex | Etisalat_Opex | 2G+3G+4G | Flexi WCDMA/Multiradio 2G | LTE |  | U900 F1-U900 F2-U2100 F2 | L800 |  | 2003900 | 60 |  |  |  | 3 | [33 empty] | IIB | AUH-2892-CSG-IXR-E-1 | 100 | LatticeTower | sharing site/ from data base
AUH2879 | Site 8111 | WR | AUH2879 | AUH2879 | AUHL2879 | AUHNR2879 | On Air | On Air | On Air | On Air | 2016-11-10 | Permanent | 22.968 | 53.7769 | Nokia | Outdoor | EITC Passive Infrastructure | Greenfield | Outdoor Green field-du Owned | Du Solo | 30m RDU | 2G+3G+4G+5G | Flexi WCDMA/Flexi 2G | LTE-4CC |  | U900 F1-U900 F2 | L800+L1800-F1+L1800-F2+L2100 | 3cc | 2000001 | 28.5 |  |  | n78+n41 | 3 | 3 | [32 empty] | IIB | AUH-2879-CSG-IXR-E-1 | 30 | #N/A | from data base
AUH2882 | Site 8112 | WR | AUH2882 | AUH2882 | AUHL2882 |  | On Air | On Air | On Air |  | 2015-12-23 | Permanent | 23.5397 | 53.7952 | Nokia | Outdoor | EITC Passive Infrastructure | Greenfield | Outdoor Green field-du Owned | DU Solo | 60m Lattice Tower | 2G+3G+4G | Flexi WCDMA/Multiradio 2G | LTE-4CC |  | U900 F1-U900 F2-U2100 F2 | L800+L1800-F1+L1800-F2+L2100 |  | 2000001 | 58.5 |  |  |  | 6 | [33 empty] | IIB | AUH-2882-CSG-ASR920-LD-1 | 60 | #N/A | from data base
AUH2899 | Site 8113 | WR | AUH2899 | AUH2899 | AUHL2899 | AUHNR2899 | On Air | On Air | On Air | On Air | 2013-08-01 | Permanent | 24.0315 | 52.7587 | Nokia | Outdoor | EITC Passive Infrastructure | Greenfield | Outdoor Green field-du Owned | DU Solo | 30m Monopole | 2G+3G+4G+5G | Flexi WCDMA/Flexi 2G | LTE-4CC | 4T4R | U900 F1-U900 F2-U2100 F2 | L800+L1800-F1+L1800-F2+L2100 | 1cc | 2003400 | 19 |  |  | n41 | 3 | 3 | [32 empty] | IIB | AUH-2899-CSG-IXR-E-1 | 30 | #N/A | from data base
AUH2901 | Site 8114 | WR | AUH2901 | AUH2901 | AUHL2901 | AUHNR2901 | On Air | On Air | On Air | On Air | 2011-05-25 17:00 | Permanent | 24.2052 | 54.4067 | Nokia | Outdoor | EITC Passive Infrastructure | Greenfield | Outdoor Green field-du Owned | Du Solo | 60m Lattice Tower | 2G+3G+4G+5G | Flexi WCDMA/Flexi 2G | LTE-3CC |  | U900 F1-U900 F2-U2100 F2 | L800+L1800-F1+L1800-F2 | 1cc | 2045000 | 56 |  |  | n41 | 3 | 3 | [32 empty] | IIB | AUH-2901-CSG-SAR-X-1 | 60 | #N/A | from data base
AUH2902 | Site 8115 | WR | AUH2902 | AUH2902 | AUHL2902 | AUHNR2902 | On Air | On Air | On Air | On Air | 2011-05-25 17:00 | Permanent | 24.1549 | 54.2498 | Nokia | Outdoor | EITC Passive Infrastructure | Greenfield | Outdoor Green field-du Owned | Du Solo | 60m Lattice Tower | 2G+3G+4G+5G | Flexi WCDMA/Flexi 2G | LTE |  | U900 F1-U900 F2-U2100 F2 | L800 | 1cc | 2042100 | 55 |  |  | n41 | 3 | 3 | [32 empty] | IIB | AUH-2902-CSG-IXR-E-1 | 60 | #N/A | from data base
AUH2903 | Site 8116 | WR | AUH2903 | AUH2903 | AUHL2903 | AUHNR2903 | On Air | On Air | On Air | On Air | 2011-06-29 11:00 | Permanent | 24.0824 | 54.0781 | Nokia | Outdoor | EITC Passive Infrastructure | Greenfield | Outdoor Green field-du Owned | Du Solo | 60m Lattice Tower | 2G+3G+4G+5G | Flexi WCDMA/Flexi 2G | LTE |  | U900 F1-U900 F2-U2100 F2 | L800 | 1cc | 2448000 | 56 |  |  | n41 | 3 | 3 | [32 empty] | IIB | AUH-2903-AGGR-SR7-1 | 60 | #N/A | from data base
AUH2904 | Site 8117 | WR | AUH2904 | AUH2904 | AUHL2904 | AUHNR2904 | On Air | On Air | On Air | On Air | 2011-06-29 11:00 | Permanent | 24.0339 | 53.8738 | Nokia | Outdoor | EITC Passive Infrastructure | Greenfield | Outdoor Green field-du Owned | Du Solo | 60m Lattice Tower | 2G+3G+4G+5G | Flexi WCDMA/Flexi 2G | LTE-3CC |  | U900 F1-U900 F2-U2100 F2 | L800+L1800-F1+L1800-F2 | 1cc | 2000001 | 56 |  |  | n41 | 3 | 3 | [32 empty] | IIB | AUH-2904-PREAGG-SR7-1 | 60 | #N/A | from data base
AUH2905 | Site 8118 | WR | AUH2905 | AUH2905 | AUHL2905 | AUHNR2905 | On Air | On Air | On Air | On Air | 2011-06-13 22:00 | Permanent | 24.0468 | 53.7717 | Nokia | Outdoor | EITC Passive Infrastructure | Greenfield | Outdoor Green field-du Owned | Du Solo | 35m Lattice Tower | 2G+3G+4G+5G | Flexi WCDMA/Flexi 2G | LTE-3CC |  | U900 F1-U900 F2-U2100 F2 | L800+L1800-F1+L1800-F2 | 1cc | 2003700 | 31 |  |  | n41 | 4 | 3 | [32 empty] | IIB | AUH-2905-CSG-IXR-E-1 | 35 | #N/A | from data base
AUH2906 | Site 8119 | WR | AUH2906 | AUH2906 | AUHL2906 | AUHNR2906 | On Air | On Air | On Air | On Air | 2011-06-13 22:00 | Permanent | 24.0073 | 53.6896 | Nokia | Outdoor | EITC Passive Infrastructure | Greenfield | Outdoor Green field-du Owned | Du Solo | 60m Lattice Tower | 2G+3G+4G+5G | Flexi WCDMA/Flexi 2G | LTE-3CC |  | U900 F1-U900 F2-U2100 F2 | L800+L1800-F1+L1800-F2 | 1cc | 2003700 | 56 |  |  | n41 | 3 | 3 | [32 empty] | IIB | AUH-2906-CSG-IXR-E-1 | 60 | #N/A | from data base
AUH2907 | Site 8120 | WR | AUH2907 | AUH2907 | AUHL2907 | AUHNR2907 | On Air | On Air | On Air | On Air | 2011-07-14 16:30 | Permanent | 24.0953 | 53.4885 | Nokia | Outdoor | EITC Passive Infrastructure | Greenfield | Outdoor Green field-du Owned | Du Solo | 35m Lattice Tower | 2G+3G+4G+5G | Flexi WCDMA/Flexi 2G | LTE-3CC |  | U900 F1-U900 F2-U2100 F2 | L800+L1800-F1+L1800-F2 | 1cc | 2003800 | 31 |  |  | n41 | 4 | 3 | [32 empty] | IIB | AUH-2907-CSG-ASR920-LD-1 | 35 | #N/A | from data base
AUH2908 | Site 8121 | WR | AUH2908 | AUH2908 | AUHL2908 | AUHNR2908 | On Air | On Air | On Air | On Air | 2011-08-08 10:20 | Permanent | 24.0611 | 53.4361 | Nokia | Outdoor | EITC Passive Infrastructure | Greenfield | Outdoor Green field-du Owned | Du Solo | 60m Lattice Tower | 2G+3G+4G+5G | Flexi WCDMA/Flexi 2G | LTE-4CC |  | U900 F1-U900 F2-U2100 F2 | L800+L1800-F1+L1800-F2+L2100 | 1cc | 2003800 | 40 |  |  | n41 | 3 | 3 | [32 empty] | IIB | AUH-2908-PREAGG-SR7-1 | 60 | #N/A | from data base
AUH2909 | Site 8122 | WR | AUH2909 | AUH2909 | AUHL2909 | AUHNR2909 | On Air | On Air | On Air | On Air | 2011-08-08 10:20 | Permanent | 24.0592 | 53.2081 | Nokia | Outdoor | EITC Passive Infrastructure | Greenfield | Outdoor Green field-du Owned | Du Solo | 60m Lattice Tower | 2G+3G+4G+5G | Flexi WCDMA/Flexi 2G | LTE-3CC |  | U900 F1-U900 F2-U2100 F2 | L800+L1800-F1+L1800-F2 | 1cc | 2003100 | 56 |  |  | n41 | 4 | 3 | [32 empty] | IIB | AUH-2909-CSG-ASR920-LD-1 | 60 | #N/A | from data base
AUH2910 | Site 8123 | WR | AUH2910 | AUH2910 | AUHL2910 | AUHNR2910 | On Air | On Air | On Air | On Air | 2011-06-13 22:00 | Permanent | 24.0917 | 53.0061 | Nokia | Outdoor | EITC Passive Infrastructure | Greenfield | Outdoor Green field-du Owned | Du Solo | 90m Lattice Tower | 2G+3G+4G+5G | Flexi WCDMA/Flexi 2G | LTE-3CC |  | U900 F1-U900 F2-U2100 F2 | L800+L1800-F1+L1800-F2 | 1cc | 2003100 | 40 |  |  | n41 | 3 | 3 | [32 empty] | IIB | AUH-2910-CSG-ASR920-LD-1 | 90 | #N/A | from data base
AUH2914 | Site 8124 | WR |  | AUH2914 | AUHL2914 |  |  | On Air | On Air |  | 2017-04-05 | Permanent | 23.6799 | 53.4647 | Nokia | Outdoor | Site Sharing | ETC Site Share | Outdoor Site Sharing-Etisalat Owned | SS Opex | Etisalat_Opex | 3G+4G | Flexi WCDMA | LTE |  | U900 F1-U900 F2 | L800 |  | 2031200 | 90 |  |  |  | 4 | [33 empty] | IIB | AUH-2914-CSG-SAR-X-1 | 90 | LatticeTower | sharing site/ from data base
AUH2911 | Site 8125 | WR | AUH2911 | AUH2911 | AUHL2911 | AUHNR2911 | On Air | On Air | On Air | On Air | 2011-06-13 22:00 | Permanent | 24.0959 | 52.7416 | Nokia | Outdoor | EITC Passive Infrastructure | Greenfield | Outdoor Green field-du Owned | Du Solo | 60m Lattice Tower | 2G+3G+4G+5G | Flexi WCDMA/Flexi 2G | LTE-3CC |  | U900 F1-U900 F2-U2100 F2 | L800+L1800-F1+L1800-F2 | 1cc | 2003100 | 45 |  |  | n41 | 3 | 3 | [32 empty] | IIB | AUH-2911-PREAGG-SR7-1 | 60 | #N/A | from data base
AUH2912 | Site 8126 | WR | AUH2912 | AUH2912 | AUHL2912 | AUHNR2912 | On Air | On Air | On Air | On Air | 2011-06-13 22:00 | Permanent | 24.0803 | 52.6445 | Nokia | Outdoor | EITC Passive Infrastructure | Greenfield | Outdoor Green field-du Owned | Du Solo | 90m Lattice Tower | 2G+3G+4G+5G | Flexi WCDMA/Flexi 2G | LTE |  | U900 F1-U900 F2-U2100 F2 | L800 | 1cc | 2003100 | 31 |  |  | n41 | 3 | 3 | [32 empty] | IIB | AUH-2912-CSG-SAR-8-1 | 90 | #N/A | from data base
AUH2913 | Site 8127 | WR | AUH2913 | AUH2913 | AUHL2913 | AUHNR2913 | On Air | On Air | On Air | On Air | 2011-07-07 15:30 | Permanent | 24.1654 | 52.636 | Nokia | Outdoor | EITC Passive Infrastructure | Greenfield | Outdoor Green field-du Owned | Du Solo | 60m Lattice Tower | 2G+3G+4G+5G | Flexi WCDMA/Flexi 2G | LTE-3CC |  | U900 F1-U900 F2-U2100 F2 | L800+L1800-F1+L1800-F2 | 1cc | 2003300 | 40 |  |  | n41 | 4 | 3 | [32 empty] | IIB | AUH-2913-CSG-IXR-E-1 | 60 | #N/A | from data base
AUH2915 | Site 8128 | WR | AUH2915 | AUH2915 | AUHL2915 | AUHNR2915 | On Air | On Air | On Air | On Air | 2011-07-07 15:30 | Permanent | 24.0378 | 52.4643 | Nokia | Outdoor | EITC Passive Infrastructure | Greenfield | Outdoor Green field-du Owned | Du Solo | 60m Lattice Tower | 2G+3G+4G+5G | Flexi WCDMA/Flexi 2G | LTE-3CC |  | U900 F1-U900 F2-U2100 F2 | L800+L1800-F1+L1800-F2 | 1cc | 2031500 | 56 |  |  | n41 | 4 | 3 | [32 empty] | IIB | AUH-2915-CSG-IXR-E-1 | 60 | #N/A | from data base
AUH2916 | Site 8129 | WR | AUH2916 | AUH2916 | AUHL2916 |  | On Air | On Air | On Air |  | 2011-07-07 15:30 | Permanent | 23.968 | 52.2642 | Nokia | Outdoor | EITC Passive Infrastructure | Greenfield | Outdoor Green field-du Owned | Du Solo | 60m Lattice Tower | 2G+3G+4G | Flexi WCDMA/Flexi 2G | LTE-4CC | 4T4R | U900 F1-U900 F2-U2100 F2 | L800+L1800-F1+L1800-F2+L2100 |  | 2003900 | 56 |  |  |  | 4 | [33 empty] | IIB | AUH-2916-PREAGG-SR7-1 | 60 | #N/A | from data base
AUH2918 | Site 8130 | WR | AUH2918 | AUH2918 | AUHL2918 | AUHNR2918 | On Air | On Air | On Air | On Air | 2011-07-07 15:30 | Permanent | 23.9577 | 51.8624 | Nokia | Outdoor | EITC Passive Infrastructure | Greenfield | Outdoor Green field-du Owned | Du Solo | 60m Lattice Tower | 2G+3G+4G+5G | Flexi WCDMA/Flexi 2G | LTE-3CC |  | U900 F1-U900 F2-U2100 F2 | L800+L1800-F1+L1800-F2 | 1cc | 2031600 | 25 |  |  | n41 | 3 | 3 | [32 empty] | IIB | AUH-2918-PREAGG-SR7-1 | 60 | #N/A | from data base
AUH2919 | Site 8131 | WR | AUH2919 | AUH2919 | AUHL2919 | AUHNR2919 | On Air | On Air | On Air | On Air | 2011-07-07 15:30 | Permanent | 24.0729 | 51.7678 | Nokia | Outdoor | EITC Passive Infrastructure | Greenfield | Outdoor Green field-du Owned | DU Solo | 60m Lattice Tower | 2G+3G+4G+5G | Flexi WCDMA/Flexi 2G | LTE-3CC |  | U900 F1-U900 F2-U2100 F2 | L800+L1800-F1+L1800-F2 | 1cc | 2031600 | 32 |  |  | n41 | 4 | 3 | [32 empty] | IIB | AUH-2919-CSG-SAR-8-1 | 60 | #N/A | from data base
AUH2920 | Site 8132 | WR | AUH2920 | AUH2920 | AUHL2920 | AUHNR2920 | On Air | On Air | On Air | On Air | 2011-07-07 15:30 | Permanent | 24.1314 | 51.6277 | Nokia | Outdoor | EITC Passive Infrastructure | Greenfield | Outdoor Green field-du Owned | Du Solo | 60m Lattice Tower | 2G+3G+4G+5G | Flexi WCDMA/Flexi 2G | LTE-5CC | 4T4R | U900 F1-U900 F2-U2100 F2 | L800+L1800-F1+L1800-F2+L2100+L700 | 1cc | 2031600 | 55 |  |  | n41 | 4 | 3 | [32 empty] | IIB | AUH-2920-CSG-IXR-E-1 | 60 | #N/A | from data base
AUH2921 | Site 8133 | WR | AUH2921 | AUH2921 | AUHL2921 | AUHNR2921 | On Air | On Air | On Air | On Air | 2011-08-25 15:30 | Permanent | 24.0183 | 54.4149 | Nokia | Outdoor | EITC Passive Infrastructure | Greenfield | Outdoor Green field-du Owned | Du Solo | 60m Lattice Tower | 2G+3G+4G+5G | Flexi WCDMA/Flexi 2G | LTE-3CC |  | U900 F1-U900 F2-U2100 F2 | L800+L1800-F1+L1800-F2 | 1cc | 2045000 | 56 |  |  | n41 | 3 | 3 | [32 empty] | IIB | AUH-2921-CSG-SAR-X-1 | 60 | #N/A | from data base
AUH2922 | Site 8134 | WR | AUH2922 | AUH2922 | AUHL2922 | AUHNR2922 | On Air | On Air | On Air | On Air | 2011-08-25 15:30 | Permanent | 23.8369 | 54.4079 | Nokia | Outdoor | EITC Passive Infrastructure | Greenfield | Outdoor Green field-du Owned | Du Solo | 60m Lattice Tower | 2G+3G+4G+5G | Flexi WCDMA/Flexi 2G | LTE-3CC |  | U900 F1-U900 F2-U2100 F2 | L800+L1800-F1+L1800-F2 | 1cc | 2045000 | 56 |  |  | n41 | 3 | 3 | [32 empty] | IIB | AUH-2922-CSG-SAR-X-1 | 60 | #N/A | from data base
AUH2924 | Site 8135 | WR | AUH2924 | AUH2924 | AUHL2924 | AUHNR2924 | On Air | On Air | On Air | On Air | 2011-07-14 16:30 | Permanent | 23.5088 | 54.3929 | Nokia | Outdoor | EITC Passive Infrastructure | Greenfield | Outdoor Green field-du Owned | Du Solo | 60m Lattice Tower | 2G+3G+4G+5G | Flexi WCDMA/Flexi 2G | LTE |  | U900 F1-U900 F2-U2100 F2 | L800 | 1cc | 2000001 | 56 |  |  | n41 | 6 | 3 | [32 empty] | IIB | AUH-2924-CSG-SAR-X-1 | 60 | #N/A | from data base
AUH2925 | Site 8136 | WR | AUH2925 | AUH2925 | AUHL2925 | AUHNR2925 | On Air | On Air | On Air | On Air | 2011-07-14 16:30 | Permanent | 23.3505 | 54.3909 | Nokia | Outdoor | EITC Passive Infrastructure | Greenfield | Outdoor Green field-du Owned | Du Solo | 60m Lattice Tower | 2G+3G+4G+5G | Flexi WCDMA/Flexi 2G | LTE |  | U900 F1-U900 F2-U2100 F2 | L800 | 1cc | 2000001 | 56 |  |  | n41 | 3 | 3 | [32 empty] | IIB | AUH-2925-PREAGG-SRa8-1 | 60 | #N/A | from data base
AUH2926 | Site 8137 | WR | AUH2926 | AUH2926 | AUHL2926 | AUHNR2926 | On Air | On Air | On Air | On Air | 2011-06-13 22:00 | Permanent | 23.2094 | 54.3571 | Nokia | Outdoor | EITC Passive Infrastructure | Greenfield | Outdoor Green field-du Owned | Du Solo | 60m Lattice Tower | 2G+3G+4G+5G | Flexi WCDMA/Flexi 2G | LTE-3CC |  | U900 F1-U900 F2-U2100 F2 | L800+L1800-F1+L1800-F2 | 1cc | 2000001 | 56 |  |  | n41 | 4 | 3 | [32 empty] | IIB | AUH-2926-CSG-SAR-8-1 | 60 | #N/A | from data base
AUH2927 | Site 8138 | WR | AUH2927 | AUH2927 | AUHL2927 | AUHNR2927 | On Air | On Air | On Air | On Air | 2011-07-14 16:30 | Permanent | 23.0765 | 54.3152 | Nokia | Outdoor | EITC Passive Infrastructure | Greenfield | Outdoor Green field-du Owned | Du Solo | 60m Lattice Tower | 2G+3G+4G+5G | Flexi WCDMA/Flexi 2G | LTE |  | U900 F1-U900 F2-U2100 F2 | L800 | 1cc | 2000001 | 56 |  |  | n41 | 3 | 3 | [32 empty] | IIB | AUH-2927-CSG-SAR-8-1 | 60 | #N/A | from data base
AUH2928 | Site 8139 | WR | AUH2928 | AUH2928 | AUHL2928 |  | On Air | On Air | On Air |  | 2011-06-19 | Permanent | 23.0286 | 54.1291 | Nokia | Outdoor | EITC Passive Infrastructure | Greenfield | Outdoor Green field-du Owned | Du Solo | 60m Lattice Tower | 2G+3G+4G | Flexi WCDMA/Flexi 2G | LTE-3CC |  | U900 F1-U900 F2-U2100 F2 | L800+L1800-F1+L1800-F2 |  | 2003500 | 56 |  |  |  | 3 | [33 empty] | IIB | AUH-2928-CSG-IXR-E-1 | 60 | #N/A | from data base
AUH2929 | Site 8140 | WR | AUH2929 | AUH2929 | AUHL2929 |  | On Air | On Air | On Air |  | 2011-07-07 15:30 | Permanent | 23.0644 | 54.0497 | Nokia | Outdoor | EITC Passive Infrastructure | Greenfield | Outdoor Green field-du Owned | Du Solo | 60m Lattice Tower | 2G+3G+4G | Flexi WCDMA/Flexi 2G | LTE-3CC |  | U900 F1-U900 F2-U2100 F2 | L800+L1800-F1+L1800-F2 |  | 2003500 | 56 |  |  |  | 3 | [33 empty] | IIB | AUH-2929-PREAGG-SRa8-1 | 60 | #N/A | from data base
AUH2930 | Site 8141 | WR | AUH2930 | AUH2930 | AUHL2930 | AUHNR2930 | On Air | On Air | On Air | On Air | 2011-07-07 15:30 | Permanent | 23.118 | 53.9941 | Nokia | Outdoor | EITC Passive Infrastructure | Greenfield | Outdoor Green field-du Owned | Du Solo | 60m Lattice Tower | 2G+3G+4G+5G | Flexi WCDMA/Flexi 2G | LTE-3CC |  | U900 F1-U900 F2-U2100 F2 | L800+L1800-F1+L1800-F2 | 1cc | 2003500 | 56 |  |  | n41 | 3 | 3 | [32 empty] | IIB | AUH-2930-CSG-SAR-X-1 | 60 | #N/A | from data base
AUH2931 | Site 8142 | WR | AUH2931 | AUH2931 | AUHL2931 | AUHNR2931 | On Air | On Air | On Air | On Air | 2011-07-14 16:30 | Permanent | 22.9441 | 54.2874 | Nokia | Outdoor | EITC Passive Infrastructure | Greenfield | Outdoor Green field-du Owned | Du Solo | 60m Lattice Tower | 2G+3G+4G+5G | Flexi WCDMA/Flexi 2G | LTE |  | U900 F1-U900 F2-U2100 F2 | L800 | 1cc | 2003500 | 58 |  |  | n41 | 3 | 3 | [32 empty] | IIB | AUH-2931-CSG-SAR-X-1 | 60 | #N/A | from data base
AUH2932 | Site 8143 | WR | AUH2932 | AUH2932 | AUHL2932 | AUHNR2932 | Locked | On Air | On Air | On Air | 2011-07-07 15:30 | Permanent | 23.138 | 53.9053 | Nokia | Outdoor | EITC Passive Infrastructure | Greenfield | Outdoor Green field-du Owned | Du Solo | 60m Lattice Tower | 2G+3G+4G+5G | Flexi WCDMA/Flexi 2G | LTE-3CC |  | U900 F1-U900 F2-U2100 F2 | L800+L1800-F1+L1800-F2 | 1cc | 2003500 | 56 |  |  | n41 | 3 | 3 | [32 empty] | IIB | AUH-2932-CSG-SAR-X-1 | 60 | #N/A | from data base
AUH2933 | Site 8144 | WR | AUH2933 | AUH2933 | AUHL2933 | AUHNR2933 | On Air | On Air | On Air | On Air | 2011-09-20 09:00 | Permanent | 23.1148 | 53.746 | Nokia | Outdoor | EITC Passive Infrastructure | Greenfield | Outdoor Green field-du Owned | Du Solo | 60m Lattice Tower | 2G+3G+4G+5G | Flexi WCDMA/Flexi 2G | LTE |  | U900 F1-U900 F2-U2100 F2 | L800 | 1cc | 2003500 | 56 |  |  | n41 | 4 | 3 | [32 empty] | IIB | AUH-2933-CSG-ASR920-LD-1 | 60 | #N/A | from data base
AUH2934 | Site 8145 | WR | AUH2934 | AUH2934 | AUHL2934 | AUHNR2934 | On Air | On Air | On Air | On Air | 2011-07-07 15:30 | Permanent | 23.1276 | 53.7994 | Nokia | Outdoor | EITC Passive Infrastructure | Greenfield | Outdoor Green field-du Owned | Du Solo | 60m Lattice Tower | 2G+3G+4G+5G | Flexi WCDMA/Flexi 2G | LTE-3CC |  | U900 F1-U900 F2-U2100 F2 | L800+L1800-F1+L1800-F2 | 1cc | 2003500 | 56 |  |  | n41 | 4 | 3 | [32 empty] | IIB | AUH-2934-PREAGG-SR7-1 | 60 | #N/A | from data base
AUH2935 | Site 8146 | WR | AUH2935 | AUH2935 | AUHL2935 | AUHNR2935 | On Air | On Air | On Air | On Air | 2011-07-07 15:30 | Permanent | 23.2736 | 53.7787 | Nokia | Outdoor | EITC Passive Infrastructure | Greenfield | Outdoor Green field-du Owned | Du Solo | 60m Lattice Tower | 2G+3G+4G+5G | Flexi WCDMA/Flexi 2G | LTE-3CC |  | U900 F1-U900 F2-U2100 F2 | L800+L1800-F1+L1800-F2 | 1cc | 2031200 | 56 |  |  | n41 | 3 | 3 | [32 empty] | IIB | AUH-2935-CSG-SAR-8-1 | 60 | #N/A | from data base
AUH2936 | Site 8147 | WR | AUH2936 | AUH2936 | AUHL2936 | AUHNR2936 | On Air | On Air | On Air | On Air | 2011-08-04 10:15 | Permanent | 23.4192 | 53.7594 | Nokia | Outdoor | EITC Passive Infrastructure | Greenfield | Outdoor Green field-du Owned | Du Solo | 60m Lattice Tower | 2G+3G+4G+5G | Flexi WCDMA/Flexi 2G | LTE-3CC |  | U900 F1-U900 F2-U2100 F2 | L800+L1800-F1+L1800-F2 | 1cc | 2031200 | 56 |  |  | n41 | 3 | 3 | [32 empty] | IIB | AUH-2936-CSG-SAR-8-1 | 60 | #N/A | from data base
AUH2937 | Site 8148 | WR | AUH2937 | AUH2937 | AUHL2937 | AUHNR2937 | Locked | On Air | On Air | On Air | 2011-07-14 16:30 | Permanent | 23.5409 | 53.7358 | Nokia | Outdoor | EITC Passive Infrastructure | Greenfield | Outdoor Green field-du Owned | Du Solo | 60m Lattice Tower | 2G+3G+4G+5G | Flexi WCDMA/Flexi 2G | LTE-3CC |  | U900 F1-U900 F2-U2100 F2 | L800+L1800-F1+L1800-F2 | 1cc | 2031200 | 56 |  |  | n41 | 3 | 3 | [32 empty] | IIB | AUH-2937-PREAGG-SR7-1 | 60 | #N/A | from data base
AUH2938 | Site 8149 | WR | AUH2938 | AUH2938 | AUHL2938 | AUHNR2938 | On Air | On Air | On Air | On Air | 2011-06-13 22:00 | Permanent | 23.6522 | 53.7144 | Nokia | Outdoor | EITC Passive Infrastructure | Greenfield | Outdoor Green field-du Owned | DU Solo | 60m Lattice Tower | 2G+3G+4G+5G | Flexi WCDMA/Flexi 2G | LTE-4CC |  | U900 F1-U900 F2-U2100 F2 | L800+L1800-F1+L1800-F2+L2100 | 1cc | 2031200 | 40 |  |  | n41 | 4 | 3 | [32 empty] | IIB | AUH-2938-CSG-SAR-8-1 | 60 | #N/A | from data base
AUH2939 | Site 8150 | WR | AUH2939 | AUH2939 | AUHL2939 |  | Locked | On Air | On Air |  | 2011-07-14 16:30 | Permanent | 23.7565 | 53.6474 | Nokia | Outdoor | EITC Passive Infrastructure | Greenfield | Outdoor Green field-du Owned | Du Solo | 60m Lattice Tower | 2G+3G+4G | Flexi WCDMA/Flexi 2G | LTE-3CC |  | U900 F1-U900 F2-U2100 F2 | L800+L1800-F1+L1800-F2 |  | 2031200 | 56 |  |  |  | 3 | [33 empty] | MW | 0 | 60 | #N/A | from data base
AUH2941 | Site 8151 | WR | AUH2941 | AUH2941 | AUHL2941 | AUHNR2941 | On Air | On Air | On Air | On Air | 2011-07-14 16:30 | Permanent | 23.7693 | 53.7731 | Nokia | Outdoor | EITC Passive Infrastructure | Greenfield | Outdoor Green field-du Owned | Du Solo | 60m Lattice Tower | 2G+3G+4G+5G | Flexi WCDMA/Flexi 2G | LTE |  | U900 F1-U900 F2-U2100 F2 | L800 | 1cc | 2031200 | 56 |  |  | n41 | 4 | 3 | [32 empty] | IIB | AUH-2941-CSG-IXR-E-1 | 60 | #N/A | from data base
AUH2942 | Site 8152 | WR | AUH2942 | AUH2942 | AUHL2942 |  | On Air | On Air | On Air |  | 2011-07-14 16:30 | Permanent | 23.8986 | 53.8613 | Nokia | Outdoor | EITC Passive Infrastructure | Greenfield | Outdoor Green field-du Owned | Du Solo | 60m Lattice Tower | 2G+3G+4G | Flexi WCDMA/Flexi 2G | LTE-3CC |  | U900 F1-U900 F2-U2100 F2 | L800+L1800-F1+L1800-F2 |  | 2000001 | 56 |  |  |  | 3 | [33 empty] | MW | 0 | 60 | #N/A | from data base
AUH2943 | Site 8153 | WR | AUH2943 | AUH2943 | AUHL2943 |  | On Air | On Air | On Air |  | 2013-08-05 | Permanent | 23.7269 | 53.8558 | Nokia | Outdoor | EITC Passive Infrastructure | Greenfield | Outdoor Green field-du Owned | Du Solo | 60m Lattice Tower | 2G+3G+4G | Flexi WCDMA/Flexi 2G | LTE-3CC |  | U900 F1-U900 F2-U2100 F2 | L800+L1800-F1+L1800-F2 |  | 2000001 | 60 |  |  |  | 3 | [33 empty] | MW | 0 | 60 | #N/A | from data base
AUH2944 | Site 8154 | WR | AUH2944 | AUH2944 | AUHL2944 | AUHNR2944 | On Air | On Air | On Air | On Air | 2012-12-31 | Permanent | 23.7809 | 54.0624 | Nokia | Outdoor | EITC Passive Infrastructure | Greenfield | Outdoor Green field-du Owned | Du Solo | 60m Lattice Tower | 2G+3G+4G+5G | Flexi WCDMA/Flexi 2G | LTE |  | U900 F1-U900 F2-U2100 F2 | L800 | 1cc | 2000001 | 50 |  |  | n41 | 6 | 3 | [32 empty] | MW | 0 | 60 | #N/A | from data base
AUH2945 | Site 8155 | WR | AUH2945 | AUH2945 | AUHL2945 | AUHNR2945 | On Air | On Air | On Air | On Air | 2013-01-01 | Permanent | 23.9278 | 54.1924 | Nokia | Outdoor | EITC Passive Infrastructure | Greenfield | Outdoor Green field-du Owned | Du Solo | 60m Lattice Tower | 2G+3G+4G+5G | Flexi WCDMA/Flexi 2G | LTE |  | U900 F1-U900 F2-U2100 F2 | L800 | 1cc | 2000001 | 50 |  |  | n41 | 6 | 3 | [32 empty] | MW | 0 | 60 | #N/A | from data base
AUH2946 | Site 8156 | WR | AUH2946 | AUH2946 | AUHL2946 |  | On Air | On Air | On Air |  | 2013-01-01 | Permanent | 23.76 | 54.2746 | Nokia | Outdoor | EITC Passive Infrastructure | Greenfield | Outdoor Green field-du Owned | Du Solo | 60m Lattice Tower | 2G+3G+4G | Flexi WCDMA/Flexi 2G | LTE |  | U900 F1-U900 F2-U2100 F2 | L800 |  | 2000001 | 50 |  |  |  | 6 | [33 empty] | MW | 0 | 60 | #N/A | from data base
AUH2947 | Site 8157 | WR | AUH2947 | AUH2947 | AUHL2947 |  | On Air | On Air | On Air |  | 2011-08-25 15:30 | Permanent | 23.1151 | 53.6854 | Nokia | Outdoor | EITC Passive Infrastructure | Greenfield | Outdoor Green field-du Owned | Du Solo | 60m Lattice Tower | 2G+3G+4G | Flexi WCDMA/Flexi 2G | LTE-3CC |  | U900 F1-U900 F2-U2100 F2 | L800+L1800-F1+L1800-F2 |  | 2003500 | 58 |  |  |  | 3 | [33 empty] | IIB | AUH-2947-CSG-ASR920-LD-1 | 60 | #N/A | from data base
AUH2948 | Site 8158 | WR | AUH2948 | AUH2948 | AUHL2948 | AUHNR2948 | On Air | On Air | On Air | On Air | 2011-08-25 15:30 | Permanent | 23.0891 | 53.609 | Nokia | Outdoor | EITC Passive Infrastructure | Greenfield | Outdoor Green field-du Owned | Du Solo | 60m Lattice Tower | 2G+3G+4G+5G | Flexi WCDMA/Flexi 2G | LTE |  | U900 F1-U900 F2-U2100 F2 | L800 | 1cc | 2003500 | 56 |  |  | n41 | 3 | 3 | [32 empty] | IIB | AUH-2948-CSG-ASR920-LD-1 | 60 | #N/A | from data base
AUH2949 | Site 8159 | WR | AUH2949 | AUH2949 | AUHL2949 | AUHNR2949 | On Air | On Air | On Air | On Air | 2011-06-19 | Permanent | 23.0404 | 53.527 | Nokia | Outdoor | EITC Passive Infrastructure | Greenfield | Outdoor Green field-du Owned | Du Solo | 60m Lattice Tower | 2G+3G+4G+5G | Flexi WCDMA/Flexi 2G | LTE-3CC |  | U900 F1-U900 F2-U2100 F2 | L800+L1800-F1+L1800-F2 | 1cc | 2003500 | 56 |  |  | n41 | 3 | 3 | [32 empty] | IIB | AUH-2949-CSG-ASR920-LD-1 | 60 | #N/A | from data base
AUH2954 | Site 8160 | WR | AUH2954 | AUH2954 | AUHL2954 |  | On Air | On Air | On Air |  | 2013-03-10 | Permanent | 23.7398 | 53.5211 | Nokia | Outdoor | Site Sharing | ETC Site Share | Outdoor Site Sharing-Etisalat Owned | SS Opex | Etisalat_Opex | 2G+3G+4G | Flexi WCDMA/Flexi 2G | LTE-2CC |  | U900 F1-U900 F2-U2100 F2 | L800+L1800-F1 |  | 2031200 | 35 |  |  |  | 6 | [33 empty] | IIB | AUH-2954-CSG-IXR-E-1 | 40 | LatticeTower | sharing site/ from data base
AUH2955 | Site 8161 | WR |  | AUH2955 | AUHL2955 |  |  | On Air | On Air |  | 2019-08-28 | Permanent | 23.5487 | 53.2968 | Nokia | Outdoor | Site Sharing | ETC Site Share | Outdoor Site Sharing-Etisalat Owned | SS Opex | Etisalat_Opex | 3G+4G | Flexi WCDMA | LTE |  | U900 F1-U900 F2 | L800 |  | 2031200 | 70 |  |  |  | 3 | [33 empty] | MW | 0 | 80 | LatticeTower | sharing site/ from data base
AUH2950 | Site 8162 | WR | AUH2950 | AUH2950 | AUHL2950 | AUHNR2950 | On Air | On Air | On Air | On Air | 2011-08-25 15:30 | Permanent | 22.9921 | 54.2135 | Nokia | Outdoor | EITC Passive Infrastructure | Greenfield | Outdoor Green field-du Owned | Du Solo | 60m Lattice Tower | 2G+3G+4G+5G | Flexi WCDMA/Flexi 2G | LTE-3CC |  | U900 F1-U900 F2-U2100 F2 | L800+L1800-F1+L1800-F2 | 1cc | 2003500 | 56 |  |  | n41 | 4 | 3 | [32 empty] | IIB | AUH-2950-CSG-SAR-8-1 | 60 | #N/A | from data base
AUH2951 | Site 8163 | WR | AUH2951 | AUH2951 | AUHL2951 |  | On Air | On Air | On Air |  | 2013-08-05 | Permanent | 23.0049 | 53.4653 | Nokia | Outdoor | EITC Passive Infrastructure | Greenfield | Outdoor Green field-du Owned | Du Solo | 60m Lattice Tower | 2G+3G+4G | Flexi WCDMA/Flexi 2G | LTE |  | U900 F1-U900 F2-U2100 F2 | L800 |  | 2003500 | 58 |  |  |  | 4 | [33 empty] | IIB | AUH-2951-CSG-ASR920-LD-1 | 60 | #N/A | from data base
AUH2952 | Site 8164 | WR | AUH2952 | AUH2952 | AUHL2952 | AUHNR2952 | On Air | On Air | On Air | On Air | 2013-01-11 | Permanent | 22.9614 | 53.4106 | Nokia | Outdoor | EITC Passive Infrastructure | Greenfield | Outdoor Green field-du Owned | Du Solo | 60m Lattice Tower | 2G+3G+4G+5G | Flexi WCDMA/Ultra 2G | LTE-3CC |  | U900 F1-U900 F2-U2100 F2 | L800+L1800-F1+L1800-F2 | 1cc | 2003500 | 58 |  |  | n41 | 4 | 3 | [32 empty] | IIB | AUH-2952-CSG-ASR920-LD-1 | 60 | #N/A | from data base
AUH2956 | Site 8165 | WR | AUH2956 | AUH2956 | AUHL2956 | AUHNR2956 | On Air | On Air | On Air | On Air | 2011-07-07 15:30 | Permanent | 23.9676 | 52.7849 | Nokia | Outdoor | EITC Passive Infrastructure | Greenfield | Outdoor Green field-du Owned | Du Solo | 60m Lattice Tower | 2G+3G+4G+5G | Flexi WCDMA/Flexi 2G | LTE-3CC |  | U900 F1-U900 F2-U2100 F2 | L800+L1800-F1+L1800-F2 | 1cc | 2003400 | 45 |  |  | n41 | 3 | 3 | [32 empty] | IIB | AUH-2956-CSG-IXR-E-1 | 60 | #N/A | from data base
AUH2957 | Site 8166 | WR | AUH2957 | AUH2957 | AUHL2957 | AUHNR2957 | On Air | On Air | On Air | On Air | 2011-07-07 15:30 | Permanent | 23.8435 | 52.8109 | Nokia | Outdoor | EITC Passive Infrastructure | Greenfield | Outdoor Green field-du Owned | Du Solo | 60m Lattice Tower | 2G+3G+4G+5G | Flexi WCDMA/Flexi 2G | LTE-4CC |  | U900 F1-U900 F2-U2100 F2 | L800+L1800-F1+L1800-F2+L2100 | 1cc | 2003400 | 45 |  |  | n41 | 3 | 3 | [32 empty] | IIB | AUH-2957-CSG-IXR-E-1 | 60 | #N/A | from data base
AUH2958 | Site 8167 | WR | AUH2958 | AUH2958 | AUHL2958 |  | On Air | On Air | On Air |  | 2011-07-07 15:30 | Permanent | 23.79 | 52.6829 | Nokia | Outdoor | EITC Passive Infrastructure | Greenfield | Outdoor Green field-du Owned | Du Solo | 60m Lattice Tower | 2G+3G+4G | Flexi WCDMA/Flexi 2G | LTE-3CC |  | U900 F1-U900 F2-U2100 F2 | L800+L1800-F1+L1800-F2 |  | 2003400 | 56 |  |  |  | 3 | [33 empty] | MW | 0 | 60 | #N/A | from data base
AUH2959 | Site 8168 | WR | AUH2959 | AUH2959 | AUHL2959 |  | On Air | On Air | On Air |  | 2011-07-07 15:30 | Permanent | 23.8484 | 52.4785 | Nokia | Outdoor | EITC Passive Infrastructure | Greenfield | Outdoor Green field-du Owned | Du Solo | 60m Lattice Tower | 2G+3G+4G | Flexi WCDMA/Flexi 2G | LTE |  | U900 F1-U900 F2-U2100 F2 | L800 |  | 2000001 | 56 |  |  |  | 3 | [33 empty] | MW | 0 | 60 | #N/A | from data base
AUH2963 | Site 8169 | WR | AUH2963 | AUH2963 | AUHL2963 | AUHNR2963 | On Air | On Air | On Air | On Air | 2012-08-28 | Permanent | 24.0695 | 53.4679 | Nokia | Outdoor | Site Sharing | ETC Site Share | Outdoor Site Sharing-Etisalat Owned | SS Opex | Etisalat_Opex | 2G+3G+4G+5G | Flexi WCDMA/Flexi 2G | LTE |  | U900 F1-U900 F2-U2100 F2 | L800 | 1cc | 2003800 | 35 |  |  | n41 | 3 | 3 | [32 empty] | IIB | AUH-2963-CSG-ASR920-LD-1 | 40 | LatticeTower | sharing site/ from data base
AUH2960 | Site 8170 | WR | AUH2960 | AUH2960 | AUHL2960 | AUHNR2960 | On Air | On Air | On Air | On Air | 2011-07-07 15:30 | Permanent | 24.1096 | 52.8599 | Nokia | Outdoor | EITC Passive Infrastructure | Greenfield | Outdoor Green field-du Owned | Du Solo | 60m Lattice Tower | 2G+3G+4G+5G | Flexi WCDMA/Flexi 2G | LTE-3CC |  | U900 F1-U900 F2-U2100 F2 | L800+L1800-F1+L1800-F2 | 1cc | 2003100 | 55 |  |  | n41 | 3 | 3 | [32 empty] | IIB | AUH-2960-CSG-SAR-X-1 | 60 | #N/A | from data base
AUH2961 | Site 8171 | WR | AUH2961 | AUH2961 | AUHL2961 | AUHNR2961 | On Air | On Air | On Air | On Air | 2012-12-10 | Permanent | 23.524 | 52.9965 | Nokia | Outdoor | EITC Passive Infrastructure | Greenfield | Outdoor Green field-du Owned | Du Solo | 70m Lattice Tower | 2G+3G+4G+5G | Flexi WCDMA/Flexi 2G | LTE-2CC |  | U900 F1-U900 F2 | L800+L2100 | 1cc | 2003400 | 65 |  |  | n41 | 3 | 3 | [32 empty] | MW | 0 | 70 | #N/A | from data base
AUH2962 | Site 8172 | WR | AUH2962 | AUH2962 | AUHL2962 | AUHNR2962 | On Air | On Air | On Air | On Air | 2012-12-10 | Permanent | 23.7002 | 52.9079 | Nokia | Outdoor | EITC Passive Infrastructure | Greenfield | Outdoor Green field-du Owned | Du Solo | 60m Lattice Tower | 2G+3G+4G+5G | Flexi WCDMA/Flexi 2G | LTE-3CC |  | U900 F1-U900 F2-U2100 F2 | L800+L1800-F1+L1800-F2 | 1cc | 2003400 | 53 |  |  | n41 | 3 | 3 | [32 empty] | IIB | AUH-2962-PREAGG-SR7-1 | 60 | #N/A | from data base
AUH2968 | Site 8173 | WR | AUH2968 | AUH2968 | AUHL2968 |  | On Air | On Air | On Air |  | 2013-04-09 | Permanent | 23.7865 | 52.5683 | Nokia | Outdoor | Site Sharing | ETC Site Share | Outdoor Site Sharing-Etisalat Owned | SS Opex | Etisalat_Opex | 2G+3G+4G | Flexi WCDMA/Flexi 2G | LTE |  | U2100 F2 | L800 |  | 2031000 | 50 |  |  |  | 6 | [33 empty] | MW | 0 | 80 | LatticeTower | sharing site/ from data base
AUH2969 | Site 8174 | WR | AUH2969 | AUH2969 | AUHL2969 |  | On Air | On Air | On Air |  | 2013-01-14 | Permanent | 24.1793 | 52.572 | Nokia | Outdoor | Site Sharing | ETC Site Share | Outdoor Site Sharing-Etisalat Owned | SS Opex | Etisalat_Opex | 2G+3G+4G | Flexi WCDMA/Flexi 2G | LTE-3CC |  | U900 F1-U900 F2-U2100 F2 | L800+L1800-F1+L1800-F2 |  | 2003300 | 60 |  |  |  | 4 | [33 empty] | MW | 0 | 60 | LatticeTower | sharing site/ from data base
AUH2970 | Site 8175 | WR | AUH2970 | AUH2970 | AUHL2970 | AUHNR2970 | On Air | On Air | On Air | On Air | 2012-08-29 | Permanent | 23.8877 | 52.7965 | Nokia | Outdoor | Site Sharing | ETC Site Share | Outdoor Site Sharing-Etisalat Owned | SS Opex | Etisalat_Opex | 2G+3G+4G+5G | Flexi WCDMA/Flexi 2G | LTE |  | U900 F1-U900 F2-U2100 F2 | L800 | 1cc | 2003400 | 40 |  |  | n41 | 3 | 3 | [32 empty] | IIB | AUH-2970-CSG-IXR-E-1 | 50 | LatticeTower | sharing site/ from data base
AUH2971 | Site 8176 | WR | AUH2971 | AUH2971 | AUHL2971 |  | Locked | On Air | On Air |  | 2015-01-28 | Permanent | 24.1136 | 53.435 | Nokia | Outdoor | Site Sharing | ETC Site Share | Outdoor Site Sharing-Etisalat Owned | SS Opex | Etisalat_Opex | 2G+3G+4G | Flexi WCDMA/Flexi 2G | LTE |  | U900 F1-U900 F2-U2100 F2 | L800 |  | 2003800 | 35 |  |  |  | 4 | [33 empty] | MW | 0 | 35 | LatticeTower | sharing site/ from data base
AUH2964 | Site 8177 | WR | AUH2964 | AUH2964 | AUHL2964 | AUHNR2964 | On Air | On Air | On Air | On Air | 2012-08-14 | Permanent | 23.347 | 53.1158 | Nokia | Outdoor | EITC Passive Infrastructure | Greenfield | Outdoor Green field-du Owned | Du Solo | 90m Lattice Tower | 2G+3G+4G+5G | Flexi WCDMA/Flexi 2G | LTE-2CC |  | U900 F1-U900 F2 | L800+L2100 | 1cc | 2000001 | 70 |  |  | n41 | 6 | 3 | [32 empty] | MW | 0 | 90 | #N/A | from data base
AUH2965 | Site 8178 | WR | AUH2965 | AUH2965 | AUHL2965 |  | Locked | On Air | On Air |  | 2012-08-15 | Permanent | 23.209 | 53.1895 | Nokia | Outdoor | EITC Passive Infrastructure | Greenfield | Outdoor Green field-du Owned | Du Solo | 90m Lattice Tower | 2G+3G+4G | Flexi WCDMA/Flexi 2G | LTE-2CC |  | U900 F1-U900 F2 | L800+L2100 |  | 2000001 | 70 |  |  |  | 3 | [33 empty] | MW | 0 | 90 | #N/A | from data base
AUH2966 | Site 8179 | WR | AUH2966 | AUH2966 | AUHL2966 | AUHNR2966 | On Air | On Air | On Air | On Air | 2012-11-19 | Permanent | 23.0965 | 53.3392 | Nokia | Outdoor | EITC Passive Infrastructure | Greenfield | Outdoor Green field-du Owned | Du Solo | 90m Lattice Tower | 2G+3G+4G+5G | Flexi WCDMA/Flexi 2G | LTE |  | U900 F1-U900 F2-U2100 F2 | L800 | 1cc | 2000001 | 70 |  |  | n41 | 4 | 3 | [32 empty] | MW | 0 | 90 | #N/A | from data base
AUH2977 | Site 8180 | WR | AUH2977 | AUH2977 | AUHL2977 |  | Locked | On Air | On Air |  | 2013-12-02 | Permanent | 24.3188 | 54.1453 | Nokia | Outdoor | Site Sharing | ETC Site Share | Outdoor Site Sharing-Etisalat Owned | SS Opex | Etisalat_Opex | 2G+3G+4G | Flexi WCDMA/Flexi 2G | LTE |  | U2100 F2 | L800 |  | 2042100 | 60 |  |  |  | 4 | [33 empty] | MW | 0 | 80 | LatticeTower | sharing site/ from data base
AUH2972 | Site 8181 | WR | AUH2972 | AUH2972 | AUHL2972 | AUHNR2972 | On Air | On Air | On Air | On Air | 2012-08-16 | Permanent | 24.055 | 52.7552 | Nokia | Outdoor | EITC Passive Infrastructure | Greenfield | Outdoor Green field-du Owned | Du Solo | 40m Monopole | 2G+3G+4G+5G | Flexi WCDMA/Flexi 2G | LTE-3CC |  | U900 F1-U900 F2-U2100 F2 | L800+L1800-F1+L1800-F2 | 1cc | 2003400 | 38 |  |  | n41 | 3 | 3 | [32 empty] | IIB | AUH-2972-CSG-SAR-X-1 | 40 | #N/A | from data base
AUH2982 | Site 8182 | WR |  | AUH2982 | AUHL2982 |  |  | On Air | On Air |  | 2021-01-06 | Permanent | 24.1427 | 53.1558 | Nokia | Outdoor | Site Sharing | ETC Site Share | Outdoor Site Sharing-Etisalat Owned | SS Opex | Etisalat_Opex | 3G+4G | AirScale | LTE |  | U900 F1-U900 F2 | L800 |  | 2003100 | 85 |  |  |  | 3 | [33 empty] | MW | 0 | 90 | LatticeTower | sharing site/ from data base
AUH2974 | Site 8183 | WR |  | AUH2974 | AUHL2974 | AUHNR2974 |  | On Air | On Air | On Air | 2016-12-19 | Permanent | 23.0432 | 53.7608 | Nokia | Outdoor | EITC Passive Infrastructure | Greenfield | Outdoor Green field-du Owned | Du Solo | Green Field | 3G+4G+5G | Flexi WCDMA | LTE |  | U900 F1-U900 F2 | L800 | 1cc | 2000001 | 90 |  |  | n41 | 4 | 3 | [32 empty] | IIB | AUH-2974-CSG-N540-LD-1 | 90 | #N/A | from data base
AUH2975 | Site 8184 | WR | AUH2975 | AUH2975 | AUHL2975 |  | On Air | On Air | On Air |  | 2013-08-01 | Permanent | 23.0849 | 53.6502 | Nokia | Outdoor | EITC Passive Infrastructure | Greenfield | Outdoor Green field-du Owned | Du Solo | 45m Lattice Tower | 2G+3G+4G | Flexi WCDMA/Flexi 2G | LTE |  | U900 F1-U900 F2-U2100 F2 | L800 |  | 2003500 | 43 |  |  |  | 7 | [33 empty] | IIB | AUH-2975-CSG-ASR920-LD-1 | 45 | #N/A | from data base
AUH2986 | Site 8185 | WR | AUH2986 | AUH2986 | AUHL2986 | AUHNR2986 | On Air | On Air | On Air | On Air | 2014-11-26 | Permanent | 23.6109 | 53.7057 | Nokia | Outdoor | Site Sharing | ETC Site Share | Outdoor Site Sharing-Etisalat Owned | SS Opex | Etisalat_Opex | 2G+3G+4G+5G | Flexi WCDMA/Multiradio 2G | LTE-3CC |  | U900 F1-U900 F2-U2100 F2 | L800+L1800-F1+L1800-F2 | 1cc | 2031200 | 35 |  |  | n41 | 4 | 3 | [32 empty] | IIB | AUH-2986-CSG-IXR-E-1 | 30 | Monopole | sharing site/ from data base
AUH2987 | Site 8186 | WR | AUH2987 | AUH2987 | AUHL2987 |  | On Air | On Air | On Air |  | 2012-10-21 | Permanent | 23.9166 | 53.6577 | Nokia | Outdoor | Site Sharing | ETC Site Share | Outdoor Site Sharing-Etisalat Owned | SS Opex | Etisalat_Opex | 2G+3G+4G | Flexi WCDMA/Flexi 2G | LTE |  | U900 F1-U900 F2-U2100 F2 | L800 |  | 2000001 | 40 |  |  |  | 3 | [33 empty] | MW | 0 | 80 | LatticeTower | sharing site/ from data base
AUH2979 | Site 8187 | WR | AUH2979 | AUH2979 | AUHL2979 |  | On Air | On Air | On Air |  | 2015-09-14 | Permanent | 23.262 | 54.3075 | Nokia | Outdoor | EITC Passive Infrastructure | Greenfield | Outdoor Green field-du Owned | Du Solo | 45m Lattice Tower | 2G+3G+4G | Flexi WCDMA/Multiradio 2G | LTE-5CC | 4T4R | U900 F1-U900 F2-U2100 F2 | L800+L1800-F1+L1800-F2+L2100+L700 |  | 2003500 | 43.5 |  |  |  | 3 | [33 empty] | IIB | AUH-2979-CSG-ASR920-LD-1 | 45 | #N/A | from data base
AUH2983 | Site 8188 | WR | AUH2983 | AUH2983 | AUHL2983 | AUHNR2983 | On Air | On Air | On Air | On Air | 2012-11-12 | Permanent | 23.6681 | 53.7548 | Nokia | Outdoor | EITC Passive Infrastructure | Greenfield | Outdoor Green field-du Owned | DU Solo | 40m Monopole | 2G+3G+4G+5G | Flexi WCDMA/Flexi 2G | LTE-4CC | 4T4R | U900 F1-U900 F2-U2100 F2 | L800+L1800-F1+L1800-F2+L2100 | 1cc | 2031200 | 38 |  |  | n41 | 3 | 3 | [32 empty] | MW | 0 | 40 | #N/A | from data base
AUH2995 | Site 8189 | WR |  | AUH2995 | AUHL2995 |  |  | On Air | On Air |  | 2018-03-26 | Permanent | 24.8825 | 53.069 | Nokia | Outdoor | Site Sharing | ETC Site Share | Outdoor Site Sharing-Etisalat Owned | SS Opex | Etisalat_Opex | 3G+4G | Flexi WCDMA | LTE |  | U900 F1-U900 F2 | L800 |  | 2000002 | 40 |  |  |  | 4 | [33 empty] | VSAT | 0 | 80 | LatticeTower | sharing site/ from data base
AUH2985 | Site 8190 | WR | AUH2985 | AUH2985 | AUHL2985 | AUHNR2985 | On Air | On Air | On Air | On Air | 2012-08-28 | Permanent | 23.6525 | 53.69 | Nokia | Outdoor | EITC Passive Infrastructure | Greenfield | Outdoor Green field-du Owned | Du Solo | 40m Monopole | 2G+3G+4G+5G | Flexi WCDMA/Flexi 2G | LTE-3CC |  | U900 F1-U900 F2-U2100 F2 | L800+L1800-F1+L1800-F2 | 1cc | 2031200 | 39 |  |  | n41 | 3 | 3 | [32 empty] | IIB | AUH-2985-CSG-ASR920-LD-1 | 40 | #N/A | from data base
AUH2989 | Site 8191 | WR |  | AUH2989 | AUHL2989 |  |  | On Air | On Air |  | 2019-08-28 | Permanent | 23.6023 | 53.3934 | Nokia | Outdoor | EITC Passive Infrastructure | Greenfield | Outdoor Green field-du Owned | Du Solo | Green Field | 3G+4G | Flexi WCDMA | LTE-3CC |  | U900 F1-U900 F2 | L800+L1800-F1+L1800-F2 |  | 2031200 | 60 |  |  |  | 3 | [33 empty] | MW | 0 | 60 | #N/A | from data base
AUH2992 | Site 8192 | WR | AUH2992 | AUH2992 | AUHL2992 |  | On Air | On Air | On Air |  | 2012-07-31 | Permanent | 23.8759 | 53.839 | Nokia | Outdoor | EITC Passive Infrastructure | Greenfield | Outdoor Green field-du Owned | Du Solo | 30m RDU | 2G+3G+4G | Flexi WCDMA/Flexi 2G | LTE-3CC |  | U900 F1-U900 F2-U2100 F2 | L800+L1800-F1+L1800-F2 |  | 2000001 | 30 |  |  |  | 3 | [33 empty] | IIB | AUH-2992-CSG-IXR-E-1 | 30 | #N/A | from data base
AUH3011 | Site 8193 | WR | AUH3011 | AUH3011 | AUHL3011 |  | On Air | On Air | On Air |  | 2015-02-11 | Permanent | 23.5629 | 53.7554 | Nokia | Outdoor | Site Sharing | ETC Site Share | Outdoor Site Sharing-Etisalat Owned | SS Opex | Etisalat_Opex | 2G+3G+4G | Flexi WCDMA/Multiradio 2G | LTE-4CC |  | U900 F1-U900 F2-U2100 F2 | L800+L1800-F1+L1800-F2+L2100 |  | 2031200 | 35 |  |  |  | 6 | [33 empty] | IIB | AUH-3011-CSG-IXR-E-1 | 40 | LatticeTower | sharing site/ from data base
AUH2998 | Site 8194 | WR | AUH2998 | AUH2998 | AUHL2998 | AUHNR2998 | On Air | On Air | On Air | On Air | 2012-08-28 | Permanent | 24.1487 | 54.4298 | Nokia | Outdoor | EITC Passive Infrastructure | Greenfield | Outdoor Green field-du Owned | Du Solo | 30m Monopole | 2G+3G+4G+5G | Flexi WCDMA/Flexi 2G | LTE-4CC |  | U900 F1-U900 F2 | L800+L1800-F1+L1800-F2+L2100 | 2cc | 2042200 | 28 |  |  | n78 | 3 | 3 | [32 empty] | IIB | AUH-2998-CSG-SAR-X-1 | 30 | #N/A | from data base
AUH2999 | Site 8195 | WR | AUH2999 | AUH2999 | AUHL2999 | AUHNR2999 | On Air | On Air | On Air | On Air | 2013-07-29 | Permanent | 24.1536 | 54.4301 | Nokia | Outdoor | EITC Passive Infrastructure | Greenfield | Outdoor Green field-du Owned | Du Solo | 30m RDU | 2G+3G+4G+5G | Flexi WCDMA/Flexi 2G | LTE-4CC | 4T4R | U900 F1-U900 F2 | L800+L1800-F1+L1800-F2+L2100 | 1cc | 2042200 | 28 |  |  | n41 | 3 | 3 | [32 empty] | IIB | AUH-2999-CSG-SAR-8-1 | 30 | #N/A | from data base
AUH3116 | Site 8196 | WR | AUH3116 | AUH3116 | AUHL3116 | AUHNR3116 | On Air | On Air | On Air | On Air | 2014-01-19 | Permanent | 23.6508 | 53.8022 | Nokia | Outdoor | EITC Passive Infrastructure | Greenfield | Outdoor Green field-du Owned | Du Solo | 40m Monopole | 2G+3G+4G+5G | Flexi WCDMA/Flexi 2G | LTE-3CC |  | U900 F1-U900 F2-U2100 F2 | L800+L1800-F1+L1800-F2 | 1cc | 2031200 | 38.5 |  |  | n41 | 3 | 3 | [32 empty] | MW | 0 | 40 | #N/A | from data base
AUH3145 | Site 8197 | WR | AUH3145 | AUH3145 | AUHL3145 |  | On Air | On Air | On Air |  | 2014-11-01 | Permanent | 24.0852 | 52.6854 | Nokia | Outdoor | Site Sharing | ETC Site Share | Outdoor Site Sharing-Etisalat Owned | SS Opex | Etisalat_Opex | 2G+3G+4G | Flexi WCDMA/Flexi 2G | LTE |  | U900 F1-U900 F2-U2100 F2 | L800 |  | 2003100 | 40 |  |  |  | 7 | [33 empty] | IIB | AUH-3145-CSG-IXR-E-1 | 60 | LatticeTower | sharing site/ from data base
AUH3144 | Site 8198 | WR | AUH3144 | AUH3144 | AUHL3144 | AUHNR3144 | On Air | On Air | On Air | On Air | 2014-10-30 | Permanent | 24.0811 | 52.663 | Nokia | Outdoor | EITC Passive Infrastructure | Greenfield | Outdoor Green field-du Owned | Du Solo | 30m Palm Tree | 2G+3G+4G+5G | Flexi WCDMA/Flexi 2G | LTE-3CC |  | U900 F1-U900 F2-U2100 F2 | L800+L1800-F1+L1800-F2 | 1cc | 2003100 | 28.5 |  |  | n41 | 4 | 3 | [32 empty] | IIB | AUH-3144-CSG-IXR-E-1 | 30 | #N/A | from data base
AUH3146 | Site 8199 | WR | AUH3146 | AUH3146 | AUHL3146 | AUHNR3146 | Locked | On Air | On Air | On Air | 2016-03-21 | Permanent | 24.1573 | 54.3472 | Nokia | Outdoor | EITC Passive Infrastructure | Greenfield | Outdoor Green field-du Owned | Du Solo | 60m Lattice Tower | 2G+3G+4G+5G | Flexi WCDMA/Flexi 2G | LTE |  | U900 F1-U900 F2-U2100 F2 | L800 | 1cc | 2045000 | 56.5 |  |  | n41 | 3 | 3 | [32 empty] | IIB | AUH-3146-CSG-SAR-X-1 | 60 | #N/A | from data base
AUH3147 | Site 8200 | WR | AUH3147 | AUH3147 | AUHL3147 | AUHNR3147 | Locked | On Air | On Air | On Air | 2019-03-12 | Permanent | 24.1062 | 52.6705 | Nokia | Outdoor | EITC Passive Infrastructure | Greenfield | Outdoor Green field-du Owned | Du Solo | RDU | 2G+3G+4G+5G | MultiRadio 2G | LTE-3CC |  | U900 F1-U900 F2-U2100 F2 | L800+L1800-F1+L1800-F2 | 1cc | 2003100 | 35 |  |  | n41 | 3 | 3 | [32 empty] | MW | 0 | 35 | #N/A | from data base
AUH3148 | Site 8201 | WR | AUH3148 | AUH3148 | AUHL3148 | AUHNR3148 | On Air | On Air | On Air | On Air | 2015-09-20 | Permanent | 23.9084 | 52.7964 | Nokia | Outdoor | EITC Passive Infrastructure | Greenfield | Outdoor Green field-du Owned | Du Solo | 40m Monopole | 2G+3G+4G+5G | Flexi WCDMA/Multiradio 2G | LTE-3CC |  | U900 F1-U900 F2-U2100 F2 | L800+L1800-F1+L1800-F2 | 1cc | 2003400 | 38.5 |  |  | n41 | 4 | 3 | [32 empty] | IIB | AUH-3148-CSG-SAR-X-1 | 40 | #N/A | from data base
AUH3159 | Site 8202 | WR | AUH3159 | AUH3159 | AUHL3159 |  | On Air | On Air | On Air |  | 2015-05-21 | Permanent | 24.1351 | 53.2749 | Nokia | Outdoor | EITC Passive Infrastructure | Greenfield | Outdoor Green field-du Owned | Du Solo | 60m Lattice Tower | 2G+3G+4G | Flexi WCDMA/Flexi 2G | LTE |  | U900 F1-U900 F2-U2100 F2 | L800 |  | 2031100 | 58.5 |  |  |  | 6 | [33 empty] | MW | 0 | 60 | #N/A | from data base
AUH3184 | Site 8203 | WR | AUH3184 | AUH3184 | AUHL3184 | AUHNR3184 | Locked | On Air | On Air | On Air | 2014-11-01 | Permanent | 24.0438 | 52.6234 | Nokia | Outdoor | Site Sharing | ETC Site Share | Outdoor Site Sharing-Etisalat Owned | SS Opex | Etisalat_Opex | 2G+3G+4G+5G | Flexi WCDMA/Multiradio 2G | LTE-3CC |  | U900 F1-U900 F2-U2100 F2 | L800+L1800-F1+L1800-F2 | 1cc | 2003400 | 60 |  |  | n41 | 6 | 3 | [32 empty] | IIB | AUH-3184-CSG-IXR-E-1 | 60 | LatticeTower | sharing site/ from data base
AUH3179 | Site 8204 | WR | AUH3179 | AUH3179 | AUHL3179 | AUHNR3179 | On Air | On Air | On Air | On Air | 2015-05-25 | Permanent | 24.1224 | 54.1641 | Nokia | Outdoor | EITC Passive Infrastructure | Greenfield | Outdoor Green field-du Owned | Du Solo | 60m Lattice Tower | 2G+3G+4G+5G | Flexi WCDMA/Multiradio 2G | LTE |  | U900 F1-U900 F2-U2100 F2 | L800 | 1cc | 2045000 | 58.5 |  |  | n41 | 3 | 3 | [32 empty] | IIB | AUH-3179-CSG-SAR-X-1 | 60 | #N/A | from data base
AUH3191 | Site 8205 | WR | AUH3191 | AUH3191 | AUHL3191 | AUHNR3191 | On Air | On Air | On Air | On Air | 2017-02-28 | Permanent | 24.0727 | 52.6472 | Nokia | Outdoor | EITC Passive Infrastructure | Rooftop | RT-du Owned | Du Solo | Rooftop | 2G+3G+4G+5G | Flexi WCDMA/Multiradio 2G | LTE-3CC |  | U900 F1-U900 F2-U2100 F2 | L800+L1800-F1+L1800-F2 | 1cc | 2003100 | 45 |  |  | n41 | 4 | 3 | [32 empty] | IIB | AUH-3191-CSG-IXR-E-1 | 3 | #N/A | Rooftop
AUH3222 | Site 8206 | WR | AUH3222 | AUH3222 | AUHL3222 |  | On Air | On Air | On Air |  | 2016-12-29 | Permanent | 23.9152 | 53.6994 | Nokia | Outdoor | Site Sharing | ETC Site Share | Outdoor Site Sharing-Etisalat Owned | SS Opex | Etisalat_Opex | 2G+3G+4G | Flexi WCDMA/MultiRadio 2G | LTE-3CC |  | U900 F1-U900 F2-U2100 F2 | L800+L1800-F1+L1800-F2 |  | 2000001 | 36 |  |  |  | 4 | [33 empty] | MW | 0 | 40 | Monopole | sharing site/ from data base
AUH3231 | Site 8207 | WR | AUH3231 | AUH3231 | AUHL3231 | AUHNR3231 | On Air | On Air | On Air | On Air | 2014-10-30 | Permanent | 24.0721 | 52.653 | Nokia | Outdoor | EITC Passive Infrastructure | Rooftop | RT-du Owned | Du Solo | Rooftop | 2G+3G+4G+5G | Flexi WCDMA/Multiradio 2G | LTE-3CC |  | U900 F1-U900 F2-U2100 F2 | L800+L1800-F1+L1800-F2 | 1cc | 2003100 | 30 |  |  | n41 | 3 | 3 | [32 empty] | IIB | AUH-3231-CSG-IXR-E-1 | 3 | #N/A | Rooftop
AUH3240 | Site 8208 | WR |  | AUH3240 | AUHL3240 |  |  | On Air | On Air |  | 2022-02-21 | Permanent | 24.1208 | 52.6855 | Nokia | Outdoor | EITC Passive Infrastructure | Greenfield | Outdoor Taawn-du Lead | Du Capex | Du Capex | 3G+4G | AirScale | LTE-3CC |  | U900 F1-U900 F2-U2100 F2 | L800+L1800-F1+L1800-F2 |  | 2003100 | 40 |  |  |  | 4 | [33 empty] | MW | 0 | 40 | 40m-HD-MP | confirmed
AUH3234 | Site 8209 | WR |  | AUH3234 | AUHL3234 | AUHNR3234 |  | On Air | On Air | On Air | 2017-04-11 | Permanent | 23.6555 | 53.7208 | Nokia | Outdoor | EITC Passive Infrastructure | Greenfield | Outdoor Green field-du Owned | Du Solo | Green Field | 3G+4G+5G | Flexi WCDMA | LTE-3CC |  | U900 F1-U900 F2-U2100 F2 | L800+L1800-F1+L1800-F2 | 1cc | 2031200 | 29 |  |  | n41 | 3 | 3 | [32 empty] | IIB | AUH-3234-CSG-IXR-E-1 | 35 | #N/A | from data base
AUH3235 | Site 8210 | WR |  | AUH3235 | AUHL3235 | AUHNR3235 |  | On Air | On Air | On Air | 2017-07-30 | Permanent | 23.6571 | 53.7066 | Nokia | Outdoor | EITC Passive Infrastructure | Greenfield | Outdoor Green field-du Owned | Du Solo | Green Field | 3G+4G+5G | Flexi WCDMA | LTE-4CC |  | U900 F1-U900 F2-U2100 F2 | L800+L1800-F1+L1800-F2+L2100 | 1cc | 2031200 | 30 |  |  | n41 | 6 | 3 | [32 empty] | IIB | AUH-3235-CSG-ASR920-LD-1 | 35 | #N/A | from data base
AUH3238 | Site 8211 | WR |  | AUH3238 | AUHL3238 | AUHNR3238 |  | On Air | On Air | On Air | 2016-11-23 | Permanent | 24.152 | 54.4329 | Nokia | Outdoor | EITC Passive Infrastructure | Greenfield | Outdoor Green field-du Owned | Du Solo | Green Field | 3G+4G+5G | Flexi WCDMA | LTE-4CC |  | U900 F1-U900 F2 | L800+L1800-F1+L1800-F2+L2100 | 2cc | 2042200 | 30 |  |  | n78 | 3 | 3 | [32 empty] | IIB | Passive to AUH-2999-CSG-SAR-8-1 | 30 | #N/A | from data base
AUH3249 | Site 8212 | WR |  | AUH3249 | AUHL3249 |  |  | On Air | On Air |  | 2019-12-15 | Permanent | 24.0657 | 52.8215 | Nokia | Outdoor | EITC Passive Infrastructure | Greenfield | Outdoor Green field-du Owned | Du Solo | Green Field | 3G+4G | Flexi WCDMA | LTE |  | U900 F1-U900 F2 | L800 |  | 2003100 | 45 |  |  |  | 3 | [33 empty] | MW | 0 | 45 | #N/A | from data base
AUH3280 | Site 8213 | WR | AUH3280 | AUH3280 | AUHL3280 |  | Locked | On Air | On Air |  | 2014-11-22 | Permanent | 22.9611 | 54.1429 | Nokia | Outdoor | Site Sharing | ETC Site Share | Outdoor Site Sharing-Etisalat Owned | SS Opex | Etisalat_Opex | 2G+3G+4G | Flexi WCDMA/Multiradio 2G | LTE |  | U900 F1-U900 F2-U2100 F2 | L800 |  | 2000001 | 30 |  |  |  | 4 | [33 empty] | IIB | AUH-3280-CSG-ASR920-LD-1 | 120 | LatticeTower | sharing site/ from data base
AUH3285 | Site 8214 | WR |  | AUH3285 | AUHL3285 |  |  | On Air | On Air |  | 2019-08-28 | Permanent | 23.6974 | 53.2908 | Nokia | Outdoor | Site Sharing | ETC Site Share | Outdoor Site Sharing-Etisalat Owned | SS Opex | Etisalat_Opex | 3G+4G | Flexi WCDMA | LTE |  | U900 F1-U900 F2 | L800 |  | 2000001 | 80 |  |  |  | 3 | [33 empty] | IIB | AUH-3285-CSG-SAR-X-1 | 90 | LatticeTower | sharing site/ from data base
AUH3286 | Site 8215 | WR |  | AUH3286 | AUHL3286 |  |  | On Air | On Air |  | 2019-08-28 | Permanent | 23.7138 | 53.1211 | Nokia | Outdoor | Site Sharing | ETC Site Share | Outdoor Site Sharing-Etisalat Owned | SS Opex | Etisalat_Opex | 3G+4G | Flexi WCDMA | LTE |  | U900 F1-U900 F2 | L800 |  | 2000001 | 80 |  |  |  | 3 | [33 empty] | IIB | AUH-3286-CSG-SAR-X-1 | 90 | LatticeTower | sharing site/ from data base
AUH2287 | Site 8216 | WR | AUH2287 | AUH2287 | AUHL3287 |  | On Air | On Air | On Air |  | 2015-12-15 | Permanent | 24.4888 | 52.32 | Nokia | Outdoor | Site Sharing | ETC Site Share | Outdoor Site Sharing-Etisalat Owned | SS Opex | Etisalat_Opex | 2G+3G+4G | Flexi WCDMA/Ultra 2G | LTE |  | U900 F1-U900 F2-U2100 F2 | L800 |  | 2003600 | 45 |  |  |  | 6 | [33 empty] | VSAT | 0 | 80 | LatticeTower | sharing site/ from data base
AUH2288 | Site 8217 | WR | AUH2288 | AUH2288 | AUHL3288 |  | On Air | On Air | On Air |  | 2015-12-15 | Permanent | 24.5171 | 52.3104 | Nokia | Outdoor | Site Sharing | ETC Site Share | Outdoor Site Sharing-Etisalat Owned | SS Opex | Etisalat_Opex | 2G+3G+4G | Flexi WCDMA/Ultra 2G | LTE |  | U2100 F2 | L800 |  | 2003600 | 60 |  |  |  | 6 | [33 empty] | VSAT | 0 | 120 | LatticeTower | sharing site/ from data base
AUH3296 | Site 8218 | WR |  | AUH3296 | AUHL3296 |  |  | On Air | On Air |  | 2016-10-26 | Permanent | 23.7981 | 53.9107 | Nokia | Outdoor | Site Sharing | ETC Site Share | Outdoor Site Sharing-Etisalat Owned | SS Opex | Etisalat_Opex | 3G+4G | Flexi WCDMA | LTE |  | U900 F1-U900 F2 | L800 |  | 2000001 | 80 |  |  |  | 4 | [33 empty] | MW | 0 | 90 | LatticeTower | sharing site/ from data base
AUH2289 | Site 8219 | WR |  | AUH2289 | AUHL3289 |  |  | On Air | On Air |  | 2016-12-29 | Permanent | 24.4577 | 52.3123 | Nokia | Outdoor | EITC Passive Infrastructure | Greenfield | Outdoor Green field-du Owned | Du Solo | Green Field | 3G+4G | Flexi WCDMA | LTE |  | U900 F1-U900 F2-U2100 F2 | L800 |  | 2003600 | 35 |  |  |  | 6 | [33 empty] | VSAT | 0 | 35 | #N/A | from data base
AUH3469 | Site 8220 | WR |  | AUH3469 | AUHL3469 |  |  | On air | On Air |  | 2022-12-14 | Permanent | 23.085 | 53.5566 | Nokia | Outdoor | Site Sharing | SS Capex | Outdoor Taawn-Etisalat Lead | SS Capex | ETC Capex | 3G+4G | AirScale | LTE |  | U900 F1-U900 F2 | L800 |  | 2003500 | 60 |  |  |  | 3 | [33 empty] | MW | 0
AUH3312 | Site 8221 | WR | AUH3312 | AUH3312 | AUHL3312 |  | On Air | On Air | On Air |  | 2014-12-25 | Permanent | 23.66 | 53.8409 | Nokia | Outdoor | EITC Passive Infrastructure | Greenfield | Outdoor Green field-du Owned | Du Solo | 40m Monopole | 2G+3G+4G | Flexi WCDMA/Multiradio 2G | LTE-3CC |  | U900 F1-U900 F2-U2100 F2 | L800+L1800-F1+L1800-F2 |  | 2031200 | 38.5 |  |  |  | 3 | [33 empty] | MW | 0 | 40 | #N/A | from data base
AUH3544 | Site 8222 | WR |  | AUH3544 | AUHL3544 |  |  | On air | On Air |  | 2022-09-01 | Permanent | 24.3021 | 52.6388 | Nokia | Outdoor | Site Sharing | SS Capex | Outdoor Taawn-Etisalat Lead | SS Capex | ETC Capex | 3G+4G | AirScale | LTE |  | U900 F1-U900 F2 | L800 |  | 2003200 | 35 |  |  |  | 4 | [33 empty] | MW | 0 | 40 | Monopole
AUH3558 | Site 8223 | WR |  | AUH3558 | AUHL3558 |  |  | On Air | On Air |  | 2021 | Permanent | 24.3443 | 52.6408 | Nokia | Outdoor | Site Sharing | SS Capex | Outdoor Taawn-Etisalat Lead | SS Capex | ETC Capex | 3G+4G | AirScale | LTE |  | U900 F1-U900 F2 | L800 |  | 2003200 | 35 |  |  |  | 4 | [33 empty] | MW | 0 | 6 | Monopole | Rooftop
AUH3366 | Site 8224 | WR | AUH3366 | AUH3366 | AUHL3366 | AUHNR3366 | On Air | On Air | On Air | On Air | 2014-10-01 | Permanent | 23.6487 | 53.6246 | Nokia | Outdoor | Site Sharing | ETC Site Share | Outdoor Site Sharing-Etisalat Owned | SS Opex | Etisalat_Opex | 2G+3G+4G+5G | Flexi WCDMA/Multiradio 2G | LTE-3CC |  | U900 F1-U900 F2-U2100 F2 | L800+L1800-F1+L1800-F2 | 1cc | 2031200 | 60 |  |  | n41 | 3 | 3 | [32 empty] | IIB | AUH-3366-CSG-IXR-E-1 | 90 | LatticeTower | sharing site/ from data base
AUH3373 | Site 8225 | WR |  | AUH3373 | AUHL3373 |  |  | On Air | On Air |  | 2020-10-19 | Permanent | 24.1007 | 52.9101 | Nokia | Outdoor | EITC Passive Infrastructure | Greenfield | Outdoor Green field-du Owned | Du Solo | Greenfield | 3G+4G | AirScale | LTE-3CC |  | U900 F1-U900 F2 | L800+L1800-F1+L1800-F2 |  | 2003100 | 60 |  |  |  | 3 | [33 empty] | IIB | AUH-3373-CSG-ASR920-LD-1 | 60 | 60m-LT | confirmed
AUH3466 | Site 8226 | WR |  | AUH3466 | AUHL3466 |  |  | On Air | On Air |  | 2022-03-09 | Permanent | 22.9476 | 53.3438 | Nokia | Outdoor | EITC Passive Infrastructure | Greenfield | Outdoor Taawn-du Lead | Du Capex | Du Capex | 3G+4G | AirScale | LTE |  | U900 F1-U900 F2 | L800 |  | 2003500 | 90 |  |  |  | 3 | [33 empty] | MW | 0 | 90 | 90m-LT | confirmed
AUH3484 | Site 8227 | WR |  | AUH3484 | AUHL3484 |  |  | On Air | On Air |  | 2022-07-27 | Permanent | 23.3553 | 53.7689 | Nokia | Outdoor | Site Sharing | ETC Site Share | Outdoor Site Sharing-Etisalat Owned | SS Opex | Etisalat_Opex | 3G+4G | AirScale | LTE |  | U900 F1-U900 F2 | L800 |  | 2031200 | 75 |  |  |  | 4 | [33 empty] | MW | 0 | 80 | Site Share | sharing site/ from data base
AUH3467 | Site 8228 | WR |  | AUH3467 | AUHL3467 |  |  | On Air | On Air |  | 2022-06-28 | Permanent | 23.0278 | 53.4413 | Nokia | Outdoor | EITC Passive Infrastructure | Greenfield | Outdoor Green field-du Owned | Du Solo | GreenField | 3G+4G | AirScale | LTE-3CC |  | U900 F1-U900 F2 | L800+L1800-F1+L1800-F2 |  | 2003500 | 40 |  |  |  | 3 | [33 empty] | IIB | AUH-3467-CSG-N540-LD-1 | 40 | 40m-HD-MP | confirmed
AUH3486 | Site 8229 | WR |  | AUH3486 | AUHL3486 |  |  | On air | On Air |  | 2022-11-01 | Permanent | 24.1204 | 52.7246 | Nokia | Outdoor | EITC Passive Infrastructure | Greenfield | Outdoor Green field-du Owned | Du Solo | Greenfield | 3G+4G | AirScale | LTE-3CC |  | U900 F1-U900 F2-U2100 F2 | L800+L1800-F1+L1800-F2 |  | 2003100 | 40 |  |  |  | 3 | [33 empty] | MW | 0
AUH3494 | Site 8230 | WR | AUH3494 | AUH3494 | AUHL3494 |  | On Air | On Air | On Air |  | 2015-12-28 | Permanent | 23.7807 | 53.5643 | Nokia | Outdoor | EITC Passive Infrastructure | Rooftop | RT-du Owned | Du Solo | Rooftop | 2G+3G+4G | Flexi WCDMA/Multiradio 2G | LTE |  | U2100 F2 | L800 |  | 2031200 | 14 |  |  |  | 3 | [33 empty] | MW | 0 | 3 | #N/A | Rooftop
AUH3490 | Site 8231 | WR |  | AUH3490 | AUHL3490 | AUHNR3490 |  | On Air | On Air | On Air | 2015-09-30 | Permanent | 24.1249 | 51.6211 | Nokia | Outdoor | EITC Passive Infrastructure | Greenfield | Outdoor Green field-du Owned | Du Solo | 30m RDU (Temp) | 3G+4G+5G | Flexi WCDMA | LTE-3CC |  | U900 F1-U900 F2-U2100 F2 | L800+L1800-F1+L1800-F2 | 1cc | 2031600 | 28.5 |  |  | n41 | 3 | 3 | [32 empty] | MW | 0 | 30 | #N/A | from data base
AUH2506 | Site 8232 | WR | AUH2506 | AUH2506 | AUHL3506 |  | On Air | On Air | On Air |  | 2016-10-17 | Permanent | 25.1478 | 52.8781 | Nokia | Outdoor | EITC Passive Infrastructure | Rooftop | RT-du Owned | Du Solo | Rooftop | 2G+3G+4G | Flexi WCDMA/Flexi 2G | LTE |  | U2100 F2 | L800 |  | 2000014 | 17 |  |  |  | 3 | [33 empty] | VSAT | 0 | 3 | #N/A | Rooftop
AUH2507 | Site 8233 | WR | AUH2507 | AUH2507 | AUHL3507 |  | On Air | On Air | On Air |  | 2016-10-17 | Permanent | 25.1449 | 52.8719 | Nokia | Outdoor | EITC Passive Infrastructure | Rooftop | RT-du Owned | Du Solo | Rooftop | 2G+3G+4G | Flexi WCDMA/Flexi 2G | LTE |  | U2100 F2 | L800 |  | 2000014 | 15 |  |  |  | 3 | [33 empty] | VSAT | 0 | 3 | #N/A | Rooftop
AUH3497 | Site 8234 | WR | AUH3497 | AUH3497 | AUHL3497 |  | On Air | On Air | On Air |  | 2015-08-08 | Permanent | 23.8896 | 53.937 | Nokia | Outdoor | EITC Passive Infrastructure | Greenfield | Outdoor Green field-du Owned | Du Solo | 30m RDU | 2G+3G+4G | Flexi WCDMA/Multiradio 2G | LTE |  | U900 F1-U900 F2-U2100 F2 | L800 |  | 2000001 | 30 |  |  |  | 4 | [33 empty] | MW | 0 | 30 | #N/A | from data base
AUH3527 | Site 8235 | WR |  | AUH3527 | AUHL3527 |  |  | On Air | On Air |  | 2016-11-22 | Permanent | 22.9114 | 54.3291 | Nokia | Outdoor | Site Sharing | ETC Site Share | Outdoor Site Sharing-Etisalat Owned | SS Opex | Etisalat_Opex | 3G+4G | Flexi WCDMA | LTE |  | U900 F1-U900 F2 | L800 |  | 2003500 | 35 |  |  |  | 4 | [33 empty] | IIB | AUH-3527-CSG-IXR-E-1 | 40 | Monopole | sharing site/ from data base
AUH3751 | Site 8236 | WR |  | AUH3751 | AUHL3751 | AUHNR3751 |  | On Air | On Air | On Air | 2019-10-03 | Permanent | 24.0751 | 52.6666 | Nokia | Outdoor | Site Sharing | SS Capex | Outdoor Taawn-Etisalat Lead | SS Capex | ETC Capex | 3G+4G+5G | Flexi WCDMA | LTE-4CC |  | U900 F1-U900 F2-U2100 F2 | L800+L1800-F1+L1800-F2+L2100 | 1cc | 2003100 | 33 |  |  | n41 | 3 | 3 | [32 empty] | IIB | AUH-3751-CSG-IXR-E-1 | 35 | LampPole | sharing site/ from data base
AUH3561 | Site 8237 | WR |  | AUH3561 | AUHL3561 |  |  | On Air | On Air |  | 2016-12-29 | Permanent | 22.9617 | 53.7724 | Nokia | Outdoor | Site Sharing | ETC Site Share | Outdoor Site Sharing-Etisalat Owned | SS Opex | Etisalat_Opex | 3G+4G | Flexi WCDMA | LTE |  | U900 F1-U900 F2 | L800 |  | 2000001 | 100 |  |  |  | 3 | [33 empty] | IIB | AUH-3561-CSG-IXR-E-1 | 120 | LatticeTower | sharing site/ from data base
AUH3563 | Site 8238 | WR |  | AUH3563 | AUHL3563 |  |  | On Air | On Air |  | 2016-12-19 | Permanent | 23.0085 | 53.7619 | Nokia | Outdoor | Site Sharing | ETC Site Share | Outdoor Site Sharing-Etisalat Owned | SS Opex | Etisalat_Opex | 3G+4G | Flexi WCDMA | LTE |  | U900 F1-U900 F2 | L800 |  | 2000001 | 30 |  |  |  | 3 | [33 empty] | IIB | AUH-3563-CSG-IXR-E-1 | 35 | Monopole | sharing site/ from data base
AUH3565 | Site 8239 | WR |  | AUH3565 | AUHL3565 |  |  | On Air | On Air |  | 2016-12-19 | Permanent | 23.0626 | 53.777 | Nokia | Outdoor | Site Sharing | ETC Site Share | Outdoor Site Sharing-Etisalat Owned | SS Opex | Etisalat_Opex | 3G+4G | Flexi WCDMA | LTE |  | U900 F1-U900 F2 | L800 |  | 2000001 | 30 |  |  |  | 3 | [33 empty] | IIB | AUH-3565-CSG-IXR-E-1 | 35 | Monopole | sharing site/ from data base
AUH3556 | Site 8240 | WR |  | AUH3556 | AUHL3556 | AUHNR3556 |  | On Air | On Air | On Air | 2022-10-20 | Permanent | 22.9775 | 53.775 | Nokia | Outdoor | EITC Passive Infrastructure | Greenfield | Outdoor Green field-du Owned | Du Solo | Greenfield | 3G+4G+5G | AirScale | LTE-4CC |  | U900 F1-U900 F2 | L800+L1800-F1+L1800-F2+L2100 | 3cc | 2000001 | 40 |  |  | n78+n41 | 4 | 3 | [32 empty] | IIB | AUH-3556-CSG-IXR-E-1
AUH3578 | Site 8241 | WR |  | AUH3578 | AUHL3578 |  |  | On Air | On Air |  | 2016-11-10 | Permanent | 24.1938 | 54.4727 | Nokia | Outdoor | Site Sharing | ETC Site Share | Outdoor Site Sharing-Etisalat Owned | SS Opex | Etisalat_Opex | 3G+4G | Flexi WCDMA | LTE-3CC |  | U900 F1-U900 F2-U2100 F2 | L800+L1800-F1+L1800-F2 |  | 2042200 | 35 |  |  |  | 4 | [33 empty] | MW | 0 | 35 | Monopole | sharing site/ from data base
AUH3597 | Site 8242 | WR |  | AUH3597 | AUHL3597 |  |  | On Air | On Air |  | 2017-05-31 | Permanent | 24.0792 | 51.7647 | Nokia | Outdoor | Site Sharing | ETC Site Share | Outdoor Site Sharing-Etisalat Owned | SS Opex | Etisalat_Opex | 3G+4G | Flexi WCDMA | LTE-3CC |  | U900 F1-U900 F2-U2100 F2 | L800+L1800-F1+L1800-F2 |  | 2031600 | 35 |  |  |  | 4 | [33 empty] | IIB | AUH-3597-CSG-SAR-X-1 | 35 | Monopole | sharing site/ from data base
AUH3600 | Site 8243 | WR |  | AUH3600 | AUHL3600 | AUHNR3600 |  | On Air | On Air | On Air | 2016-12-31 | Permanent | 24.0633 | 53.4534 | Nokia | Outdoor | Site Sharing | ETC Site Share | Outdoor Site Sharing-Etisalat Owned | SS Opex | Etisalat_Opex | 3G+4G+5G | Flexi WCDMA | LTE-3CC |  | U900 F1-U900 F2-U2100 F2 | L800+L1800-F1+L1800-F2 | 1cc | 2003800 | 35 |  |  | n41 | 3 | 3 | [32 empty] | IIB | AUH-3600-CSG-IXR-E-1 | 40 | Monopole | sharing site/ from data base
AUH3583 | Site 8244 | WR |  | AUH3583 | AUHL3583 |  |  | On Air | On Air |  | 2017-01-02 | Permanent | 23.1187 | 53.8661 | Nokia | Outdoor | EITC Passive Infrastructure | Greenfield | Outdoor Green field-du Owned | Du Solo | 30m Monopole | 3G+4G | Flexi WCDMA | LTE-3CC |  | U900 F1-U900 F2-U2100 F2 | L800+L1800-F1+L1800-F2 |  | 2003500 | 20 |  |  |  | 4 | [33 empty] | IIB | AUH-3583-CSG-IXR-E-1 | 30 | #N/A | from data base
AUH3585 | Site 8245 | WR |  | AUH3585 | AUHL3585 | AUHNR3585 |  | On Air | On Air | On Air | 2016-12-29 | Permanent | 23.6802 | 53.6922 | Nokia | Outdoor | EITC Passive Infrastructure | Greenfield | Outdoor Green field-du Owned | Du Solo | Green Field | 3G+4G+5G | Flexi WCDMA | LTE |  | U900 F1-U900 F2-U2100 F2 | L800 | 1cc | 2031200 | 35 |  |  | n41 | 3 | 3 | [32 empty] | IIB | AUH-3585-CSG-SAR-X-1 | 35 | #N/A | from data base
AUH3590 | Site 8246 | WR |  | AUH3590 | AUHL3590 | AUHNR3590 |  | On Air | On Air | On Air | 2016-12-18 | Permanent | 23.8973 | 52.7994 | Nokia | Outdoor | EITC Passive Infrastructure | Greenfield | Outdoor Green field-du Owned | Du Solo | Green Field | 3G+4G+5G | Flexi WCDMA | LTE-3CC |  | U900 F1-U900 F2-U2100 F2 | L800+L1800-F1+L1800-F2 | 1cc | 2003400 | 35 |  |  | n41 | 4 | 3 | [32 empty] | IIB | AUH-3590-CSG-IXR-E-1 | 35 | #N/A | from data base
AUH3616 | Site 8247 | WR |  | AUH3616 | AUHL3616 | AUHNR3616 |  | On Air | On Air | On Air | 2016-11-21 | Permanent | 24.0679 | 52.6552 | Nokia | Outdoor | EITC Passive Infrastructure | Rooftop | RT-du Owned | Du Solo | Rooftop | 3G+4G+5G | Flexi WCDMA | LTE-3CC |  | U900 F1-U900 F2-U2100 F2 | L800+L1800-F1+L1800-F2 | 1cc | 2003100 | 43 |  |  | n41 | 4 | 3 | [32 empty] | IIB | AUH-3616-CSG-IXR-E-1 | 3 | #N/A | Rooftop
AUH3602 | Site 8248 | WR |  | AUH3602 | AUHL3602 | AUHNR3602 |  | On Air | On Air | On Air | 2016-12-29 | Permanent | 24.0854 | 53.4777 | Nokia | Outdoor | EITC Passive Infrastructure | Greenfield | Outdoor Green field-du Owned | Du Solo | Green Field | 3G+4G+5G | Flexi WCDMA | LTE |  | U900 F1-U900 F2-U2100 F2 | L800 | 1cc | 2003800 | 35 |  |  | n41 | 3 | 3 | [32 empty] | IIB | AUH-3602-CSG-N540-LD-1 | 35 | #N/A | from data base
AUH3603 | Site 8249 | WR |  | AUH3603 | AUHL3603 |  |  | On Air | On Air |  | 2017-06-05 | Permanent | 24.0009 | 53.7296 | Nokia | Outdoor | EITC Passive Infrastructure | Greenfield | Outdoor Green field-du Owned | Du Solo | Green Field | 3G+4G | Flexi WCDMA | LTE |  | U900 F1-U900 F2-U2100 F2 | L800 |  | 2000001 | 40 |  |  |  | 6 | [33 empty] | MW | 0 | 40 | #N/A | from data base
AUH3622 | Site 8250 | WR |  | AUH3622 | AUHL3622 | AUHNR3622 |  | On air | On Air | On Air | 2022-09-01 | Permanent | 24.0683 | 52.6506 | Nokia | Outdoor | EITC Passive Infrastructure | Rooftop | RT-du Owned | Du Solo | Rooftop | 3G+4G+5G | AirScale | LTE |  | U900 F1-U900 F2-U2100 F2 | L800 | 1cc | 2003100 | 23 |  |  | n41 | 3 | 3 | [32 empty] | IIB | AUH-3622-CSG-IXR-E-1
AUH3618 | Site 8251 | WR |  | AUH3618 | AUHL3618 | AUHNR3618 |  | On Air | On Air | On Air | 2016-11-10 | Permanent | 24.0725 | 52.6755 | Nokia | Outdoor | EITC Passive Infrastructure | Greenfield | Outdoor Green field-du Owned | Du Solo | Green Field | 3G+4G+5G | Flexi WCDMA | LTE-4CC |  | U900 F1-U900 F2-U2100 F2 | L800+L1800-F1+L1800-F2+L2100 | 1cc | 2003100 | 30 |  |  | n41 | 4 | 3 | [32 empty] | IIB | AUH-3618-CSG-SAR-X-1 | 30 | #N/A | from data base
AUH3628 | Site 8252 | WR |  | AUH3628 | AUHL3628 |  |  | On Air | On Air |  | 2021-01-11 | Permanent | 23.6989 | 52.3428 | Nokia | Outdoor | Site Sharing | ETC Site Share | Outdoor Site Sharing-Etisalat Owned | SS Opex | Etisalat_Opex | 3G+4G | AirScale | LTE |  | U900 F1-U900 F2 | L800 |  | 2000001 | 115 |  |  |  | 3 | [33 empty] | MW | 0 | 120 | LatticeTower | sharing site/ from data base
AUH3629 | Site 8253 | WR |  | AUH3629 | AUHL3629 |  |  | On Air | On Air |  | 2021-01-09 | Permanent | 23.8633 | 52.6455 | Nokia | Outdoor | Site Sharing | ETC Site Share | Outdoor Site Sharing-Etisalat Owned | SS Opex | Etisalat_Opex | 3G+4G | AirScale | LTE |  | U900 F1-U900 F2 | L800 |  | 2003400 | 115 |  |  |  | 3 | [33 empty] | MW | 0 | 120 | LatticeTower | sharing site/ from data base
AUH3630 | Site 8254 | WR |  | AUH3630 | AUHL3630 |  |  | On Air | On Air |  | 2021-01-17 | Permanent | 24.002 | 52.6794 | Nokia | Outdoor | Site Sharing | ETC Site Share | Outdoor Site Sharing-Etisalat Owned | SS Opex | Etisalat_Opex | 3G+4G | AirScale | LTE |  | U900 F1-U900 F2 | L800 |  | 2003400 | 85 |  |  |  | 3 | [33 empty] | MW | 0 | 90 | LatticeTower | sharing site/ from data base
AUH3631 | Site 8255 | WR |  | AUH3631 | AUHL3631 |  |  | On Air | On Air |  | 2021-09-09 | Permanent | 24.0138 | 52.849 | Nokia | Outdoor | Site Sharing | ETC Site Share | Outdoor Site Sharing-Etisalat Owned | SS Opex | Etisalat_Opex | 3G+4G | AirScale | LTE |  | U900 F1 | L800 |  | 2003400 | 85 |  |  |  | 3 | [33 empty] | MW | 0 | 90 | LatticeTower | sharing site/ from data base
AUH3619 | Site 8256 | WR |  | AUH3619 | AUHL3619 | AUHNR3619 |  | On Air | On Air | On Air | 2020-07-04 | Permanent | 24.1102 | 51.66 | Nokia | Outdoor | EITC Passive Infrastructure | Greenfield | Outdoor Green field-du Owned | Du Solo | Green Field | 3G+4G+5G | Flexi WCDMA | LTE-3CC |  | U900 F1-U900 F2 | L800+L1800-F1+L1800-F2 | 1cc | 2031600 | 60 |  |  | n41 | 3 | 3 | [32 empty] | IIB | AUH-3619-CSG-IXR-E-1 | 60 | 60m-LT | confirmed
AUH3621 | Site 8257 | WR |  | AUH3621 | AUHL3621 |  |  | On Air | On Air |  | 2023 | Permanent | 23.6778 | 52.4927 | Nokia | Outdoor | EITC Passive Infrastructure | Greenfield | Outdoor Green field-du Owned | Du Solo | Greenfield | 3G+4G | AirScale | LTE |  | U900 F1-U900 F2 | L800 |  | 2000001 | 80 |  |  |  | 3 | [33 empty] | MW | 0
AUH3626 | Site 8258 | WR |  | AUH3626 | AUHL3626 |  |  | On Air | On Air |  | 2018-03-26 | Permanent | 24.8817 | 53.084 | Nokia | Outdoor | EITC Passive Infrastructure | Greenfield | Outdoor Green field-du Owned | Du Solo | Green Field | 3G+4G | Flexi WCDMA | LTE |  | U900 F1-U900 F2 | L800 |  | 2000002 | 35 |  |  |  | 4 | [33 empty] | VSAT | 0 | 35 | #N/A | from data base
AUH3632 | Site 8259 | WR |  | AUH3632 | AUHL3632 |  |  | On Air | On Air |  | 2017-04-27 | Permanent | 23.7306 | 53.7067 | Nokia | Outdoor | EITC Passive Infrastructure | Greenfield | Outdoor Green field-du Owned | Du Solo | Green Field | 3G+4G | Flexi WCDMA | LTE |  | U900 F1-U900 F2-U2100 F2 | L800 |  | 2031200 | 40 |  |  |  | 3 | [33 empty] | IIB | AUH-3632-CSG-IXR-E-1 | 40 | #N/A | from data base
AUH3641 | Site 8260 | WR |  | AUH3641 | AUHL3641 |  |  | On Air | On Air |  | 2020 | Permanent | 23.6724 | 52.7193 | Nokia | Outdoor | Site Sharing | ETC Site Share | Outdoor Site Sharing-Etisalat Owned | SS Opex | Etisalat_Opex | 3G+4G | AirScale | LTE |  | U900 F1-U900 F2 | L800 |  | 2000001 | 85 |  |  |  | 3 | [33 empty] | MW | 0 | 90 | LatticeTower | sharing site/ from data base
AUH3646 | Site 8261 | WR |  | AUH3646 | AUHL3646 |  |  | On Air | On Air |  | 2021-05-30 | Permanent | 23.968 | 52.9216 | Nokia | Outdoor | Site Sharing | ETC Site Share | Outdoor Site Sharing-Etisalat Owned | SS Opex | Etisalat_Opex | 3G+4G | AirScale | LTE |  | U900 F1-U900 F2 | L800 |  | 2000001 | 85 |  |  |  | 3 | [33 empty] | MW | 0 | 90 | LatticeTower | sharing site/ from data base
AUH3647 | Site 8262 | WR |  | AUH3647 | AUHL3647 |  |  | On Air | On Air |  | 2019-06-25 | Permanent | 23.8484 | 53.6387 | Nokia | Outdoor | Site Sharing | ETC Site Share | Outdoor Site Sharing-Etisalat Owned | SS Opex | Etisalat_Opex | 3G+4G | Flexi WCDMA | LTE |  | U900 F1-U900 F2-U2100 F2 | L800 |  | 2031200 | 35 |  |  |  | 3 | [33 empty] | MW | 0 | 40 | LatticeTower | sharing site/ from data base
AUH3648 | Site 8263 | WR |  | AUH3648 | AUHL3648 |  |  | On Air | On Air |  | 2021-03-15 | Permanent | 23.8871 | 52.965 | Nokia | Outdoor | Site Sharing | ETC Site Share | Outdoor Site Sharing-Etisalat Owned | SS Opex | Etisalat_Opex | 3G+4G | AirScale | LTE |  | U900 F1-U900 F2 | L800 |  | 2000001 | 85 |  |  |  | 3 | [33 empty] | MW | 0 | 90 | LatticeTower | sharing site/ from data base
AUH3649 | Site 8264 | WR |  | AUH3649 | AUHL3649 |  |  | On Air | On Air |  | 2020-08-05 | Permanent | 23.818 | 52.3769 | Nokia | Outdoor | Site Sharing | ETC Site Share | Outdoor Site Sharing-Etisalat Owned | SS Opex | Etisalat_Opex | 3G+4G | AirScale | LTE |  | U900 F1-U900 F2 | L800 |  | 2000001 | 85 |  |  |  | 3 | [33 empty] | MW | 0 | 90 | LatticeTower | sharing site/ from data base
AUH3650 | Site 8265 | WR |  | AUH3650 | AUHL3650 | AUHNR3650 |  | On Air | On Air | On Air | 2018-10-08 | Permanent | 23.6183 | 53.7034 | Nokia | Outdoor | Site Sharing | ETC Site Share | Outdoor Site Sharing-Etisalat Owned | SS Opex | Etisalat_Opex | 3G+4G+5G | Flexi WCDMA | LTE-3CC |  | U900 F1-U900 F2-U2100 F2 | L800+L1800-F1+L1800-F2 | 1cc | 2031200 | 35 |  |  | n41 | 4 | 3 | [32 empty] | IIB | AUH-3650-CSG-IXR-E-1 | 40 | Monopole | sharing site/ from data base
AUH3651 | Site 8266 | WR |  | AUH3651 | AUHL3651 |  |  | On Air | On Air |  | 2022-02-09 | Permanent | 24.0532 | 52.9823 | Nokia | Outdoor | Site Sharing | ETC Site Share | Outdoor Site Sharing-Etisalat Owned | SS Opex | Etisalat_Opex | 3G+4G | AirScale | LTE |  | U900 F1 | L800 |  | 2000001 | 85 |  |  |  | 4 | [33 empty] | MW | 0 | 90 | 90m sqr twr | sharing site/ from data base
AUH3653 | Site 8267 | WR |  | AUH3653 | AUHL3653 |  |  | On Air | On Air |  | 2022-02-28 | Permanent | 23.6892 | 52.5855 | Nokia | Outdoor | Site Sharing | ETC Site Share | Outdoor Site Sharing-Etisalat Owned | SS Opex | Etisalat_Opex | 3G+4G | AirScale | LTE |  | U900 F1-U900 F2 | L800 |  | 2000001 | 115 |  |  |  | 3 | [33 empty] | MW | 0 | 120 | 120m Sqr Twr | sharing site/ from data base
AUH3654 | Site 8268 | WR |  | AUH3654 | AUHL3654 | AUHNR3654 |  | On Air | On Air | On Air | 2021-09-12 | Permanent | 24.0788 | 52.6478 | Nokia | Outdoor | EITC Passive Infrastructure | Rooftop | RT-du Owned | Du Solo | Rooftop | 3G+4G+5G | AirScale | LTE |  | U900 F1-U900 F2-U2100 F2 | L800 | 1cc | 2003100 | 14 |  |  | n41 | 3 | 3 | [32 empty] | MW | 0 | 3 | Rooftop | Rooftop
AUH3657 | Site 8269 | WR |  | AUH3657 | AUHL3657 | AUHNR3657 |  | On Air | On Air | On Air | 2022-06-28 | Permanent | 23.6508 | 53.7297 | Nokia | Outdoor | EITC Passive Infrastructure | Greenfield | Outdoor Taawn-du Lead | Du Capex | Du Capex | 3G+4G+5G | AirScale | LTE-3CC |  | U900 F1-U900 F2-U2100 F2 | L800+L1800-F1+L1800-F2 | 1cc | 2031200 | 40 |  |  | n41 | 4 | 3 | [32 empty] | MW | 0 | 40 | 40m-HD-MP | confirmed
AUH3659 | Site 8270 | WR |  | AUH3659 | AUHL3659 | AUHNR3659 |  | On Air | On Air | On Air | 2020-08-31 | Permanent | 23.6956 | 53.7084 | Nokia | Outdoor | EITC Passive Infrastructure | Greenfield | Outdoor Taawn-du Lead | Du Capex | Du Capex | 3G+4G+5G | AirScale | LTE |  | U900 F1-U900 F2 | L800 | 1cc | 2031200 | 40 |  |  | n41 | 3 | 3 | [32 empty] | IIB | Passive to AUH-2836-PREAGG-SR7-1 | 40 | 40m-HD-MP | confirmed
AUH3666 | Site 8271 | WR |  | AUH3666 | AUHL3666 | AUHNR3666 |  | On Air | On Air | On Air | 2020-06-29 | Permanent | 24.0513 | 53.4676 | Nokia | Outdoor | Site Sharing | ETC Site Share | Outdoor Site Sharing-Etisalat Owned | SS Opex | Etisalat_Opex | 3G+4G+5G | Flexi WCDMA | LTE |  | U900 F1-U900 F2 | L800 | 1cc | 2003800 | 85 |  |  | n41 | 3 | 3 | [32 empty] | IIB | AUH-3666-CSG-IXR-E-1 | 90 | LatticeTower | sharing site/ from data base
AUH3667 | Site 8272 | WR |  | AUH3667 | AUHL3667 |  |  | On Air | On Air |  | 2020-05-03 | Permanent | 23.9721 | 53.4312 | Nokia | Outdoor | Site Sharing | ETC Site Share | Outdoor Site Sharing-Etisalat Owned | SS Opex | Etisalat_Opex | 3G+4G | Flexi WCDMA | LTE |  | U900 F1-U900 F2 | L800 |  | 2000001 | 90 |  |  |  | 3 | [33 empty] | MW | 0 | 90 | LatticeTower | sharing site/ from data base
AUH3655 | Site 8273 | WR |  | AUH3655 | AUHL3655 | AUHNR3655 |  | On Air | On Air | On Air | 2019-12-25 | Permanent | 23.572 | 53.7299 | Nokia | Outdoor | EITC Passive Infrastructure | Greenfield | Outdoor Green field-du Owned | Du Solo | Green Field | 3G+4G+5G | Flexi WCDMA | LTE |  | U900 F1-U900 F2 | L800 | 1cc | 2031200 | 60 |  |  | n41 | 3 | 3 | [32 empty] | IIB | AUH-3655-CSG-ASR920-LD-1 | 60 | #N/A | from data base
AUH3673 | Site 8274 | WR |  | AUH3673 | AUHL3673 |  |  | On Air | On Air |  | 2018-03-14 | Permanent | 23.153 | 54.32 | Nokia | Outdoor | Site Sharing | ETC Site Share | Outdoor Site Sharing-Etisalat Owned | SS Opex | Etisalat_Opex | 3G+4G | Flexi WCDMA | LTE |  | U900 F1-U900 F2 | L800 |  | 2003500 | 60 |  |  |  | 3 | [33 empty] | IIB | AUH-3673-CSG-ASR920-LD-1 | 60 | LatticeTower | sharing site/ from data base
AUH3672 | Site 8275 | WR |  | AUH3672 | AUHL3672 | AUHNR3672 |  | On Air | On Air | On Air | 2020-04-09 | Permanent | 23.0029 | 53.4207 | Nokia | Outdoor | EITC Passive Infrastructure | Greenfield | Outdoor Green field-du Owned | Du Solo | Greenfield | 3G+4G+5G | Flexi WCDMA | LTE |  | U900 F1-U900 F2 | L800 | 1cc | 2003500 | 60 |  |  | n41 | 3 | 3 | [32 empty] | IIB | AUH-3672-CSG-ASR920-LD-1 | 60 | 60m-LT | confirmed
AUH3674 | Site 8276 | WR |  | AUH3674 | AUHL3674 |  |  | On Air | On Air |  | 2019-12-19 | Permanent | 23.16 | 53.7318 | Nokia | Outdoor | EITC Passive Infrastructure | Greenfield | Outdoor Green field-du Owned | Du Solo | Green Field | 3G+4G | Flexi WCDMA | LTE-3CC |  | U900 F1-U900 F2 | L800+L1800-F1+L1800-F2 |  | 2003500 | 60 |  |  |  | 3 | [33 empty] | MW | 0 | 60 | #N/A | from data base
AUH3684 | Site 8277 | WR |  | AUH3684 | AUHL3684 |  |  | On Air | On Air |  | 2019-12-29 | Permanent | 24.4697 | 52.3121 | Nokia | Outdoor | EITC Passive Infrastructure | Greenfield | Outdoor Taawn-du Lead | Du Capex | Du Capex | 3G+4G | Flexi WCDMA | LTE |  | U900 F1-U900 F2 | L800 |  | 2003600 | 40 |  |  |  | 3 | [33 empty] | MW | 0 | 40 | #N/A | from data base
AUH3675 | Site 8278 | WR | AUH3675 | AUH3675 | AUHL3675 |  | On Air | On Air | On Air |  | 2017-11-16 | Permanent | 24.1183 | 52.7753 | Nokia | Outdoor | EITC Passive Infrastructure | Greenfield | Outdoor Green field-du Owned | DU Solo | 40m RDU | 2G+3G+4G | Flexi WCDMA/MultiRadio 2G | LTE |  | U900 F1-U900 F2-U2100 F2 | L800 |  | 2003100 | 40 |  |  |  | 6 | [33 empty] | MW | 0 | 40 | #N/A | from data base
AUH3691 | Site 8279 | WR |  | AUH3691 | AUHL3691 | AUHNR3691 |  | On Air | On Air | On Air | 2022-06-17 | Permanent | 24.0765 | 52.6514 | Nokia | Outdoor | EITC Passive Infrastructure | Rooftop | RT-du Owned | Du Solo | Rooftop | 3G+4G+5G | AirScale | LTE |  | U900 F1-U900 F2-U2100 F2 | L800 | 1cc | 2003100 | 14 |  |  | n41 | 4 | 3 | [32 empty] | IIB | AUH-3691-CSG-IXR-E-1 | 3 | Rooftop | Rooftop
AUH3676 | Site 8280 | WR |  | AUH3676 | AUHL3676 | AUHNR3676 |  | On Air | On Air | On Air | 2017-06-29 | Permanent | 24.0211 | 52.7284 | Nokia | Outdoor | EITC Passive Infrastructure | Greenfield | Outdoor Green field-du Owned | Du Solo | Green Field | 3G+4G+5G | Flexi WCDMA | LTE-3CC |  | U900 F1-U900 F2-U2100 F2 | L800+L1800-F1+L1800-F2 | 2cc | 2003400 | 40 |  |  | n78 | 3 | 3 | [32 empty] | IIB | AUH-3676-CSG-ASR920-LD-1 | 40 | #N/A | from data base
AUH3702 | Site 8281 | WR |  | AUH3702 | AUHL3702 |  |  | On Air | On Air |  | 2019-12-05 | Permanent | 23.9377 | 52.8141 | Nokia | Outdoor | EITC Passive Infrastructure | Greenfield | Outdoor Taawn-du Lead | Du Capex | Du Capex | 3G+4G | Flexi WCDMA | LTE |  | U900 F1-U900 F2-U2100 F2 | L800 |  | 2003400 | 40 |  |  |  | 3 | [33 empty] | IIB | AUH-3702-CSG-N540-LD-1 | 40 | #N/A | from data base
AUH3679 | Site 8282 | WR |  | AUH3679 | AUHL3679 |  |  | On Air | On Air |  | 2017-08-30 | Permanent | 24.2495 | 54.1735 | Nokia | Outdoor | EITC Passive Infrastructure | Greenfield | Outdoor Green field-du Owned | Du Solo | Green Field | 3G+4G | Flexi WCDMA | LTE |  | U900 F1-U900 F2-U2100 F2 | L800 |  | 2042100 | 30 |  |  |  | 4 | [33 empty] | MW | 0 | 30 | #N/A | from data base
AUH3706 | Site 8283 | WR |  | AUH3706 | AUHL3706 |  |  | On Air | On Air |  | 2017-08-13 | Permanent | 24.1308 | 54.28 | Nokia | Outdoor | EITC Passive Infrastructure | Greenfield | Outdoor Green field-du Owned | Du Solo | Green Field | 3G+4G | Flexi WCDMA | LTE-3CC |  | U900 F1-U900 F2-U2100 F2 | L800+L1800-F1+L1800-F2 |  | 2045000 | 35 |  |  |  | 3 | [33 empty] | MW | 0 | 35 | #N/A | from data base
AUH3722 | Site 8284 | WR |  | AUH3722 | AUHL3722 | AUHNR3722 |  | On air | On Air | On Air | 2023-01-19 | Permanent | 23.6454 | 53.6848 | Nokia | Outdoor | EITC Passive Infrastructure | GreenField | Outdoor Taawn-du Lead | Du Capex | Du Capex | 3G+4G+5G | Airscale | LTE-3CC |  | U900 F1-U900 F2 | L800+L1800-F1+L1800-F2 | 1cc | 2031200 | 40 |  |  | n41 | 3 | 3 | [32 empty] | MW | 0
AUH3717 | Site 8285 | WR |  | AUH3717 | AUHL3717 | AUHNR3717 |  | On Air | On Air | On Air | 2022-05-24 | Permanent | 24.0916 | 52.6525 | Nokia | Outdoor | EITC Passive Infrastructure | Greenfield | Outdoor Green field-du Owned | Du Solo | GF | 3G+4G+5G | AirScale | LTE-3CC |  | U900 F1-U900 F2-U2100 F2 | L800+L1800-F1+L1800-F2 | 1cc | 2003100 | 35 |  |  | n41 | 3 | 3 | [32 empty] | IIB | AUH-3717-CSG-IXR-E-1 | 35 | 35m-MD-LP | confirmed
AUH3719 | Site 8286 | WR |  | AUH3719 | AUHL3719 | AUHNR3719 |  | On Air | On Air | On Air | 2020-09-09 | Permanent | 23.088 | 53.7659 | Nokia | Outdoor | EITC Passive Infrastructure | Greenfield | Outdoor Green field-du Owned | Du Solo | Greenfield | 3G+4G+5G | AirScale | LTE-3CC |  | U900 F1 | L800+L1800-F1+L1800-F2 | 1cc | 2003500 | 60 |  |  | n41 | 4 | 3 | [32 empty] | IIB | AUH-3719-CSG-IXR-E-1 | 60 | 60m-LT | confirmed
AUH3750 | Site 8287 | WR |  | AUH3750 | AUHL3750 | AUHNR3750 |  | On air | On Air | On Air | 2022-08-04 | Permanent | 24.076 | 52.6467 | Nokia | Outdoor | EITC Passive Infrastructure | Rooftop | RT-du Owned | Du Solo | Rooftop | 3G+4G+5G | AirScale | LTE |  | U900 F1-U900 F2-U2100 F2 | L800 | 1cc | 2003100 | 19 |  |  | n41 | 3 | 3 | [32 empty] | IIB | 0 | 6 | Rooftop | Rooftop
AUH3755 | Site 8288 | WR |  | AUH3755 | AUHL3755 | AUHNR3755 |  | On Air | On Air | On Air | 2021 | Permanent | 24.0856 | 53.5213 | Nokia | Outdoor | EITC Passive Infrastructure | Greenfield | Outdoor Taawn-du Lead | Du Capex | Du Capex | 3G+4G+5G | AirScale | LTE |  | U900 F1-U900 F2 | L800 | 1cc | 2003800 | 40 |  |  | n41 | 3 | 3 | [32 empty] | MW | 0 | 40 | 40m-HD-MP | confirmed
AUH3757 | Site 8289 | WR |  | AUH3757 | AUHL3757 |  |  | On Air | On Air |  | 2019-05-30 | Permanent | 23.3016 | 54.2218 | Nokia | Outdoor | EITC Passive Infrastructure | Rooftop | RT-du Owned | Du Solo | Rooftop | 3G+4G | Flexi WCDMA | LTE |  | U2100 F2 | L800 |  | 2003500 | 24 |  |  |  | 3 | [33 empty] | MW | 0 | 3 | #N/A | Rooftop
AUH3758 | Site 8290 | WR |  | AUH3758 | AUHL3758 |  |  | On Air | On Air |  | 2019-08-28 | Permanent | 23.677 | 52.9701 | Nokia | Outdoor | Site Sharing | ETC Site Share | Outdoor Site Sharing-Etisalat Owned | SS Opex | Etisalat_Opex | 3G+4G | Flexi WCDMA | LTE |  | U900 F1-U900 F2 | L800 |  | 2000001 | 55 |  |  |  | 3 | [33 empty] | IIB | AUH-3758-CSG-SAR-X-1 | 60 | LatticeTower | sharing site/ from data base
AUH3760 | Site 8291 | WR |  | AUH3760 | AUHL3760 |  |  | On Air | On Air |  | 2021-01-13 | Permanent | 23.7027 | 53.1936 | Nokia | Outdoor | Site Sharing | ETC Site Share | Outdoor Site Sharing-Etisalat Owned | SS Opex | Etisalat_Opex | 3G+4G | AirScale | LTE |  | U900 F1 | L800 |  | 2000001 | 55 |  |  |  | 4 | [33 empty] | MW | 0 | 60 | LatticeTower | sharing site/ from data base
AUH3761 | Site 8292 | WR |  | AUH3761 | AUHL3761 |  |  | On Air | On Air |  | 2019-12-25 | Permanent | 23.6893 | 53.372 | Nokia | Outdoor | Site Sharing | ETC Site Share | Outdoor Site Sharing-Etisalat Owned | SS Opex | Etisalat_Opex | 3G+4G | Flexi WCDMA | LTE-3CC |  | U900 F1-U900 F2 | L800+L1800-F1+L1800-F2 |  | 2000001 | 55 |  |  |  | 3 | [33 empty] | IIB | AUH-3761-CSG-ASR920-LD-1 | 60 | LatticeTower | sharing site/ from data base
AUH3762 | Site 8293 | WR |  | AUH3762 | AUHL3762 |  |  | On Air | On Air |  | 2018-09-06 | Permanent | 24.279 | 52.6236 | Nokia | Outdoor | Site Sharing | ETC Site Share | Outdoor Site Sharing-Etisalat Owned | SS Opex | Etisalat_Opex | 3G+4G | Flexi WCDMA | LTE |  | U900 F1-U900 F2-U2100 F2 | L800 |  | 2003200 | 35 |  |  |  | 3 | [33 empty] | MW | 0 | 35 | Monopole | sharing site/ from data base
AUH3720 | Site 8294 | WR |  | AUH3720 | AUHL3720 | AUHNR3720 |  | On Air | On Air | On Air | 2020-02-18 | Permanent | 23.6559 | 53.6206 | Nokia | Outdoor | EITC Passive Infrastructure | Greenfield | Outdoor Green field-du Owned | Du Solo | Monopole | 3G+4G+5G | Flexi WCDMA | LTE |  | U900 F1-U900 F2-U2100 F2 | L800 | 1cc | 2031200 | 40 |  |  | n41 | 3 | 3 | [32 empty] | IIB | AUH-3720-CSG-SAR-X-1 | 40 | 40m-MD-MP | confirmed
AUH3812 | Site 8295 | WR |  | AUH3812 | AUHL3812 |  |  | On air | On Air |  | 2022-11-09 | Permanent | 23.7977 | 52.5935 | Nokia | Outdoor | Site Sharing | SS Capex | Outdoor Taawn-Etisalat Lead | SS Capex | ETC Capex | 3G+4G | AirScale | LTE |  | U900 F1-U900 F2 | L800 |  | 2031000 | 35 |  |  |  | 3 | [33 empty] | MW | 0 | 40 | Monopole
AUH3790 | Site 8296 | WR |  | AUH3790 | AUHL3790 | AUHNR3790 |  | On Air | On Air | On Air | 2023 | Permanent | 23.853 | 52.8033 | Nokia | Outdoor | EITC Passive Infrastructure | Greenfield | Outdoor Taawn-du Lead | Du Capex | Du Capex | 3G+4G+5G | AirScale | LTE |  | U900 F1-U900 F2 | L800 | 1cc | 2003400 | 60 |  |  | n41 | 4 | 3 | [32 empty] | IIB | AUH-3790-CSG-IXR-E-1
AUH3795 | Site 8297 | WR |  | AUH3795 | AUHL3795 |  |  | On Air | On Air |  | 2019-10-05 | Permanent | 22.928 | 53.991 | Nokia | Outdoor | Site Sharing | ETC Site Share | Outdoor Site Sharing-Etisalat Owned | SS Opex | Etisalat_Opex | 3G+4G | Flexi WCDMA | LTE |  | U900 F1-U900 F2 | L800 |  | 2000001 | 30 |  |  |  | 3 | [33 empty] | MW | 0 | 120 | LatticeTower | sharing site/ from data base
AUH3763 | Site 8298 | WR |  | AUH3763 | AUHL3763 |  |  | On Air | On Air |  | 2018-12-06 | Permanent | 23.1246 | 53.8767 | Nokia | Outdoor | EITC Passive Infrastructure | Greenfield | Outdoor Green field-du Owned | Du Solo | Green Field | 3G+4G | Flexi WCDMA | LTE |  | U900 F1-U900 F2 | L800 |  | 2003500 | 35 |  |  |  | 4 | [33 empty] | IIB | AUH-3763-CSG-N540-LD-1 | 35 | #N/A | from data base
AUH3808 | Site 8299 | WR |  | AUH3808 | AUHL3808 |  |  | On Air | On Air |  | 2021-01-26 | Permanent | 23.7779 | 52.5694 | Nokia | Outdoor | EITC Passive Infrastructure | Greenfield | Outdoor Taawn-du Lead | Du Capex | Du Capex | 3G+4G | AirScale | LTE-3CC |  | U900 F1-U900 F2 | L800+L1800-F1+L1800-F2 |  | 2031000 | 45 |  |  |  | 3 | [33 empty] | MW | 0 | 45 | 45m-LT | confirmed
AUH3819 | Site 8300 | WR |  | AUH3819 | AUHL3819 |  |  | On Air | On Air |  | 2020 | Permanent | 24.1394 | 52.6914 | Nokia | Outdoor | EITC Passive Infrastructure | Greenfield | Outdoor Taawn-du Lead | Du Capex | Du Capex | 3G+4G | AirScale | LTE |  | U900 F1-U900 F2-U2100 F2 | L800 |  | 2003100 | 60 |  |  |  | 4 | [33 empty] | MW | 0 | 60 | 60m-LT | confirmed
AUH2823 | Site 8301 | WR |  | AUH2823 | AUHL3823 | AUHNR2823 |  | On air | On Air | On Air | 2022-07-28 | Permanent | 23.703 | 53.4847 | Nokia | Outdoor | EITC Passive Infrastructure | Greenfield | Outdoor Taawn-du Lead | Du Capex | Du Capex | 3G+4G+5G | AirScale | LTE-3CC |  | U900 F1-U900 F2 | L800+L1800-F1+L1800-F2 | 1cc | 2031200 | 40 |  |  | n41 | 4 | 3 | [32 empty] | IIB | AUH-2823-CSG-N540-LD-1 | 40 | 40m-HD-MP | confirmed
AUH3832 | Site 8302 | WR |  | AUH3832 | AUHL3832 | AUHNR3832 |  | On Air | On Air | On Air | 2022-08-04 | Permanent | 23.664 | 53.7381 | Nokia | Outdoor | EITC Passive Infrastructure | Greenfield | Outdoor Taawn-du Lead | Du Capex | Du Capex | 3G+4G+5G | AirScale | LTE-3CC |  | U900 F1-U900 F2-U2100 F2 | L800+L1800-F1+L1800-F2 | 1cc | 2031200 | 40 |  |  | n41 | 4 | 3 | [32 empty] | IIB | AUH-3832-CSG-N540-LD-1 | 40 | 40m-HD-MP | confirmed
AUH3786 | Site 8303 | WR |  | AUH3786 | AUHL3786 |  |  | On Air | On Air |  | 2022-10-12 | Permanent | 23.0128 | 54.1786 | Nokia | Outdoor | EITC Passive Infrastructure | Greenfield | Outdoor Green field-du Owned | Du Solo | Greenfield | 3G+4G | AirScale | LTE |  | U900 F1-U900 F2 | L800 |  | 2003500 | 60 |  |  |  | 3 | [33 empty] | IIB | AUH-3786-CSG-N540-LD-1
AUH3876 | Site 8304 | WR |  | AUH3876 | AUHL3876 |  |  | On Air | On Air |  | 2019-05-09 | Permanent | 23.1448 | 53.7963 | Nokia | Outdoor | Site Sharing | SS Capex | Outdoor Taawn-Etisalat Lead | SS Capex | ETC Capex | 3G+4G | Flexi WCDMA | LTE |  | U900 F1-U900 F2 | L800 |  | 2003500 | 40 |  |  |  | 3 | [33 empty] | IIB | AUH-3876-CSG-ASR920-LD-1 | 40 | Monopole | sharing site/ from data base
AUH3878 | Site 8305 | WR |  | AUH3878 | AUHL3878 | AUHNR3878 |  | On Air | On Air | On Air | 2019-10-03 | Permanent | 24.0922 | 52.6425 | Nokia | Outdoor | Site Sharing | SS Capex | Outdoor Taawn-Etisalat Lead | SS Capex | ETC Capex | 3G+4G+5G | Flexi WCDMA | LTE-3CC |  | U900 F1-U900 F2-U2100 F2 | L800+L1800-F1+L1800-F2 | 1cc | 2003100 | 33 |  |  | n41 | 3 | 3 | [32 empty] | IIB | AUH-3878-CSG-IXR-E-1 | 35 | LampPole | sharing site/ from data base
AUH3796 | Site 8306 | WR |  | AUH3796 | AUHL3796 |  |  | On Air | On Air |  | 2023 | Permanent | 22.9803 | 53.9755 | Nokia | Outdoor | EITC Passive Infrastructure | Greenfield | Outdoor Green field-du Owned | Du Solo | Greenfield | 3G+4G | AirScale | LTE |  | U900 F1-U900 F2 | L800 |  | 2000001 | 90 |  |  |  | 4 | [33 empty] | MW | 0
AUH3910 | Site 8307 | WR |  | AUH3910 | AUHL3910 | AUHNR3910 |  | On air | On Air | On Air | 2022-12-14 | Permanent | 23.0058 | 53.7207 | Nokia | Outdoor | Site Sharing | SS Capex | Outdoor Taawn-Etisalat Lead | SS Capex | ETC Capex | 3G+4G+5G | AirScale | LTE-3CC |  | U900 F1-U900 F2-U2100 F2 | L800+L1800-F1+L1800-F2 | 1cc | 2000001 | 35 |  |  | n41 | 3 | 3 | [32 empty] | IIB | AUH-3910-CSG-IXR-E-1
AUH3954 | Site 8308 | WR |  | AUH3954 | AUHL3954 |  |  | On Air | On Air |  | 2022-10-11 | Permanent | 24.0697 | 53.5023 | Nokia | Outdoor | Site Sharing | SS Capex | Outdoor Taawn-Etisalat Lead | SS Capex | ETC Capex | 3G+4G | AirScale | LTE |  | U900 F1-U900 F2 | L800 |  | 2003800 | 35 |  |  |  | 4 | [33 empty] | MW | 0 | 40 | Monopole
AUH3887 | Site 8309 | WR |  | AUH3887 | AUHL3887 |  |  | On air | On Air |  | 2023 | Permanent | 23.0108 | 53.7309 | Nokia | Outdoor | EITC Passive Infrastructure | Greenfield | Outdoor Taawn-du Lead | Du Capex | Du Capex | 3G+4G | AirScale | LTE |  | U900 F1-U900 F2 | L800 |  | 2000001 | 90 |  |  |  | 4 | [33 empty] | IIB | AUH-3887-CSG-IXR-E-1
AUH2844 | Site 8310 | WR | AUH2844 | AUH2844 | AUHL3844 |  | On Air | On Air | On Air |  | 2016-11-22 | Permanent | 22.8956 | 54.339 | Nokia | Outdoor | EITC Passive Infrastructure | Greenfield | Outdoor Green field-du Owned | Du Solo | 35m Palm Tree | 2G+3G+4G | Flexi WCDMA/Multiradio 2G | LTE |  | U900 F1-U900 F2 | L800 |  | 2003500 | 35 |  |  |  | 4 | [33 empty] | IIB | AUH-2844-CSG-IXR-E-1 | 35 | #N/A | from data base
AUH2871 | Site 8311 | WR | AUH2871 | AUH2871 | AUHL3871 | AUHNR2871 | On Air | On Air | On Air | On Air | 2019-11-14 | Permanent | 24.0603 | 53.714 | Nokia | Outdoor | EITC Passive Infrastructure | Greenfield | Outdoor Green field-du Owned | Du Solo | 60m Lattice Tower | 2G+3G+4G+5G | Flexi 2G | LTE |  | U900 F1-U900 F2 | L800 | 1cc | 2003700 | 58 |  |  | n41 | 6 | 3 | [32 empty] | IIB | AUH-2871-CSG-IXR-E-1 | 60 | #N/A | from data base
AUH2898 | Site 8312 | WR | AUH2898 | AUH2898 | AUHL3898 | AUHNR2898 | On Air | On Air | On Air | On Air | 2014-11-12 | Permanent | 24.0378 | 52.7647 | Nokia | Outdoor | EITC Passive Infrastructure | Greenfield | Outdoor Green field-du Owned | DU Solo | 40m Monopole | 2G+3G+4G+5G | Flexi WCDMA/Multiradio 2G | LTE-5CC | 4T4R | U900 F1-U900 F2-U2100 F2 | L800+L1800-F1+L1800-F2+L2100+L700 | 1cc | 2003400 | 38.5 |  |  | n41 | 3 | 3 | [32 empty] | IIB | AUH-2898-CSG-IXR-E-1 | 40 | #N/A | from data base
AUH2917 | Site 8313 | WR | AUH2917 | AUH2917 | AUHL3917 | AUHNR2917 | On Air | On Air | On Air | On Air | 2011-07-07 15:30 | Permanent | 23.9437 | 52.0546 | Nokia | Outdoor | EITC Passive Infrastructure | Greenfield | Outdoor Green field-du Owned | Du Solo | 60m Lattice Tower | 2G+3G+4G+5G | Flexi WCDMA/Flexi 2G | LTE-2CC |  | U900 F1-U900 F2-U2100 F2 | L800+L1800-F1 | 1cc | 2031600 | 56 |  |  | n41 | 4 | 3 | [32 empty] | IIB | AUH-2917-CSG-IXR-E-1 | 60 | #N/A | from data base
AUH3922 | Site 8314 | WR |  | AUH3922 | AUHL3922 |  |  | On air | On Air |  | 2023 | Permanent | 23.2578 | 54.309 | Nokia | Outdoor | EITC Passive Infrastructure | Greenfield | Outdoor Green field-du Owned | Du Solo | Greenfield | 3G+4G | AirScale | LTE-4CC |  | U900 F1-U900 F2 | L800+L1800-F1+L1800-F2+L2100 |  | 2003500 | 40 |  |  |  | 3 | [33 empty] | MW | 0
AUH2923 | Site 8315 | WR | AUH2923 | AUH2923 | AUHL3923 | AUHNR2923 | On Air | On Air | On Air | On Air | 2011-07-14 16:30 | Permanent | 23.6694 | 54.4019 | Nokia | Outdoor | EITC Passive Infrastructure | Greenfield | Outdoor Green field-du Owned | Du Solo | 60m Lattice Tower | 2G+3G+4G+5G | Flexi WCDMA/Flexi 2G | LTE-3CC |  | U900 F1-U900 F2-U2100 F2 | L800+L1800-F1+L1800-F2 | 1cc | 2032500 | 56 |  |  | n41 | 3 | 3 | [32 empty] | IIB | AUH-2923-PREAGG-SRa8-1 | 60 | #N/A | from data base
AUH3973 | Site 8316 | WR |  | AUH3973 | AUHL3973 |  |  | On air | On Air |  | 2022-12-14 | Permanent | 22.8657 | 54.0955 | Nokia | Outdoor | EITC Passive Infrastructure | GreenField | Outdoor Taawn-du Lead | Du Capex | Du Capex | 3G+4G | AirScale | LTE |  | U900 F1-U900 F2 | L800 |  | 2000001 | 120 |  |  |  | 3 | [33 empty] | MW | 0
AUH3465 | Site 8317 | WR |  | AUH3465 | AUHL4465 | AUHNR3465 |  | On air | On Air | On Air | 2022-08-25 | Permanent | 23.6706 | 53.7011 | Nokia | Outdoor | Site Sharing | SS Capex | Outdoor Taawn-Etisalat Lead | SS Capex | ETC Capex | 3G+4G+5G | AirScale | LTE-2CC |  | U900 F1-U900 F2-U2100 F2 | L800+L2100 | 1cc | 2031200 | 35 |  |  | n41 | 3 | 3 | [32 empty] | IIB | AUH-3465-CSG-IXR-E-1 | 40 | Monopole
AUH2531 | Site 8318 | WR |  | AUH2531 | AUHL4531 |  |  | On air | On Air |  | 2022-12-23 | Permanent | 23.7516 | 53.5164 | Nokia | Outdoor | Site Sharing | SS Capex | Outdoor Taawn-Etisalat Lead | SS Capex | ETC Capex | 3G+4G | AirScale | LTE-3CC |  | U900 F1-U900 F2-U2100 F2 | L800+L1800-F1+L1800-F2 |  | 2031200 | 35 |  |  |  | 3 | [33 empty] | IIB | AUH-2531-CSG-N540-LD-1
AUH3546 | Site 8319 | WR |  | AUH3546 | AUHL4546 |  |  | On air | On Air |  | 2009 | Permanent | 24.2701 | 52.6033 | Nokia | Outdoor | Site Sharing | SS Capex | Outdoor Taawn-Etisalat Lead | SS Capex | ETC Capex | 3G+4G | AirScale | LTE |  | U900 F1-U900 F2 | L800 |  | 2003200 | 35 |  |  |  | 4 | [33 empty] | MW | 0 | 40 | Monopole
AUH3985 | Site 8320 | WR |  | AUH3985 | AUHL3985 |  |  | On air | On Air |  | 2023 | Permanent | 23.9464 | 53.7912 | Nokia | Outdoor | EITC Passive Infrastructure | Greenfield | Outdoor Green field-du Owned | Du Solo | Greenfield | 3G+4G | Airscale | LTE |  | U900 F1-U900 F2 | L800 |  | 2000001 | 60 |  |  |  | 4 | [33 empty] | MW | 0
AUH3559 | Site 8321 | WR |  | AUH3559 | AUHL4559 |  |  | On Air | On Air |  | 2021 | Permanent | 24.3272 | 52.5652 | Nokia | Outdoor | Site Sharing | SS Capex | Outdoor Taawn-Etisalat Lead | SS Capex | ETC Capex | 3G+4G | AirScale | LTE |  | U900 F1-U900 F2 | L800 |  | 2003200 | 35 |  |  |  | 4 | [33 empty] | MW | 0 | 6 | Monopole | Rooftop
AUH3560 | Site 8322 | WR |  | AUH3560 | AUHL4560 |  |  | On Air | On Air |  | 2020-11-01 | Permanent | 23.9775 | 52.2706 | Nokia | Outdoor | Site Sharing | SS Capex | Outdoor Taawn-Etisalat Lead | SS Capex | ETC Capex | 3G+4G | AirScale | LTE |  | U900 F1 | L800 |  | 2003900 | 30 |  |  |  | 3 | [33 empty] | MW | 0 | 35 | Monopole | sharing site/ from data base
AUH3051 | Site 8323 | WR |  | AUH3051 | AUHL4051 | AUHNR3051 |  | On Air | On Air | On Air | 2016-12-29 | Permanent | 24.0224 | 51.7617 | Nokia | Outdoor | Site Sharing | ETC Site Share | Outdoor Site Sharing-Etisalat Owned | SS Opex | Etisalat_Opex | 3G+4G+5G | Flexi WCDMA | LTE-3CC |  | U900 F1-U900 F2-U2100 F2 | L800+L1800-F1+L1800-F2 | 1cc | 2031600 | 35 |  |  | n41 | 6 | 3 | [32 empty] | IIB | AUH-3051-CSG-SAR-X-1 | 40 | Monopole | sharing site/ from data base
AUH3115 | Site 8324 | WR | AUH3115 | AUH3115 | AUHL4115 | AUHNR3115 | On Air | On Air | On Air | On Air | 2015-05-27 | Permanent | 23.6457 | 53.8188 | Nokia | Outdoor | EITC Passive Infrastructure | Rooftop | RT-du Owned | Du Solo | Rooftop | 2G+3G+4G+5G | Flexi WCDMA/Flexi 2G | LTE-3CC |  | U900 F1-U900 F2-U2100 F2 | L800+L1800-F1+L1800-F2 | 1cc | 2031200 | 16.4 |  |  | n41 | 4 | 3 | [32 empty] | MW | 0 | 3 | #N/A | Rooftop
AUH3287 | Site 8325 | WR |  | AUH3287 | AUHL4287 |  |  | On Air | On Air |  | 2017-04-06 | Permanent | 23.7831 | 53.029 | Nokia | Outdoor | Site Sharing | ETC Site Share | Outdoor Site Sharing-Etisalat Owned | SS Opex | Etisalat_Opex | 3G+4G | Flexi WCDMA | LTE |  | U900 F1-U900 F2 | L800 |  | 2000001 | 80 |  |  |  | 4 | [33 empty] | MW | 0 | 90 | LatticeTower | sharing site/ from data base
AUH3288 | Site 8326 | WR |  | AUH3288 | AUHL4288 |  |  | On Air | On Air |  | 2017-04-06 | Permanent | 23.8548 | 53.2884 | Nokia | Outdoor | Site Sharing | ETC Site Share | Outdoor Site Sharing-Etisalat Owned | SS Opex | Etisalat_Opex | 3G+4G | Flexi WCDMA | LTE-3CC |  | U900 F1-U900 F2 | L800+L1800-F1+L1800-F2 |  | 2000001 | 70 |  |  |  | 4 | [33 empty] | MW | 0 | 80 | LatticeTower | sharing site/ from data base
AUH3291 | Site 8327 | WR |  | AUH3291 | AUHL4291 |  |  | On Air | On Air |  | 2016-11-01 | Permanent | 23.5947 | 53.9293 | Nokia | Outdoor | Site Sharing | ETC Site Share | Outdoor Site Sharing-Etisalat Owned | SS Opex | Etisalat_Opex | 3G+4G | Flexi WCDMA | LTE |  | U900 F1-U900 F2 | L800 |  | 2000001 | 110 |  |  |  | 4 | [33 empty] | MW | 0 | 120 | LatticeTower | sharing site/ from data base
AUH3292 | Site 8328 | WR |  | AUH3292 | AUHL4292 |  |  | On Air | On Air |  | 2016-10-30 | Permanent | 23.684 | 53.9665 | Nokia | Outdoor | Site Sharing | ETC Site Share | Outdoor Site Sharing-Etisalat Owned | SS Opex | Etisalat_Opex | 3G+4G | Flexi WCDMA | LTE |  | U900 F1-U900 F2 | L800 |  | 2000001 | 110 |  |  |  | 4 | [33 empty] | MW | 0 | 120 | LatticeTower | sharing site/ from data base
AUH3298 | Site 8329 | WR |  | AUH3298 | AUHL4298 |  |  | On Air | On Air |  | 2019-08-28 | Permanent | 23.5052 | 53.4082 | Nokia | Outdoor | Site Sharing | ETC Site Share | Outdoor Site Sharing-Etisalat Owned | SS Opex | Etisalat_Opex | 3G+4G | Flexi WCDMA | LTE |  | U900 F1-U900 F2 | L800 |  | 2000001 | 110 |  |  |  | 3 | [33 empty] | MW | 0 | 120 | LatticeTower | sharing site/ from data base
AUH3299 | Site 8330 | WR |  | AUH3299 | AUHL4299 |  |  | On Air | On Air |  | 2019-08-28 | Permanent | 23.3923 | 53.3558 | Nokia | Outdoor | Site Sharing | ETC Site Share | Outdoor Site Sharing-Etisalat Owned | SS Opex | Etisalat_Opex | 3G+4G | Flexi WCDMA | LTE |  | U900 F1-U900 F2 | L800 |  | 2000001 | 110 |  |  |  | 3 | [33 empty] | MW | 0 | 120 | LatticeTower | sharing site/ from data base
AUH3300 | Site 8331 | WR |  | AUH3300 | AUHL4300 |  |  | On Air | On Air |  | 2019-08-28 | Permanent | 23.2793 | 53.3447 | Nokia | Outdoor | Site Sharing | ETC Site Share | Outdoor Site Sharing-Etisalat Owned | SS Opex | Etisalat_Opex | 3G+4G | Flexi WCDMA | LTE |  | U900 F1-U900 F2 | L800 |  | 2000001 | 110 |  |  |  | 3 | [33 empty] | MW | 0 | 120 | LatticeTower | sharing site/ from data base
AUH2286 | Site 8332 | WR |  | AUH2286 | AUHL4286 |  |  | On Air | On Air |  | 2017-01-24 | Permanent | 24.4731 | 52.3152 | Nokia | Outdoor | EITC Passive Infrastructure | Greenfield | Outdoor Green field-du Owned | DU Solo | Green Field | 3G+4G | Flexi WCDMA | LTE |  | U900 F1-U900 F2-U2100 F2 | L800 |  | 2003600 | 35 |  |  |  | 4 | [33 empty] | VSAT | 0 | 35 | #N/A | from data base
AUH2290 | Site 8333 | WR |  | AUH2290 | AUHL4290 |  |  | On Air | On Air |  | 2020 | Permanent | 24.5007 | 52.3298 | Nokia | Outdoor | EITC Passive Infrastructure | Greenfield | Outdoor Green field-du Owned | Du Solo | GreenField | 3G+4G | AirScale | LTE |  | U900 F1-U900 F2 | L800 |  | 2003600 | 40 |  |  |  | 3 | [33 empty] | MW | 0 | 40 | 40m-HD-MP | confirmed
AUH3307 | Site 8334 | WR |  | AUH3307 | AUHL4307 |  |  | On Air | On Air |  | 2020-06-30 | Permanent | 23.3796 | 54.0066 | Nokia | Outdoor | EITC Passive Infrastructure | Greenfield | Outdoor Green field-du Owned | Du Solo | Greenfield | 3G+4G | Flexi WCDMA | LTE |  | U900 F1-U900 F2 | L800 |  | 2003500 | 120 |  |  |  | 3 | [33 empty] | MW | 0 | 120 | #N/A | from data base
AUH3308 | Site 8335 | WR | AUH3308 | AUH3308 | AUHL4308 |  | On Air | On Air | On Air |  | 2015-03-03 | Permanent | 23.3043 | 54.1702 | Nokia | Outdoor | EITC Passive Infrastructure | Greenfield | Outdoor Green field-du Owned | Du Solo | 60m Lattice Tower | 2G+3G+4G | Flexi WCDMA/Multiradio 2G | LTE |  | U900 F1-U900 F2-U2100 F2 | L800 |  | 2003500 | 50 |  |  |  | 4 | [33 empty] | MW | 0 | 70 | #N/A | from data base
AUH3310 | Site 8336 | WR | AUH3310 | AUH3310 | AUHL4310 |  | On Air | On Air | On Air |  | 2015-03-03 | Permanent | 23.2944 | 54.2199 | Nokia | Outdoor | EITC Passive Infrastructure | Greenfield | Outdoor Green field-du Owned | Du Solo | 90m Lattice Tower | 2G+3G+4G | Flexi WCDMA/Multiradio 2G | LTE |  | U900 F1-U900 F2-U2100 F2 | L800 |  | 2003500 | 75 |  |  |  | 4 | [33 empty] | MW | 0 | 70 | #N/A | from data base
AUH2393 | Site 8337 | WR |  | AUH2393 | AUHL4393 |  |  | On air | On Air |  | 2023 | Permanent | 23.1479 | 53.7129 | Nokia | Outdoor | EITC Passive Infrastructure | Greenfield | Outdoor Green field-du Owned | Du Solo | Greenfield | 3G+4G | AirScale | LTE-3CC |  | U900 F1-U900 F2 | L800+L1800-F1+L1800-F2 |  | 2003500 | 75 |  |  |  | 4 | [33 empty] | MW | 0
AUH3449 | Site 8338 | WR |  | AUH3449 | AUHL4449 | AUHNR3449 |  | On Air | On Air | On Air | 2019-12-24 | Permanent | 24.0438 | 52.704 | Nokia | Outdoor | EITC Passive Infrastructure | Greenfield | Outdoor Green field-du Owned | Du Solo | Green Field | 3G+4G+5G | Flexi WCDMA | LTE-3CC |  | U900 F1-U900 F2 | L800+L1800-F1+L1800-F2 | 1cc | 2003400 | 45 |  |  | n41 | 3 | 3 | [32 empty] | IIB | AUH-3449-CSG-ASR920-LD-1 | 45 | #N/A | from data base
AUH2489 | Site 8339 | WR | AUH2489 | AUH2489 | AUHL4489 |  | On Air | On Air | On Air |  | 2012-08-16 | Permanent | 24.193 | 53.7773 | Nokia | Outdoor | Site Sharing | ETC Site Share | Outdoor Site Sharing-Etisalat Owned | SS Opex | Etisalat_Opex | 2G+3G+4G | Flexi WCDMA/Ultra 2G | LTE |  | U900 F1-U900 F2-U2100 F2 | L800 |  | 2450000 | 50 |  |  |  | 3 | [33 empty] | MW | 0 | 120 | LatticeTower | sharing site/ from data base
AUH2490 | Site 8340 | WR |  | AUH2490 | AUHL4490 |  |  | On Air | On Air |  | 2015-11-20 | Permanent | 24.2292 | 53.8062 | Nokia | Outdoor | Site Sharing | ETC Site Share | Outdoor Site Sharing-Etisalat Owned | SS Opex | Etisalat_Opex | 3G+4G | Flexi WCDMA | LTE |  | U900 F1-U900 F2-U2100 F2 | L800 |  | 2450000 | 20 |  |  |  | 3 | [33 empty] | MW | 0 | 30 | LatticeTower | sharing site/ from data base
AUH2499 | Site 8341 | WR | AUH2499 | AUH2499 | AUHL4499 |  | On Air | On Air | On Air |  | 2012-08-16 | Permanent | 24.2714 | 53.8603 | Nokia | Outdoor | Site Sharing | ETC Site Share | Outdoor Site Sharing-Etisalat Owned | SS Opex | Etisalat_Opex | 2G+3G+4G | Flexi WCDMA/Flexi 2G | LTE |  | U900 F1-U900 F2-U2100 F2 | L800 |  | 2450000 | 50 |  |  |  | 4 | [33 empty] | MW | 0 | 120 | LatticeTower | sharing site/ from data base
AUH2502 | Site 8342 | WR | AUH2502 | AUH2502 | AUHL4502 |  | On Air | On Air | On Air |  | 2016-10-12 | Permanent | 24.1733 | 51.9889 | Nokia | Outdoor | EITC Passive Infrastructure | Greenfield | Outdoor Green field-du Owned | Du Solo | Palm Tree | 2G+3G+4G | Flexi WCDMA/Ultra 2G | LTE |  | U2100 F2 | L800 |  | 2000004 | 30 |  |  |  | 3 | [33 empty] | VSAT | 0 | 30 | #N/A | from data base
AUH3507 | Site 8343 | WR |  | AUH3507 | AUHL4507 |  |  | On Air | On Air |  | 2022-06-14 | Permanent | 23.6666 | 54.3461 | Nokia | Outdoor | EITC Passive Infrastructure | Greenfield | Outdoor Green field-du Owned | Du Solo | ADCO Tower sharing | 3G+4G | AirScale | LTE |  | U900 F1-U900 F2 | L800 |  | 2000001 | 45 |  |  |  | 4 | [33 empty] | MW | 0 | 50 | 60m-LT | sharing site/ from data base
AUH3557 | Site 8344 | WR |  | AUH3557 | AUHL4557 | AUHNR3557 |  | On Air | On Air | On Air | 2021-03-02 | Permanent | 24.1021 | 52.6494 | Nokia | Outdoor | EITC Passive Infrastructure | Greenfield | Outdoor Taawn-du Lead | Du Capex | Du Capex | 3G+4G+5G | AirScale | LTE-3CC |  | U900 F1-U900 F2-U2100 F2 | L800+L1800-F1+L1800-F2 | 1cc | 2003100 | 40 |  |  | n41 | 4 | 3 | [32 empty] | MW | 0 | 40 | 40m-MD-MP | confirmed
AUH3562 | Site 8345 | WR |  | AUH3562 | AUHL4562 |  |  | On Air | On Air |  | 2021-09-12 | Permanent | 23.0638 | 53.9636 | Nokia | Outdoor | EITC Passive Infrastructure | Greenfield | Outdoor Taawn-du Lead | Du Capex | Du Capex | 3G+4G | AirScale | LTE |  | U900 F1 | L800 |  | 2003500 | 60 |  |  |  | 4 | [33 empty] | MW | 0 | 60 | 60m-LT | confirmed
AUH3564 | Site 8346 | WR |  | AUH3564 | AUHL4564 |  |  | On Air | On Air |  | 2021-11-22 | Permanent | 24.0736 | 52.4592 | Nokia | Outdoor | EITC Passive Infrastructure | Greenfield | Outdoor Green field-du Owned | Du Solo | Greenfield | 3G+4G | AirScale | LTE |  | U900 F1 | L800 |  | 2031300 | 35 |  |  |  | 3 | [33 empty] | MW | 0 | 35 | 35m-MD-MP | confirmed
AUH3587 | Site 8347 | WR |  | AUH3587 | AUHL4587 | AUHNR3587 |  | On Air | On Air | On Air | 2017-02-05 | Permanent | 23.6396 | 53.6927 | Nokia | Outdoor | Site Sharing | ETC Site Share | Outdoor Site Sharing-Etisalat Owned | SS Opex | Etisalat_Opex | 3G+4G+5G | Flexi WCDMA | LTE-3CC |  | U900 F1-U900 F2-U2100 F2 | L800+L1800-F1+L1800-F2 | 1cc | 2031200 | 30 |  |  | n41 | 4 | 3 | [32 empty] | IIB | AUH-3587-CSG-SAR-X-1 | 40 | LatticeTower | sharing site/ from data base
AUH3586 | Site 8348 | WR |  | AUH3586 | AUHL4586 | AUHNR3586 |  | On Air | On Air | On Air | 2016-12-20 | Permanent | 23.7426 | 53.5321 | Nokia | Outdoor | EITC Passive Infrastructure | Greenfield | Outdoor Green field-du Owned | Du Solo | Green Field | 3G+4G+5G | Flexi WCDMA | LTE-3CC |  | U900 F1-U900 F2-U2100 F2 | L800+L1800-F1+L1800-F2 | 1cc | 2031200 | 30 |  |  | n41 | 3 | 3 | [32 empty] | IIB | AUH-3586-CSG-N540-LD-1 | 35 | #N/A | from data base
AUH3588 | Site 8349 | WR |  | AUH3588 | AUHL4588 | AUHNR3588 |  | On Air | On Air | On Air | 2016-12-29 | Permanent | 23.6616 | 53.6983 | Nokia | Outdoor | EITC Passive Infrastructure | Greenfield | Outdoor Green field-du Owned | Du Solo | Green Field | 3G+4G+5G | Flexi WCDMA | LTE |  | U900 F1-U900 F2-U2100 F2 | L800 | 1cc | 2031200 | 35 |  |  | n41 | 4 | 3 | [32 empty] | IIB | AUH-3588-CSG-IXR-E-1 | 35 | #N/A | from data base
AUH3591 | Site 8350 | WR |  | AUH3591 | AUHL4591 | AUHNR3591 |  | On Air | On Air | On Air | 2016-11-23 | Permanent | 23.8373 | 52.813 | Nokia | Outdoor | Site Sharing | ETC Site Share | Outdoor Site Sharing-Etisalat Owned | SS Opex | Etisalat_Opex | 3G+4G+5G | Flexi WCDMA | LTE |  | U900 F1-U900 F2-U2100 F2 | L800 | 1cc | 2003400 | 25 |  |  | n41 | 4 | 3 | [32 empty] | IIB | AUH-3591-CSG-IXR-E-1 | 30 | Monopole | sharing site/ from data base
AUH3589 | Site 8351 | WR |  | AUH3589 | AUHL4589 | AUHNR3589 |  | On Air | On Air | On Air | 2016-12-23 | Permanent | 23.7231 | 53.5087 | Nokia | Outdoor | EITC Passive Infrastructure | Greenfield | Outdoor Green field-du Owned | DU Solo | Green Field | 3G+4G+5G | Flexi WCDMA | LTE-4CC |  | U900 F1-U900 F2-U2100 F2 | L800+L1800-F1+L1800-F2+L2100 | 1cc | 2031200 | 35 |  |  | n41 | 4 | 3 | [32 empty] | IIB | AUH-3589-CSG-IXR-E-1 | 35 | #N/A | from data base
AUH3596 | Site 8352 | WR |  | AUH3596 | AUHL4596 |  |  | On Air | On Air |  | 2016-12-29 | Permanent | 24.0579 | 51.7513 | Nokia | Outdoor | Site Sharing | ETC Site Share | Outdoor Site Sharing-Etisalat Owned | SS Opex | Etisalat_Opex | 3G+4G | Flexi WCDMA | LTE-3CC |  | U900 F1-U900 F2-U2100 F2 | L800+L1800-F1+L1800-F2 |  | 2031600 | 35 |  |  |  | 4 | [33 empty] | IIB | Passive to AUH-2919-CSG-SAR-8-1 | 40 | Monopole | sharing site/ from data base
AUH3593 | Site 8353 | WR |  | AUH3593 | AUHL4593 | AUHNR3593 |  | On Air | On Air | On Air | 2016-12-17 | Permanent | 23.917 | 52.7953 | Nokia | Outdoor | EITC Passive Infrastructure | Greenfield | Outdoor Green field-du Owned | Du Solo | Green Field | 3G+4G+5G | Flexi WCDMA | LTE-3CC |  | U900 F1-U900 F2-U2100 F2 | L800+L1800-F1+L1800-F2 | 1cc | 2003400 | 35 |  |  | n41 | 4 | 3 | [32 empty] | IIB | AUH-3593-CSG-IXR-E-1 | 35 | #N/A | from data base
AUH3598 | Site 8354 | WR |  | AUH3598 | AUHL4598 | AUHNR3598 |  | On Air | On Air | On Air | 2016-11-21 | Permanent | 24.066 | 51.7585 | Nokia | Outdoor | EITC Passive Infrastructure | Greenfield | Outdoor Green field-du Owned | Du Solo | Palm Tree | 3G+4G+5G | Flexi WCDMA | LTE-3CC |  | U900 F1-U900 F2-U2100 F2 | L800+L1800-F1+L1800-F2 | 1cc | 2031600 | 35 |  |  | n41 | 4 | 3 | [32 empty] | IIB | Passive to AUH-2919-CSG-SAR-8-1 | 30 | #N/A | from data base
AUH3599 | Site 8355 | WR |  | AUH3599 | AUHL4599 | AUHNR3599 |  | On Air | On Air | On Air | 2016-11-10 | Permanent | 24.0863 | 52.6756 | Nokia | Outdoor | EITC Passive Infrastructure | Greenfield | Outdoor Green field-du Owned | Du Solo | 30m Monopole (Temp) | 3G+4G+5G | Flexi WCDMA | LTE-3CC |  | U900 F1-U900 F2-U2100 F2 | L800+L1800-F1+L1800-F2 | 1cc | 2003100 | 30 |  |  | n41 | 4 | 3 | [32 empty] | IIB | AUH-3599-CSG-IXR-E-1 | 30 | #N/A | from data base
AUH3605 | Site 8356 | WR |  | AUH3605 | AUHL4605 | AUHNR3605 |  | On Air | On Air | On Air | 2016-11-15 | Permanent | 23.6534 | 53.6539 | Nokia | Outdoor | Site Sharing | ETC Site Share | Outdoor Site Sharing-Etisalat Owned | SS Opex | Etisalat_Opex | 3G+4G+5G | Flexi WCDMA | LTE-3CC |  | U900 F1-U900 F2-U2100 F2 | L800+L1800-F1+L1800-F2 | 1cc | 2031200 | 30 |  |  | n41 | 4 | 3 | [32 empty] | IIB | AUH-3605-CSG-IXR-E-1 | 40 | Monopole | sharing site/ from data base
AUH3611 | Site 8357 | WR |  | AUH3611 | AUHL4611 |  |  | On Air | On Air |  | 2020-06-29 | Permanent | 24.2379 | 54.2605 | Nokia | Outdoor | Site Sharing | ETC Site Share | Outdoor Site Sharing-Etisalat Owned | SS Opex | Etisalat_Opex | 3G+4G | Flexi WCDMA | LTE |  | U900 F1-U900 F2 | L800 |  | 2042100 | 55 |  |  |  | 3 | [33 empty] | MW | 0 | 60 | LatticeTower | sharing site/ from data base
AUH3601 | Site 8358 | WR |  | AUH3601 | AUHL4601 | AUHNR3601 |  | On Air | On Air | On Air | 2016-12-29 | Permanent | 24.0894 | 53.4945 | Nokia | Outdoor | EITC Passive Infrastructure | Greenfield | Outdoor Green field-du Owned | Du Solo | Green Field | 3G+4G+5G | Flexi WCDMA | LTE-3CC |  | U900 F1-U900 F2-U2100 F2 | L800+L1800-F1+L1800-F2 | 1cc | 2003800 | 35 |  |  | n41 | 4 | 3 | [32 empty] | IIB | AUH-3601-CSG-IXR-E-1 | 35 | #N/A | from data base
AUH3625 | Site 8359 | WR |  | AUH3625 | AUHL4625 |  |  | On air | On Air |  | 2022-12-09 | Permanent | 24.1269 | 52.8342 | Nokia | Outdoor | EITC Passive Infrastructure | GreenField | Outdoor Taawn-du Lead | Du Capex | Du Capex | 3G+4G | AirScale | LTE |  | U900 F1-U900 F2 | L800 |  | 2003100 | 40 |  |  |  | 4 | [33 empty] | IIB | AUH-3625-CSG-IXR-E-1
AUH6004 | Site 8360 | WR |  | AUH6004 | AUHL6004 | AUHNR6004 |  | On air | On Air | On Air | 2022-12-14 | Permanent | 23.0106 | 53.7216 | Nokia | Outdoor | Site Sharing | SS Capex | Outdoor Taawn-Etisalat Lead | SS Capex | ETC Capex | 3G+4G+5G | AirScale | LTE-3CC |  | U900 F1-U900 F2-U2100 F2 | L800+L1800-F1+L1800-F2 | 1cc | 2000001 | 35 |  |  | n41 | 4 | 3 | [32 empty] | IIB | AUH-2079-CSG-ASR920-LD-1
AUH6021 | Site 8361 | WR |  | AUH6021 | AUHL6021 |  |  | On air | On Air |  | 2023 | Permanent | 24.1155 | 52.8765 | Nokia | Outdoor | Site Sharing | SS Capex | Outdoor Taawn-Etisalat Lead | SS Capex | ETC Capex | 3G+4G | AirScale | LTE |  | U900 F1-U900 F2 | L800 |  | 2003100 | 35 |  |  |  | 4 | [33 empty] | MW | 0
AUH6022 | Site 8362 | WR |  | AUH6022 | AUHL6022 |  |  | On Air | On Air |  | 2022-07-06 | Permanent | 24.1957 | 51.7755 | Nokia | Outdoor | Site Sharing | SS Capex | Outdoor Taawn-Etisalat Lead | SS Capex | ETC Capex | 3G+4G | AirScale | LTE |  | U900 F1-U900 F2 | L800 |  | 2031600 | 35 |  |  |  | 3 | [33 empty] | MW | 0 | 40 | ETC | sharing site/ from data base
AUH6073 | Site 8363 | WR |  | AUH6073 | AUHL6073 |  |  | On air | On Air |  | 2022-11-03 | Permanent | 23.9804 | 53.5408 | Nokia | Outdoor | Site Sharing | SS Capex | Outdoor Taawn-Etisalat Lead | SS Capex | ETC Capex | 3G+4G | AirScale | LTE |  | U900 F1-U900 F2 | L800 |  | 2000001 | 55 |  |  |  | 4 | [33 empty] | MW | 0 | 60 | LatticeTower
AUH2877 | Site 8364 | WR | AUH2877 | AUH2877 | AUHL4877 |  | On Air | On Air | On Air |  | 2019-11-14 | Permanent | 24.113 | 52.4397 | Nokia | Outdoor | Site Sharing | ETC Site Share | Outdoor Site Sharing-Etisalat Owned | SS Opex | Etisalat_Opex | 2G+3G+4G | Flexi 2G | LTE-3CC |  | U900 F1-U900 F2 | L800+L1800-F1+L1800-F2 |  | 2031300 | 60 |  |  |  | 4 | [33 empty] | MW | 0 | 120 | LatticeTower | sharing site/ from data base
AUH2872 | Site 8365 | WR | AUH2872 | AUH2872 | AUHL4872 | AUHNR2872 | On Air | On Air | On Air | On Air | 2019-11-14 | Permanent | 24.1007 | 53.3346 | Nokia | Outdoor | EITC Passive Infrastructure | Greenfield | Outdoor Green field-du Owned | DU Solo | 60m Lattice Tower | 2G+3G+4G+5G | Flexi 2G | LTE |  | U900 F1-U900 F2 | L800 | 1cc | 2003800 | 58 |  |  | n41 | 4 | 3 | [32 empty] | IIB | AUH-2872-CSG-IXR-E-1 | 60 | #N/A | from data base
AUH2897 | Site 8366 | WR |  | AUH2897 | AUHL4897 | AUHNR2897 |  | On air | On Air | On Air | 2022-09-28 | Permanent | 24.0416 | 52.7535 | Nokia | Outdoor | EITC Passive Infrastructure | Greenfield | Outdoor Green field-du Owned | Du Solo | Greenfield | 3G+4G+5G | AirScale | LTE-3CC |  | U900 F1-U900 F2-U2100 F2 | L800+L1800-F1+L1800-F2 | 1cc | 2003400 | 40 |  |  | n41 | 3 | 3 | [32 empty] | IIB | AUH-2897-CSG-IXR-E-1
AUH6099 | Site 8367 | WR |  | AUH6099 | AUHL6099 |  |  | On air | On Air |  | 2023 | Permanent | 23.166 | 53.7808 | Nokia | Outdoor | Site Sharing | SS Capex | Outdoor Taawn-Etisalat Lead | SS Capex | ETC Capex | 3G+4G | Airscale | LTE-3CC |  | U900 F1-U900 F2 | L800+L1800-F1+L1800-F2 |  | 2003500 | 55 |  |  |  | 4 | [33 empty] | IIB | AUH-6099-CSG-IXR-E-1
AUH6111 | Site 8368 | WR |  | AUH6111 | AUHL6111 | AUHNR6111 |  | On air | On Air | On Air | 2022-12-20 | Permanent | 23.7454 | 53.5084 | Nokia | Outdoor | Site Sharing | SS Capex | Outdoor Taawn-Etisalat Lead | SS Capex | ETC Capex | 3G+4G+5G | AirScale | LTE-3CC |  | U900 F1-U900 F2-U2100 F2 | L800+L1800-F1+L1800-F2 | 1cc | 2031200 | 35 |  |  | n41 | 4 | 3 | [32 empty] | IIB | AUH-6111-CSG-IXR-E-1
AUH6119 | Site 8369 | WR |  | AUH6119 | AUHL6119 |  |  | On Air | On Air |  | 2022-10-11 | Permanent | 24.1325 | 54.5271 | Nokia | Outdoor | Site Sharing | SS Capex | Outdoor Taawn-Etisalat Lead | SS Capex | ETC Capex | 3G+4G | AirScale | LTE-3CC |  | U900 F1-U900 F2 | L800+L1800-F1+L1800-F2 |  | 2042200 | 30 |  |  |  | 4 | [33 empty] | MW | 0 | 35 | Monopole
AUH6137 | Site 8370 | WR |  | AUH6137 | AUHL6137 | AUHNR6137 |  | On air | On Air | On Air | 2022-12-30 | Permanent | 22.9918 | 53.7523 | Nokia | Outdoor | Site Sharing | SS Capex | Outdoor Taawn-Etisalat Lead | SS Capex | ETC Capex | 3G+4G+5G | Airscale | LTE |  | U900 F1-U900 F2 | L800 | 1cc | 2000001 | 50 |  |  | n41 | 4 | 3 | [32 empty] | IIB | AUH-6137-CSG-IXR-E-1
AUH3246 | Site 8371 | WR |  | AUH3246 | AUHL5246 |  |  | On Air | On Air |  | 2021-03-01 | Permanent | 24.483 | 52.3059 | Nokia | Outdoor | EITC Passive Infrastructure | Greenfield | Outdoor Green field-du Owned | Du Solo | Greenfield | 3G+4G | AirScale | LTE |  | U900 F1-U900 F2 | L800 |  | 2003600 | 40 |  |  |  | 3 | [33 empty] | MW | 0 | 40 | 40m-HD-MP | confirmed
AUH3289 | Site 8372 | WR |  | AUH3289 | AUHL5289 |  |  | On Air | On Air |  | 2017-04-06 | Permanent | 23.8352 | 53.4419 | Nokia | Outdoor | Site Sharing | ETC Site Share | Outdoor Site Sharing-Etisalat Owned | SS Opex | Etisalat_Opex | 3G+4G | Flexi WCDMA | LTE |  | U900 F1 | L800 |  | 2000001 | 70 |  |  |  | 4 | [33 empty] | MW | 0 | 80 | LatticeTower | sharing site/ from data base
AUH3304 | Site 8373 | WR |  | AUH3304 | AUHL5304 |  |  | On Air | On Air |  | 2019-11-18 | Permanent | 23.1982 | 54.1485 | Nokia | Outdoor | Site Sharing | ETC Site Share | Outdoor Site Sharing-Etisalat Owned | SS Opex | Etisalat_Opex | 3G+4G | Flexi WCDMA | LTE |  | U900 F1-U900 F2 | L800 |  | 2003500 | 110 |  |  |  | 3 | [33 empty] | MW | 0 | 120 | LatticeTower | sharing site/ from data base
AUH3370 | Site 8374 | WR | AUH3370 | AUH3370 | AUHL5370 |  | Locked | On Air | On Air |  | 2020-09-28 | Permanent | 24.2091 | 53.913 | Nokia | Outdoor | Site Sharing | ETC Site Share | Outdoor Site Sharing-Etisalat Owned | SS Opex | Etisalat_Opex | 2G+3G+4G | Flexi/MultiRadio 2G | LTE |  | U900 F1-U900 F2 | L800 |  | 2450000 | 60 |  |  |  | 4 | [33 empty] | MW | 0 | 120 | LatticeTower | sharing site/ from data base
AUH6350 | Site 8375 | WR |  | AUH6350 | AUHL6350 | AUHNR6350 |  | On Air | On Air | On Air | 2020-12-16 | Permanent | 24.0641 | 53.4619 | Nokia | Outdoor | Site Sharing | SS Capex | Outdoor Taawn-Etisalat Lead | SS Capex | ETC Capex | 3G+4G+5G | AirScale | LTE |  | U900 F1-U900 F2 | L800 | 1cc | 2003800 | 35 |  |  | n41 | 3 | 3 | [32 empty] | IIB | AUH-6350-CSG-N540-LD-1 | 40 | Monopole | sharing site/ from data base
AUH6388 | Site 8376 | WR |  | AUH6388 | AUHL6388 | AUHNR6388 |  | On Air | On Air | On Air | 2021-03-15 | Permanent | 22.9763 | 54.234 | Nokia | Outdoor | Site Sharing | SS Capex | Outdoor Taawn-Etisalat Lead | SS Capex | ETC Capex | 3G+4G+5G | AirScale | LTE |  | U900 F1-U900 F2 | L800 | 1cc | 2003500 | 35 |  |  | n41 | 4 | 3 | [32 empty] | IIB | AUH-6388-CSG-N540-LD-1 | 40 | Monopole | sharing site/ from data base
AUH6402 | Site 8377 | WR |  | AUH6402 | AUHL6402 | AUHNR6402 |  | On air | On Air | On Air | 2022-08-02 | Permanent | 23.8208 | 52.8208 | Nokia | Outdoor | Site Sharing | SS Capex | Outdoor Taawn-Etisalat Lead | SS Capex | ETC Capex | 3G+4G+5G | AirScale | LTE-2CC |  | U900 F1-U900 F2-U2100 F2 | L800+L2100 | 1cc | 2003400 | 35 |  |  | n41 | 3 | 3 | [32 empty] | IIB | AUH-6402-CSG-IXR-E-1 | 40 | ETC | sharing site/ from data base
AUH6416 | Site 8378 | WR |  | AUH6416 | AUHL6416 | AUHNR6416 |  | On Air | On Air | On Air | 2019-12-10 | Permanent | 24.0305 | 52.7767 | Nokia | Outdoor | Site Sharing | SS Capex | Outdoor Taawn-Etisalat Lead | SS Capex | ETC Capex | 3G+4G+5G | Flexi WCDMA | LTE-3CC | 4T4R | U900 F1-U900 F2-U2100 F2 | L800+L1800-F1+L1800-F2 | 1cc | 2003400 | 40 |  |  | n41 | 3 | 3 | [32 empty] | IIB | AUH-6416-CSG-IXR-E-1 | 40 | Monopole | sharing site/ from data base
AUH6424 | Site 8379 | WR |  | AUH6424 | AUHL6424 |  |  | On Air | On Air |  | 2021-07-12 | Permanent | 24.195 | 53.4275 | Nokia | Outdoor | Site Sharing | SS Capex | Outdoor Taawn-Etisalat Lead | SS Capex | ETC Capex | 3G+4G | AirScale | LTE |  | U900 F1-U900 F2 | L800 |  | 2000020 | 115 |  |  |  | 3 | [33 empty] | MW | 0 | 120 | LatticeTower | sharing site/ from data base
AUH6425 | Site 8380 | WR |  | AUH6425 | AUHL6425 |  |  | On Air | On Air |  | 2020 | Permanent | 24.3049 | 54.1136 | Nokia | Outdoor | Site Sharing | SS Capex | Outdoor Taawn-Etisalat Lead | SS Capex | ETC Capex | 3G+4G | AirScale | LTE |  | U900 F1-U900 F2 | L800 |  | 2042100 | 30 |  |  |  | 3 | [33 empty] | MW | 0 | 35 | PalmTree | sharing site/ from data base
AUH6426 | Site 8381 | WR |  | AUH6426 | AUHL6426 | AUHNR6426 |  | On Air | On Air | On Air | 2019-09-09 | Permanent | 23.6317 | 53.7285 | Nokia | Outdoor | Site Sharing | SS Capex | Outdoor Taawn-Etisalat Lead | SS Capex | ETC Capex | 3G+4G+5G | Flexi WCDMA | LTE-3CC |  | U900 F1-U900 F2-U2100 F2 | L800+L1800-F1+L1800-F2 | 1cc | 2031200 | 30 |  |  | n41 | 3 | 3 | [32 empty] | IIB | AUH-6426-CSG-IXR-E-1 | 35 | Monopole | sharing site/ from data base
AUH6043 | Site 8382 | WR |  | AUH6043 | AUHL6043 | AUHNR6043 |  | On air | On Air | On Air | 2022-10-31 | Permanent | 23.9147 | 52.8023 | Nokia | Outdoor | EITC Passive Infrastructure | Greenfield | Outdoor Green field-du Owned | Du Solo | Greenfield | 3G+4G+5G | AirScale | LTE |  | U900 F1-U900 F2-U2100 F2 | L800 | 1cc | 2003400 | 40 |  |  | n41 | 4 | 3 | [32 empty] | IIB | AUH-6043-CSG-IXR-E-1
AUH6046 | Site 8383 | WR |  | AUH6046 | AUHL6046 |  |  | On air | On Air |  | 2023 | Permanent | 24.1376 | 52.7436 | Nokia | Outdoor | EITC Passive Infrastructure | Greenfield | Outdoor Green field-du Owned | Du Solo | Monopole | 3G+4G | Airscale | LTE-3CC |  | U900 F1-U900 F2 | L800+L1800-F1+L1800-F2 |  | 2003100 | 40 |  |  |  | 4 | [33 empty] | MW | 0
AUH6061 | Site 8384 | WR |  | AUH6061 | AUHL6061 | AUHNR6061 |  | On air | On Air | On Air | 2022-09-23 | Permanent | 24.0268 | 52.7643 | Nokia | Outdoor | EITC Passive Infrastructure | Greenfield | Outdoor Green field-du Owned | Du Solo | Greenfield | 3G+4G+5G | AirScale | LTE-3CC |  | U900 F1-U900 F2-U2100 F2 | L800+L1800-F1+L1800-F2 | 1cc | 2003400 | 40 |  |  | n41 | 3 | 3 | [32 empty] | IIB | AUH-6061-CSG-N540-LD-1
AUH6433 | Site 8385 | WR |  | AUH6433 | AUHL6433 |  |  | On Air | On Air |  | 2021-06-20 | Permanent | 24.2874 | 53.9937 | Nokia | Outdoor | Site Sharing | SS Capex | Outdoor Taawn-Etisalat Lead | SS Capex | ETC Capex | 3G+4G | AirScale | LTE |  | U900 F1-U900 F2 | L800 |  | 2450000 | 40 |  |  |  | 3 | [33 empty] | MW | 0 | 40 | 40m Lattice Tower | sharing site/ from data base
AUH6435 | Site 8386 | WR |  | AUH6435 | AUHL6435 | AUHNR6435 |  | On Air | On Air | On Air | 2022-06-17 | Permanent | 23.0829 | 54.0133 | Nokia | Outdoor | Site Sharing | SS Capex | Outdoor Taawn-Etisalat Lead | SS Capex | ETC Capex | 3G+4G+5G | AirScale | LTE |  | U900 F1-U900 F2 | L800 | 1cc | 2003500 | 35 |  |  | n41 | 4 | 3 | [32 empty] | IIB | AUH-6435-CSG-IXR-E-1 | 40 | ETC | sharing site/ from data base
AUH6447 | Site 8387 | WR |  | AUH6447 | AUHL6447 |  |  | On Air | On Air |  | 2020-03-25 | Permanent | 23.1076 | 53.5809 | Nokia | Outdoor | Site Sharing | SS Capex | Outdoor Taawn-Etisalat Lead | SS Capex | ETC Capex | 3G+4G | Flexi WCDMA | LTE-3CC |  | U900 F1-U900 F2 | L800+L1800-F1+L1800-F2 |  | 2003500 | 35 |  |  |  | 3 | [33 empty] | IIB | AUH-6447-CSG-ASR920-LD-1 | 40 | Monopole | sharing site/ from data base
AUH6448 | Site 8388 | WR |  | AUH6448 | AUHL6448 | AUHNR6448 |  | On Air | On Air | On Air | 2019-12-25 | Permanent | 24.0581 | 52.7107 | Nokia | Outdoor | Site Sharing | SS Capex | Outdoor Taawn-Etisalat Lead | SS Capex | ETC Capex | 3G+4G+5G | Flexi WCDMA | LTE |  | U900 F1-U900 F2 | L800 | 1cc | 2003100 | 36 |  |  | n41 | 3 | 3 | [32 empty] | MW | 0 | 40 | Monopole | sharing site/ from data base
AUH6449 | Site 8389 | WR |  | AUH6449 | AUHL6449 |  |  | On Air | On Air |  | 2019-12-19 | Permanent | 24.5062 | 52.2812 | Nokia | Outdoor | Site Sharing | SS Capex | Outdoor Taawn-Etisalat Lead | SS Capex | ETC Capex | 3G+4G | Flexi WCDMA | LTE |  | U900 F1-U900 F2 | L800 |  | 2003600 | 36 |  |  |  | 3 | [33 empty] | MW | 0 | 40 | Monopole | sharing site/ from data base
AUH6454 | Site 8390 | WR |  | AUH6454 | AUHL6454 |  |  | On Air | On Air |  | 2022-08-04 | Permanent | 23.9018 | 53.052 | Nokia | Outdoor | Site Sharing | SS Capex | Outdoor Taawn-Etisalat Lead | SS Capex | ETC Capex | 3G+4G | AirScale | LTE |  | U900 F1-U900 F2 | L800 |  | 2000001 | 115 |  |  |  | 4 | [33 empty] | MW | 0 | 120 | ETC | sharing site/ from data base
AUH6458 | Site 8391 | WR |  | AUH6458 | AUHL6458 |  |  | On Air | On Air |  | 2022-02-09 | Permanent | 24.0932 | 52.9559 | Nokia | Outdoor | Site Sharing | SS Capex | Outdoor Taawn-Etisalat Lead | SS Capex | ETC Capex | 3G+4G | AirScale | LTE |  | U900 F1-U900 F2 | L800 |  | 2003100 | 35 |  |  |  | 4 | [33 empty] | MW | 0 | 40 | 40m Monopole | sharing site/ from data base
AUH6121 | Site 8392 | WR |  | AUH6121 | AUHL6121 |  |  | On air | On Air |  | 2023 | Permanent | 23.0344 | 54.0156 | Nokia | Outdoor | EITC Passive Infrastructure | Greenfield | Outdoor Taawn-du Lead | Du Capex | Du Capex | 3G+4G | Airscale | LTE |  | U900 F1-U900 F2 | L800 |  | 2003500 | 120 |  |  |  | 4 | [33 empty] | MW | 0
AUH6488 | Site 8393 | WR |  | AUH6488 | AUHL6488 | AUHNR6488 |  | On Air | On Air | On Air | 2022-05-09 | Permanent | 24.0917 | 53.4703 | Nokia | Outdoor | Site Sharing | SS Capex | Outdoor Taawn-Etisalat Lead | SS Capex | ETC Capex | 3G+4G+5G | AirScale | LTE |  | U900 F1-U900 F2 | L800 | 1cc | 2003800 | 35 |  |  | n41 | 4 | 3 | [32 empty] | IIB | AUH-6488-CSG-IXR-E-1 | 40 | ETC | sharing site/ from data base
AUH6494 | Site 8394 | WR |  | AUH6494 | AUHL6494 |  |  | On Air | On Air |  | 2023 | Permanent | 23.5641 | 53.6274 | Nokia | Outdoor | Site Sharing | SS Capex | Outdoor Taawn-Etisalat Lead | SS Capex | ETC Capex | 3G+4G | AirScale | LTE |  | U900 F1-U900 F2 | L800 |  | 2031200 | 60 |  |  |  | 4 | [33 empty] | MW | 0
AUH6495 | Site 8395 | WR |  | AUH6495 | AUHL6495 |  |  | On Air | On Air |  | 2021-10-27 | Permanent | 23.9106 | 53.3255 | Nokia | Outdoor | Site Sharing | SS Capex | Outdoor Taawn-Etisalat Lead | SS Capex | ETC Capex | 3G+4G | AirScale | LTE-3CC |  | U900 F1-U900 F2-U2100 F2 | L800+L1800-F1+L1800-F2 |  | 2000001 | 120 |  |  |  | 3 | [33 empty] | MW | 0 | 120 | LatticeTower | sharing site/ from data base
AUH6144 | Site 8396 | WR |  | AUH6144 | AUHL6144 |  |  | On air | On Air |  | 2023 | Permanent | 23.9884 | 51.957 | Nokia | Outdoor | EITC Passive Infrastructure | Greenfield | Outdoor Taawn-du Lead | Du Capex | Du Capex | 3G+4G | AirScale | LTE |  | U900 F1-U900 F2 | L800 |  | 2031600 | 75 |  |  |  | 3 | [33 empty] | MW | 0
AUH6145 | Site 8397 | WR |  | AUH6145 | AUHL6145 |  |  | On air | On Air |  | 2023 | Tower | 23.983 | 51.8327 | Nokia | Outdoor | EITC Passive Infrastructure | Greenfield | Outdoor Green field-du Owned | Du Solo | Tower | 3G+4G | Airscale | LTE |  | U900 F1-U900 F2 | L800 |  | 2031600 | 60 |  |  |  | 3 | [33 empty] | MW | 0
AUH6149 | Site 8398 | WR |  | AUH6149 | AUHL6149 | AUHNR6149 |  | On air | On Air | On Air | 2022-10-31 | Permanent | 22.9775 | 53.7854 | Nokia | Outdoor | EITC Passive Infrastructure | Greenfield | Outdoor Green field-du Owned | Du Solo | Greenfield | 3G+4G+5G | AirScale | LTE-4CC |  | U900 F1-U900 F2 | L800+L1800-F1+L1800-F2+L2100 | 3cc | 2000001 | 40 |  |  | n78+n41 | 3 | 3 | [32 empty] | IIB | AUH-6149-CSG-IXR-E-1
AUH6161 | Site 8399 | WR |  | AUH6161 | AUHL6161 | AUHNR6161 |  | On Air | On Air | On Air | 2022-10-20 | Permanent | 22.9769 | 53.7932 | Nokia | Outdoor | EITC Passive Infrastructure | Greenfield | Outdoor Taawn-du Lead | Du Capex | Du Capex | 3G+4G+5G | AirScale | LTE-4CC |  | U900 F1-U900 F2 | L800+L1800-F1+L1800-F2+L2100 | 3cc | 2000001 | 40 |  |  | n78+n41 | 4 | 3 | [32 empty] | IIB | AUH-6161-CSG-IXR-E-1
AUH6167 | Site 8400 | WR |  | AUH6167 | AUHL6167 |  |  | On air | On Air |  | 2023 | Permanent | 24.2276 | 51.7223 | Nokia | Outdoor | EITC Passive Infrastructure | Greenfield | Outdoor Taawn-du Lead | Du Capex | Du Capex | 3G+4G | Airscale | LTE |  | U900 F1-U900 F2 | L800 |  | 2031600 | 90 |  |  |  | 4 | [33 empty] | MW | 0
AUH6182 | Site 8401 | WR |  | AUH6182 | AUHL6182 |  |  | On air | On Air |  | 2023 | Permanent | 23.0876 | 54.0419 | Nokia | Outdoor | EITC Passive Infrastructure | Greenfield | Outdoor Taawn-du Lead | Du Capex | Du Capex | 3G+4G | AirScale | LTE |  | U900 F1-U900 F2 | L800 |  | 2003500 | 40 |  |  |  | 3 | [33 empty] | IIB | AUH-6182-CSG-IXR-E-1
AUH6211 | Site 8402 | WR |  | AUH6211 | AUHL6211 | AUHNR6211 |  | On air | On Air | On Air | 2022-12-28 | Permanent | 23.7938 | 52.8385 | Nokia | Outdoor | EITC Passive Infrastructure | GreenField | Outdoor Green field-du Owned | Du Solo | Green Field | 3G+4G+5G | Airscale | LTE-3CC |  | U900 F1-U900 F2 | L800+L1800-F1+L1800-F2 | 1cc | 2003400 | 40 |  |  | n41 | 4 | 3 | [32 empty] | IIB | AUH-6211-CSG-IXR-E-1
AUH6212 | Site 8403 | WR |  | AUH6212 | AUHL6212 | AUHNR6212 |  | On Air | On Air | On Air | 2023 | Permanent | 23.6821 | 53.7077 | Nokia | Outdoor | EITC Passive Infrastructure | Greenfield | Outdoor Green field-du Owned | Du Solo | Greenfield | 3G+4G+5G | AirScale | LTE |  | U900 F1-U900 F2 | L800 | 1cc | 2031200 | 40 |  |  | n41 | 3 | 3 | [32 empty] | IIB | AUH-6212-CSG-IXR-E-1
AUH6301 | Site 8404 | WR |  | AUH6301 | AUHL6301 | AUHNR6301 |  | On Air | On Air | On Air | 2019-12-14 | Temporary | 22.9718 | 53.7892 | Nokia | Outdoor | EITC Passive Infrastructure | Greenfield | Outdoor Green field-du Owned | Du Solo | RDU | 3G+4G+5G | Flexi WCDMA | LTE-4CC |  | U900 F1-U900 F2 | L800+L1800-F1+L1800-F2+L2100 | 3cc | 2000001 | 30 |  |  | n78+n41 | 3 | 3 | [32 empty] | IIB | AUH-6301-CSG-IXR-E-1 | 35 | #N/A | from data base
AUH6304 | Site 8405 | WR |  | AUH6304 | AUHL6304 |  |  | On Air | On Air |  | 2020-09-15 | Permanent | 23.1433 | 53.7744 | Nokia | Outdoor | EITC Passive Infrastructure | Greenfield | Outdoor Green field-du Owned | Du Solo | Green Field | 3G+4G | AirScale | LTE-3CC |  | U900 F1-U900 F2 | L800+L1800-F1+L1800-F2 |  | 2003500 | 25 |  |  |  | 4 | [33 empty] | MW | 0 | 25 | 25m-MD-PT | confirmed
AUH6305 | Site 8406 | WR |  | AUH6305 | AUHL6305 | AUHNR6305 |  | On Air | On Air | On Air | 2021 | Permanent | 24.1143 | 52.611 | Nokia | Outdoor | EITC Passive Infrastructure | Greenfield | Outdoor Green field-du Owned | Du Solo | Greenfield | 3G+4G+5G | AirScale | LTE-2CC |  | U900 F1-U900 F2-U2100 F2 | L800+L2100 | 1cc | 2003100 | 60 |  |  | n41 | 4 | 3 | [32 empty] | IIB | AUH-6305-CSG-IXR-E-1 | 60 | 60m-LT | confirmed
AUH6326 | Site 8407 | WR |  | AUH6326 | AUHL6326 |  |  | On Air | On Air |  | 2022-01-18 | Permanent | 23.5734 | 54.3949 | Nokia | Outdoor | EITC Passive Infrastructure | Greenfield | Outdoor Green field-du Owned | Du Solo | Greenfield | 3G+4G | AirScale | LTE |  | U900 F1-U900 F2 | L800 |  | 2000001 | 60 |  |  |  | 3 | [33 empty] | IIB | AUH-6326-CSG-N540-LD-1 | 60 | 60m-LT | confirmed
AUH6328 | Site 8408 | WR |  | AUH6328 | AUHL6328 |  |  | On Air | On Air |  | 2022-06-10 | Permanent | 24.1736 | 52.6071 | Nokia | Outdoor | Site Sharing | ETC Site Share | Outdoor Site Sharing-Etisalat Owned | SS Opex | Etisalat_Opex | 3G+4G | AirScale | LTE-3CC |  | U900 F1-U900 F2 | L800+L1800-F1+L1800-F2 |  | 2003300 | 70 |  |  |  | 4 | [33 empty] | MW | 0 | 75 | LatticeTower | sharing site/ from data base
AUH6330 | Site 8409 | WR |  | AUH6330 | AUHL6330 |  |  | On Air | On Air |  | 2020-08-20 | Permanent | 23.2227 | 53.7839 | Nokia | Outdoor | Site Sharing | ETC Site Share | Outdoor Site Sharing-Etisalat Owned | SS Opex | Etisalat_Opex | 3G+4G | AirScale | LTE-3CC |  | U900 F1-U900 F2 | L800+L1800-F1+L1800-F2 |  | 2031200 | 75 |  |  |  | 3 | [33 empty] | MW | 0 | 80 | LatticeTower | sharing site/ from data base
AUH6331 | Site 8410 | WR |  | AUH6331 | AUHL6331 | AUHNR6331 |  | On air | On Air | On Air | 2023 | Permanent | 23.9349 | 53.9122 | Nokia | Outdoor | Site Sharing | ETC Site Share | Outdoor Site Sharing-Etisalat Owned | SS Opex | Etisalat_Opex | 3G+4G+5G | AirScale | LTE |  | U900 F1-U900 F2 | L800 | 1cc | 2000001 | 115 |  |  | n41 | 4 | 3 | [32 empty] | MW | 0
AUH6332 | Site 8411 | WR |  | AUH6332 | AUHL6332 |  |  | On Air | On Air |  | 2020-08-24 | Permanent | 23.8404 | 51.9378 | Nokia | Outdoor | Site Sharing | ETC Site Share | Outdoor Site Sharing-Etisalat Owned | SS Opex | Etisalat_Opex | 3G+4G | AirScale | LTE |  | U900 F1-U900 F2 | L800 |  | 2000001 | 115 |  |  |  | 3 | [33 empty] | MW | 0 | 120 | LatticeTower | sharing site/ from data base
AUH6335 | Site 8412 | WR |  | AUH6335 | AUHL6335 |  |  | On Air | On Air |  | 2020-09-03 | Permanent | 23.6429 | 54.308 | Nokia | Outdoor | Site Sharing | ETC Site Share | Outdoor Site Sharing-Etisalat Owned | SS Opex | Etisalat_Opex | 3G+4G | AirScale | LTE |  | U900 F1 | L800 |  | 2000001 | 100 |  |  |  | 4 | [33 empty] | MW | 0 | 120 | LatticeTower | sharing site/ from data base
AUH6336 | Site 8413 | WR |  | AUH6336 | AUHL6336 |  |  | On air | On Air |  | 2020 | Tower | 23.4229 | 54.2967 | Nokia | Outdoor | Site Sharing | ETC Site Share | Outdoor Site Sharing-Etisalat Owned | SS Opex | Etisalat_Opex | 3G+4G | Airscale | LTE |  | U900 F1-U900 F2 | L800 |  | 2003500 | 115 |  |  |  | 3 | [33 empty] | MW | 0
AUH6337 | Site 8414 | WR |  | AUH6337 | AUHL6337 |  |  | On Air | On Air |  | 2021-03-15 | Permanent | 23.356 | 53.8922 | Nokia | Outdoor | Site Sharing | ETC Site Share | Outdoor Site Sharing-Etisalat Owned | SS Opex | Etisalat_Opex | 3G+4G | AirScale | LTE |  | U900 F1-U900 F2 | L800 |  | 2003500 | 115 |  |  |  | 3 | [33 empty] | MW | 0 | 120 | LatticeTower | sharing site/ from data base
AUH6339 | Site 8415 | WR |  | AUH6339 | AUHL6339 |  |  | On air | On Air |  | 2023 | Permanent | 25.4953 | 53.1466 | Nokia | Outdoor | ADNOC Tower | ADNOC Tower Sharing | Outdoor ADNOC Tower | ADNOC Tower Sharing | ADNOC Tower Sharing | 3G+4G | AirScale | LTE |  | U900 F1-U900 F2 | L800 |  | 2000014 | 55 |  |  |  | 4 | [33 empty] | MW | 0
AUH6344 | Site 8416 | WR |  | AUH6344 | AUHL6344 |  |  | On Air | On Air |  | 2020-12-08 | Permanent | 24.1672 | 54.0648 | Nokia | Outdoor | Site Sharing | ETC Site Share | Outdoor Site Sharing-Etisalat Owned | SS Opex | Etisalat_Opex | 3G+4G | AirScale | LTE-3CC |  | U900 F1-U900 F2 | L800+L1800-F1+L1800-F2 |  | 2000025 | 100 |  |  |  | 3 | [33 empty] | MW | 0 | 120 | LatticeTower | sharing site/ from data base
AUH6348 | Site 8417 | WR |  | AUH6348 | AUHL6348 |  |  | On Air | On Air |  | 2022-04-27 | Permanent | 24.2716 | 54.115 | Nokia | Outdoor | Site Sharing | ETC Site Share | Outdoor Site Sharing-Etisalat Owned | SS Opex | Etisalat_Opex | 3G+4G | AirScale | LTE |  | U900 F1-U900 F2 | L800 |  | 2042100 | 35 |  |  |  | 3 | [33 empty] | MW | 0 | 40 | Site Share | sharing site/ from data base
AUH6349 | Site 8418 | WR |  | AUH6349 | AUHL6349 |  |  | On Air | On Air |  | 2020-10-04 | Permanent | 24.0999 | 54.5437 | Nokia | Outdoor | Site Sharing | ETC Site Share | Outdoor Site Sharing-Etisalat Owned | SS Opex | Etisalat_Opex | 3G+4G | AirScale | LTE |  | U900 F1-U900 F2 | L800 |  | 2042200 | 35 |  |  |  | 3 | [33 empty] | MW | 0 | 40 | LatticeTower | sharing site/ from data base
AUH6351 | Site 8419 | WR |  | AUH6351 | AUHL6351 |  |  | On Air | On Air |  | 2020-06-11 | Permanent | 23.9602 | 52.1716 | Nokia | Outdoor | Site Sharing | ETC Site Share | Outdoor Site Sharing-Etisalat Owned | SS Opex | Etisalat_Opex | 3G+4G | Flexi WCDMA | LTE |  | U900 F1-U900 F2 | L800 |  | 2031400 | 35 |  |  |  | 3 | [33 empty] | IIB | AUH-6351-CSG-IXR-E-1 | 40 | Monopole | sharing site/ from data base
AUH6352 | Site 8420 | WR |  | AUH6352 | AUHL6352 | AUHNR6352 |  | On Air | On Air | On Air | 2021-08-02 | Permanent | 23.1259 | 53.7138 | Nokia | Outdoor | EITC Passive Infrastructure | Greenfield | Outdoor Green field-du Owned | Du Solo | Greenfield | 3G+4G+5G | AirScale | LTE |  | U900 F1 | L800 | 1cc | 2003500 | 60 |  |  | n41 | 4 | 3 | [32 empty] | MW | 0 | 60 | 60m-LT | confirmed
AUH6353 | Site 8421 | WR |  | AUH6353 | AUHL6353 |  |  | On Air | On Air |  | 2022-02-09 | Permanent | 23.0282 | 53.7501 | Nokia | Outdoor | Site Sharing | ETC Site Share | Outdoor Site Sharing-Etisalat Owned | SS Opex | Etisalat_Opex | 3G+4G | AirScale | LTE |  | U900 F1-U900 F2 | L800 |  | 2000001 | 30 |  |  |  | 3 | [33 empty] | IIB | AUH-6353-CSG-IXR-E-1 | 35 | SS | sharing site/ from data base
AUH6354 | Site 8422 | WR |  | AUH6354 | AUHL6354 |  |  | On Air | On Air |  | 2020-10-19 | Permanent | 23.74 | 53.9794 | Nokia | Outdoor | EITC Passive Infrastructure | Greenfield | Outdoor Green field-du Owned | Du Solo | GreenField | 3G+4G | AirScale | LTE |  | U900 F1 | L800 |  | 2000001 | 60 |  |  |  | 4 | [33 empty] | MW | 0 | 60 | 60m-LT | confirmed
AUH6355 | Site 8423 | WR |  | AUH6355 | AUHL6355 | AUHNR6355 |  | On air | On Air | On Air | 2022-12-28 | Permanent | 23.6035 | 53.7038 | Nokia | Outdoor | Site Sharing | ETC Site Share | Outdoor Site Sharing-Etisalat Owned | SS Opex | Etisalat_Opex | 3G+4G+5G | Airscale | LTE |  | U900 F1-U900 F2-U2100 F2 | L800 | 1cc | 2031200 | 40 |  |  | n41 | 4 | 3 | [32 empty] | IIB | AUH-6355-CSG-IXR-E-1
AUH6356 | Site 8424 | WR |  | AUH6356 | AUHL6356 | AUHNR6356 |  | On air | On Air | On Air | 2022-12-16 | Permanent | 23.6101 | 53.7162 | Nokia | Outdoor | Site Sharing | ETC Site Share | Outdoor Site Sharing-Etisalat Owned | SS Opex | Etisalat_Opex | 3G+4G+5G | AirScale | LTE |  | U900 F1-U900 F2-U2100 F2 | L800 | 1cc | 2031200 | 40 |  |  | n41 | 3 | 3 | [32 empty] | IIB | AUH-6356-CSG-IXR-E-1
AUH6357 | Site 8425 | WR |  | AUH6357 | AUHL6357 | AUHNR6357 |  | On Air | On Air | On Air | 2021-09-04 | Permanent | 23.6653 | 53.7249 | Nokia | Outdoor | Site Sharing | ETC Site Share | Outdoor Site Sharing-Etisalat Owned | SS Opex | Etisalat_Opex | 3G+4G+5G | AirScale | LTE-4CC |  | U900 F1-U900 F2 | L800+L1800-F1+L1800-F2+L2100 | 1cc | 2031200 | 35 |  |  | n41 | 4 | 3 | [32 empty] | IIB | 0 | 40 | Monopole | sharing site/ from data base
AUH6358 | Site 8426 | WR |  | AUH6358 | AUHL6358 |  |  | On Air | On Air |  | 2020-10-18 | Permanent | 23.263 | 53.1475 | Nokia | Outdoor | Site Sharing | ETC Site Share | Outdoor Site Sharing-Etisalat Owned | SS Opex | Etisalat_Opex | 3G+4G | AirScale | LTE |  | U900 F1-U900 F2 | L800 |  | 2000001 | 115 |  |  |  | 3 | [33 empty] | MW | 0 | 120 | LatticeTower | sharing site/ from data base
AUH6361 | Site 8427 | WR |  | AUH6361 | AUHL6361 |  |  | On Air | On Air |  | 2020-09-27 | Permanent | 23.879 | 53.5282 | Nokia | Outdoor | Site Sharing | ETC Site Share | Outdoor Site Sharing-Etisalat Owned | SS Opex | Etisalat_Opex | 3G+4G | Flexi WCDMA | LTE |  | U900 F1-U900 F2 | L800 |  | 2000001 | 85 |  |  |  | 3 | [33 empty] | MW | 0 | 90 | LatticeTower | sharing site/ from data base
AUH6362 | Site 8428 | WR |  | AUH6362 | AUHL6362 |  |  | On Air | On Air |  | 2022-04-13 | Permanent | 24.1735 | 53.6576 | Nokia | Outdoor | Site Sharing | ETC Site Share | Outdoor Site Sharing-Etisalat Owned | SS Opex | Etisalat_Opex | 3G+4G | AirScale | LTE |  | U900 F1 | L800 |  | 2450000 | 85 |  |  |  | 3 | [33 empty] | MW | 0 | 90 | 90m Sqr Twr | sharing site/ from data base
AUH6363 | Site 8429 | WR |  | AUH6363 | AUHL6363 |  |  | On Air | On Air |  | 2020-05-28 | Permanent | 23.1156 | 53.7948 | Nokia | Outdoor | Site Sharing | ETC Site Share | Outdoor Site Sharing-Etisalat Owned | SS Opex | Etisalat_Opex | 3G+4G | Flexi WCDMA | LTE |  | U900 F1-U900 F2 | L800 |  | 2003500 | 35 |  |  |  | 3 | [33 empty] | MW | 0 | 40 | Monopole | sharing site/ from data base
AUH6364 | Site 8430 | WR |  | AUH6364 | AUHL6364 |  |  | On Air | On Air |  | 2020-12-20 | Permanent | 24.2807 | 51.7506 | Nokia | Outdoor | Site Sharing | ETC Site Share | Outdoor Site Sharing-Etisalat Owned | SS Opex | Etisalat_Opex | 3G+4G | AirScale | LTE |  | U900 F1-U900 F2 | L800 |  | 2031600 | 115 |  |  |  | 3 | [33 empty] | MW | 0 | 120 | LatticeTower | sharing site/ from data base
AUH6366 | Site 8431 | WR |  | AUH6366 | AUHL6366 |  |  | On Air | On Air |  | 2020-07-09 | Permanent | 23.031 | 53.9417 | Nokia | Outdoor | Site Sharing | ETC Site Share | Outdoor Site Sharing-Etisalat Owned | SS Opex | Etisalat_Opex | 3G+4G | Flexi WCDMA | LTE |  | U900 F1-U900 F2 | L800 |  | 2000001 | 115 |  |  |  | 3 | [33 empty] | MW | 0 | 120 | LatticeTower | sharing site/ from data base
AUH6372 | Site 8432 | WR |  | AUH6372 | AUHL6372 |  |  | On Air | On Air |  | 2020-12-07 | Permanent | 24.2361 | 54.1072 | Nokia | Outdoor | Site Sharing | ETC Site Share | Outdoor Site Sharing-Etisalat Owned | SS Opex | Etisalat_Opex | 3G+4G | AirScale | LTE-3CC |  | U900 F1-U900 F2 | L800+L1800-F1+L1800-F2 |  | 2042100 | 85 |  |  |  | 3 | [33 empty] | MW | 0 | 90 | LatticeTower | sharing site/ from data base
AUH6373 | Site 8433 | WR |  | AUH6373 | AUHL6373 |  |  | On Air | On Air |  | 2020-05-21 | Permanent | 24.1573 | 53.0393 | Nokia | Outdoor | Site Sharing | ETC Site Share | Outdoor Site Sharing-Etisalat Owned | SS Opex | Etisalat_Opex | 3G+4G | Flexi WCDMA | LTE-3CC |  | U900 F1-U900 F2 | L800+L1800-F1+L1800-F2 |  | 2003100 | 85 |  |  |  | 3 | [33 empty] | MW | 0 | 90 | LatticeTower | sharing site/ from data base
AUH6374 | Site 8434 | WR |  | AUH6374 | AUHL6374 | AUHNR6374 |  | On Air | On Air | On Air | 2022-06-06 | Permanent | 24.0715 | 52.6556 | Nokia | Outdoor | EITC Passive Infrastructure | Rooftop | RT-du Owned | Du Solo | Rooftop | 3G+4G+5G | AirScale | LTE |  | U900 F1-U900 F2-U2100 F2 | L800 | 1cc | 2003100 | 28 |  |  | n41 | 3 | 3 | [32 empty] | IIB | AUH-6374-CSG-IXR-E-1 | 6 | Rooftop | Rooftop
AUH6375 | Site 8435 | WR |  | AUH6375 | AUHL6375 |  |  | On air | On Air |  | 2022-07-21 | Permanent | 23.9235 | 54.0654 | Nokia | Outdoor | Site Sharing | ETC Site Share | Outdoor Site Sharing-Etisalat Owned | SS Opex | Etisalat_Opex | 3G+4G | AirScale | LTE |  | U900 F1-U900 F2 | L800 |  | 2000001 | 85 |  |  |  | 4 | [33 empty] | IIB | AUH-6357-CSG-N540-LD-1 | 90 | Site Share | sharing site/ from data base
AUH6376 | Site 8436 | WR |  | AUH6376 | AUHL6376 | AUHNR6376 |  | On Air | On Air | On Air | 2022-05-24 | Permanent | 23.1241 | 53.7779 | Nokia | Outdoor | EITC Passive Infrastructure | Greenfield | Outdoor Green field-du Owned | Du Solo | Greenfield | 3G+4G+5G | AirScale | LTE-3CC |  | U900 F1-U900 F2 | L800+L1800-F1+L1800-F2 | 1cc | 2003500 | 40 |  |  | n41 | 3 | 3 | [32 empty] | IIB | AUH-6376-CSG-N540-LD-1 | 40 | 40m-HD-MP | confirmed
AUH6378 | Site 8437 | WR |  | AUH6378 | AUHL6378 |  |  | On Air | On Air |  | 2020-06-07 | Permanent | 23.1148 | 53.6038 | Nokia | Outdoor | Site Sharing | ETC Site Share | Outdoor Site Sharing-Etisalat Owned | SS Opex | Etisalat_Opex | 3G+4G | Flexi WCDMA | LTE-3CC |  | U900 F1-U900 F2 | L800+L1800-F1+L1800-F2 |  | 2003500 | 85 |  |  |  | 4 | [33 empty] | MW | 0 | 90 | LatticeTower | sharing site/ from data base
AUH6379 | Site 8438 | WR |  | AUH6379 | AUHL6379 |  |  | On Air | On Air |  | 2022-04-28 | Permanent | 23.8076 | 52.1716 | Nokia | Outdoor | Site Sharing | ETC Site Share | Outdoor Site Sharing-Etisalat Owned | SS Opex | Etisalat_Opex | 3G+4G | AirScale | LTE |  | U900 F1-U900 F2 | L800 |  | 2000001 | 115 |  |  |  | 3 | [33 empty] | MW | 0 | 120 | Site Share | sharing site/ from data base
AUH6380 | Site 8439 | WR |  | AUH6380 | AUHL6380 |  |  | On Air | On Air |  | 2020-07-19 | Permanent | 24.1721 | 51.7503 | Nokia | Outdoor | Site Sharing | ETC Site Share | Outdoor Site Sharing-Etisalat Owned | SS Opex | Etisalat_Opex | 3G+4G | Flexi WCDMA | LTE |  | U900 F1-U900 F2 | L800 |  | 2031600 | 115 |  |  |  | 3 | [33 empty] | MW | 0 | 120 | LatticeTower | sharing site/ from data base
AUH6382 | Site 8440 | WR |  | AUH6382 | AUHL6382 |  |  | On Air | On Air |  | 2020-08-26 | Permanent | 24.3154 | 54.1262 | Nokia | Outdoor | EITC Passive Infrastructure | Greenfield | Outdoor Green field-du Owned | Du Solo | Greenfield | 3G+4G | AirScale | LTE |  | U900 F1-U900 F2 | L800 |  | 2042100 | 35 |  |  |  | 3 | [33 empty] | MW | 0 | 35 | 35m-RDU | confirmed
AUH6383 | Site 8441 | WR |  | AUH6383 | AUHL6383 |  |  | On Air | On Air |  | 2020-06-25 | Permanent | 23.8481 | 53.8228 | Nokia | Outdoor | Site Sharing | ETC Site Share | Outdoor Site Sharing-Etisalat Owned | SS Opex | Etisalat_Opex | 3G+4G | Flexi WCDMA | LTE |  | U900 F1-U900 F2 | L800 |  | 2000001 | 75 |  |  |  | 3 | [33 empty] | IIB | AUH-6383-CSG-IXR-E-1 | 80 | LatticeTower | sharing site/ from data base
AUH6384 | Site 8442 | WR |  | AUH6384 | AUHL6384 |  |  | On Air | On Air |  | 2020-06-24 | Permanent | 23.7497 | 53.7472 | Nokia | Outdoor | Site Sharing | ETC Site Share | Outdoor Site Sharing-Etisalat Owned | SS Opex | Etisalat_Opex | 3G+4G | Flexi WCDMA | LTE-3CC |  | U900 F1-U900 F2 | L800+L1800-F1+L1800-F2 |  | 2031200 | 85 |  |  |  | 3 | [33 empty] | IIB | AUH-6384-CSG-IXR-E-1 | 90 | LatticeTower | sharing site/ from data base
AUH6385 | Site 8443 | WR |  | AUH6385 | AUHL6385 |  |  | On Air | On Air |  | 2020-06-24 | Permanent | 23.154 | 53.8281 | Nokia | Outdoor | Site Sharing | ETC Site Share | Outdoor Site Sharing-Etisalat Owned | SS Opex | Etisalat_Opex | 3G+4G | Flexi WCDMA | LTE-3CC |  | U900 F1-U900 F2 | L800+L1800-F1+L1800-F2 |  | 2003500 | 35 |  |  |  | 3 | [33 empty] | MW | 0 | 40 | Monopole | sharing site/ from data base
AUH6386 | Site 8444 | WR |  | AUH6386 | AUHL6386 |  |  | On Air | On Air |  | 2020-09-23 | Permanent | 23.1413 | 53.8802 | Nokia | Outdoor | Site Sharing | ETC Site Share | Outdoor Site Sharing-Etisalat Owned | SS Opex | Etisalat_Opex | 3G+4G | AirScale | LTE-3CC |  | U900 F1-U900 F2 | L800+L1800-F1+L1800-F2 |  | 2003500 | 35 |  |  |  | 3 | [33 empty] | IIB | Passive to AUH-2932-CSG-SAR-X-1 | 40 | Monopole | sharing site/ from data base
AUH6387 | Site 8445 | WR |  | AUH6387 | AUHL6387 |  |  | On Air | On Air |  | 2020-10-07 | Permanent | 23.0699 | 54.0938 | Nokia | Outdoor | Site Sharing | ETC Site Share | Outdoor Site Sharing-Etisalat Owned | SS Opex | Etisalat_Opex | 3G+4G | AirScale | LTE-3CC |  | U900 F1-U900 F2 | L800+L1800-F1+L1800-F2 |  | 2003500 | 35 |  |  |  | 3 | [33 empty] | IIB | Passive to 0 | 40 | Monopole | sharing site/ from data base
AUH6390 | Site 8446 | WR |  | AUH6390 | AUHL6390 |  |  | On Air | On Air |  | 2020-06-02 | Permanent | 23.1372 | 53.7469 | Nokia | Outdoor | Site Sharing | ETC Site Share | Outdoor Site Sharing-Etisalat Owned | SS Opex | Etisalat_Opex | 3G+4G | Flexi WCDMA | LTE-3CC |  | U900 F1-U900 F2 | L800+L1800-F1+L1800-F2 |  | 2003500 | 30 |  |  |  | 3 | [33 empty] | MW | 0 | 35 | Monopole | sharing site/ from data base
AUH6391 | Site 8447 | WR |  | AUH6391 | AUHL6391 |  |  | On Air | On Air |  | 2020-06-02 | Permanent | 24.1088 | 53.3689 | Nokia | Outdoor | Site Sharing | ETC Site Share | Outdoor Site Sharing-Etisalat Owned | SS Opex | Etisalat_Opex | 3G+4G | Flexi WCDMA | LTE |  | U900 F1-U900 F2 | L800 |  | 2003800 | 35 |  |  |  | 3 | [33 empty] | IIB | AUH-6391-CSG-N540-LD-1 | 40 | Monopole | sharing site/ from data base
AUH6392 | Site 8448 | WR |  | AUH6392 | AUHL6392 | AUHNR6392 |  | On Air | On Air | On Air | 2022-02-08 | Permanent | 24.0657 | 52.6489 | Nokia | Outdoor | EITC Passive Infrastructure | Rooftop | RT-du Owned | Du Solo | Rooftop | 3G+4G+5G | AirScale | LTE |  | U900 F1-U900 F2-U2100 F2 | L800 | 1cc | 2003100 | 23 |  |  | n41 | 3 | 3 | [32 empty] | IIB | AUH-6392-CSG-IXR-E-1 | 3 | Rooftop | Rooftop
AUH6393 | Site 8449 | WR |  | AUH6393 | AUHL6393 |  |  | On Air | On Air |  | 2022-06-16 | Permanent | 24.0729 | 54.3205 | Nokia | Outdoor | EITC Passive Infrastructure | Greenfield | Outdoor Taawn-du Lead | Du Capex | Du Capex | 3G+4G | AirScale | LTE-3CC |  | U900 F1-U900 F2 | L800+L1800-F1+L1800-F2 |  | 2045000 | 90 |  |  |  | 4 | [33 empty] | MW | 0 | 90 | 90m-LT | confirmed
AUH6394 | Site 8450 | WR |  | AUH6394 | AUHL6394 |  |  | On Air | On Air |  | 2020-08-24 | Permanent | 24.0883 | 51.7643 | Nokia | Outdoor | Site Sharing | ETC Site Share | Outdoor Site Sharing-Etisalat Owned | SS Opex | Etisalat_Opex | 3G+4G | AirScale | LTE-3CC |  | U900 F1-U900 F2 | L800+L1800-F1+L1800-F2 |  | 2031600 | 45 |  |  |  | 3 | [33 empty] | IIB | Passive AUH-2919-CSG-SAR-8-1 | 50 | LatticeTower | sharing site/ from data base
AUH6395 | Site 8451 | WR |  | AUH6395 | AUHL6395 |  |  | On Air | On Air |  | 2020-06-21 | Permanent | 23.1512 | 53.7524 | Nokia | Outdoor | Site Sharing | ETC Site Share | Outdoor Site Sharing-Etisalat Owned | SS Opex | Etisalat_Opex | 3G+4G | Flexi WCDMA | LTE |  | U900 F1-U900 F2 | L800 |  | 2003500 | 35 |  |  |  | 3 | [33 empty] | MW | 0 | 40 | Monopole | sharing site/ from data base
AUH6397 | Site 8452 | WR |  | AUH6397 | AUHL6397 |  |  | On Air | On Air |  | 2020-08-05 | Permanent | 24.0078 | 51.7952 | Nokia | Outdoor | Site Sharing | ETC Site Share | Outdoor Site Sharing-Etisalat Owned | SS Opex | Etisalat_Opex | 3G+4G | AirScale | LTE-3CC |  | U900 F1-U900 F2 | L800+L1800-F1+L1800-F2 |  | 2031600 | 55 |  |  |  | 4 | [33 empty] | IIB | AUH-6397-CSG-N540-LD-1 | 60 | LatticeTower | sharing site/ from data base
AUH6398 | Site 8453 | WR |  | AUH6398 | AUHL6398 | AUHNR6398 |  | On Air | On Air | On Air | 2021 | Permanent | 24.0915 | 53.5003 | Nokia | Outdoor | Site Sharing | ETC Site Share | Outdoor Site Sharing-Etisalat Owned | SS Opex | Etisalat_Opex | 3G+4G+5G | AirScale | LTE-3CC |  | U900 F1-U900 F2-U2100 F2 | L800+L1800-F1+L1800-F2 | 1cc | 2003800 | 30 |  |  | n41 | 3 | 3 | [32 empty] | IIB | AUH-6398-CSG-N540-LD-1 | 35 | Monopole | sharing site/ from data base
AUH6399 | Site 8454 | WR |  | AUH6399 | AUHL6399 | AUHNR6399 |  | On Air | On Air | On Air | 2022-02-09 | Permanent | 24.0777 | 53.4744 | Nokia | Outdoor | Site Sharing | ETC Site Share | Outdoor Site Sharing-Etisalat Owned | SS Opex | Etisalat_Opex | 3G+4G+5G | AirScale | LTE-3CC |  | U900 F1-U900 F2-U2100 F2 | L800+L1800-F1+L1800-F2 | 1cc | 2003800 | 30 |  |  | n41 | 3 | 3 | [32 empty] | IIB | AUH-6399-CSG-IXR-E-1 | 35 | Monopole | sharing site/ from data base
AUH6400 | Site 8455 | WR |  | AUH6400 | AUHL6400 | AUHNR6400 |  | On Air | On Air | On Air | 2020-10-19 | Permanent | 24.0817 | 52.6681 | Nokia | Outdoor | EITC Passive Infrastructure | Greenfield | Outdoor Green field-du Owned | Du Solo | GreenField | 3G+4G+5G | AirScale | LTE |  | U900 F1-U900 F2-U2100 F2 | L800 | 1cc | 2003100 | 35 |  |  | n41 | 3 | 3 | [32 empty] | IIB | AUH-6400-CSG-IXR-E-1 | 35 | 35m-PT | confirmed
AUH6401 | Site 8456 | WR |  | AUH6401 | AUHL6401 | AUHNR6401 |  | On Air | On Air | On Air | 2020-12-06 | Permanent | 24.0859 | 52.649 | Nokia | Outdoor | EITC Passive Infrastructure | Greenfield | Outdoor Green field-du Owned | Du Solo | Greenfield | 3G+4G+5G | AirScale | LTE-3CC |  | U900 F1-U900 F2-U2100 F2 | L800+L1800-F1+L1800-F2 | 1cc | 2003100 | 35 |  |  | n41 | 3 | 3 | [32 empty] | IIB | AUH-6401-CSG-IXR-E-1 | 35 | 35m-PT | confirmed
AUH6403 | Site 8457 | WR |  | AUH6403 | AUHL6403 |  |  | On Air | On Air |  | 2020-03-15 | Permanent | 24.0496 | 53.981 | Nokia | Outdoor | EITC Passive Infrastructure | Greenfield | Outdoor Green field-du Owned | Du Solo | Green Field | 3G+4G | Flexi WCDMA | LTE-3CC |  | U900 F1-U900 F2 | L800+L1800-F1+L1800-F2 |  | 2448000 | 60 |  |  |  | 3 | [33 empty] | IIB | AUH-6403-CSG-IXR-E-1 | 60 | 60m-LT | confirmed
AUH6404 | Site 8458 | WR |  | AUH6404 | AUHL6404 |  |  | On Air | On Air |  | 2020-01-14 | Permanent | 23.922 | 54.4086 | Nokia | Outdoor | EITC Passive Infrastructure | Greenfield | Outdoor Green field-du Owned | Du Solo | Green Field | 3G+4G | Flexi WCDMA | LTE |  | U900 F1-U900 F2 | L800 |  | 2045000 | 60 |  |  |  | 3 | [33 empty] | IIB | AUH-6404-CSG-IXR-E-1 | 60 | #N/A | from data base
AUH6405 | Site 8459 | WR |  | AUH6405 | AUHL6405 | AUHNR6405 |  | On Air | On Air | On Air | 2020-09-01 | Permanent | 24.0344 | 53.5481 | Nokia | Outdoor | EITC Passive Infrastructure | Greenfield | Outdoor Green field-du Owned | Du Solo | Greenfield | 3G+4G+5G | AirScale | LTE-3CC |  | U900 F1-U900 F2 | L800+L1800-F1+L1800-F2 | 1cc | 2003800 | 60 |  |  | n41 | 3 | 3 | [32 empty] | IIB | AUH-6405-CSG-SAR-X-1 | 60 | 60m-LT | confirmed
AUH6406 | Site 8460 | WR |  | AUH6406 | AUHL6406 |  |  | On Air | On Air |  | 2022-05-30 | Permanent | 24.0711 | 53.3146 | Nokia | Outdoor | EITC Passive Infrastructure | Greenfield | Outdoor Green field-du Owned | Du Solo | Greenfield | 3G+4G | AirScale | LTE |  | U900 F1-U900 F2 | L800 |  | 2003100 | 60 |  |  |  | 3 | [33 empty] | IIB | AUH-6406-CSG-IXR-E-1 | 60 | 60m-LT | confirmed
AUH6407 | Site 8461 | WR |  | AUH6407 | AUHL6407 | AUHNR6407 |  | On Air | On Air | On Air | 2021-06-20 | Permanent | 24.0666 | 53.1096 | Nokia | Outdoor | EITC Passive Infrastructure | Greenfield | Outdoor Green field-du Owned | Du Solo | Greenfield | 3G+4G+5G | AirScale | LTE |  | U900 F1-U900 F2 | L800 | 1cc | 2003100 | 60 |  |  | n41 | 3 | 3 | [32 empty] | IIB | AUH-6407-CSG-N540-LD-1 | 60 | 60m-LT | confirmed
AUH6411 | Site 8462 | WR |  | AUH6411 | AUHL6411 |  |  | On Air | On Air |  | 2020-09-17 | Permanent | 23.9455 | 52.1749 | Nokia | Outdoor | EITC Passive Infrastructure | Greenfield | Outdoor Green field-du Owned | Du Solo | Green Field | 3G+4G | AirScale | LTE |  | U900 F1-U900 F2 | L800 |  | 2031400 | 60 |  |  |  | 3 | [33 empty] | IIB | AUH-6411-CSG-IXR-E-1 | 60 | 60m-LT | confirmed
AUH6412 | Site 8463 | WR |  | AUH6412 | AUHL6412 |  |  | On Air | On Air |  | 2020-08-20 | Permanent | 23.9442 | 51.9578 | Nokia | Outdoor | EITC Passive Infrastructure | Greenfield | Outdoor Green field-du Owned | Du Solo | Greenfield | 3G+4G | AirScale | LTE |  | U900 F1-U900 F2 | L800 |  | 2031600 | 60 |  |  |  | 3 | [33 empty] | IIB | AUH-6412-CSG-SAR-X-1 | 60 | 60m-LT | confirmed
AUH6413 | Site 8464 | WR |  | AUH6413 | AUHL6413 |  |  | On Air | On Air |  | 2021-08-11 | Permanent | 24.8975 | 53.0715 | Nokia | Outdoor | EITC Passive Infrastructure | Greenfield | Outdoor Taawn-du Lead | Du Capex | Du Capex | 3G+4G | AirScale | LTE-3CC |  | U900 F1-U900 F2-U2100 F2 | L800+L1800-F1+L1800-F2 |  | 2000002 | 35 |  |  |  | 3 | [33 empty] | MW | 0 | 35 | 35m-HD-MP | confirmed
AUH6414 | Site 8465 | WR |  | AUH6414 | AUHL6414 |  |  | On Air | On Air |  | 2021-08-11 | Permanent | 24.8927 | 53.0797 | Nokia | Outdoor | EITC Passive Infrastructure | Greenfield | Outdoor Green field-du Owned | Du Solo | Greenfield | 3G+4G | AirScale | LTE-3CC |  | U900 F1-U900 F2-U2100 F2 | L800+L1800-F1+L1800-F2 |  | 2000002 | 35 |  |  |  | 3 | [33 empty] | MW | 0 | 35 | 35m-HD-MP | confirmed
AUH6417 | Site 8466 | WR |  | AUH6417 | AUHL6417 |  |  | On Air | On Air |  | 2019-05-16 | Permanent | 24.0332 | 52.7984 | Nokia | Outdoor | EITC Passive Infrastructure | Greenfield | Outdoor Green field-du Owned | Du Solo | RDU | 3G+4G | Flexi WCDMA | LTE |  | U900 F1-U900 F2-U2100 F2 | L800 |  | 2003400 | 35 |  |  |  | 4 | [33 empty] | IIB | AUH-6417-CSG-N540-LD-1 | 35 | #N/A | from data base
AUH6423 | Site 8467 | WR |  | AUH6423 | AUHL6423 |  |  | On air | On Air |  | 2022-11-15 | Permanent | 24.2768 | 53.3264 | Nokia | Outdoor | EITC Passive Infrastructure | Greenfield | Outdoor Green field-du Owned | Du Solo | Greenfield | 3G+4G | AirScale | LTE |  | U900 F1-U900 F2 | L800 |  | 2000019 | 120 |  |  |  | 4 | [33 empty] | MW | 0
AUH6558 | Site 8468 | WR |  | AUH6558 | AUHL6558 | AUHNR6558 |  | On air | On Air | On Air | 2022-08-23 | Permanent | 24.0724 | 52.6339 | Nokia | Outdoor | Site Sharing | SS Capex | Outdoor Taawn-Etisalat Lead | SS Capex | ETC Capex | 3G+4G+5G | AirScale | LTE |  | U900 F1-U900 F2-U2100 F2 | L800 | 1cc | 2003100 | 35 |  |  | n41 | 3 | 3 | [32 empty] | IIB | AUH-6558-CSG-IXR-E-1 | 40 | ETC | sharing site/ from data base
AUH6581 | Site 8469 | WR |  | AUH6581 | AUHL6581 |  |  | On air | On Air |  | 2022-11-16 | Permanent | 24.2624 | 52.5932 | Nokia | Outdoor | Site Sharing | SS Capex | Outdoor Taawn-Etisalat Lead | SS Capex | ETC Capex | 3G+4G | AirScale | LTE |  | U900 F1-U900 F2 | L800 |  | 2003200 | 35 |  |  |  | 4 | [33 empty] | MW | 0 | 40 | Monopole
AUH6620 | Site 8470 | WR |  | AUH6620 | AUHL6620 | AUHNR6620 |  | On Air | On Air | On Air | 2022-05-19 | Permanent | 24.0906 | 53.5134 | Nokia | Outdoor | Site Sharing | SS Capex | Outdoor Taawn-Etisalat Lead | SS Capex | ETC Capex | 3G+4G+5G | AirScale | LTE |  | U900 F1-U900 F2-U2100 F2 | L800 | 1cc | 2003800 | 35 |  |  | n41 | 4 | 3 | [32 empty] | IIB | AUH-6620-CSG-IXR-E-1 | 40 | ETC | sharing site/ from data base
AUH6427 | Site 8471 | WR |  | AUH6427 | AUHL6427 |  |  | On air | On Air |  | 2022-11-10 | Permanent | 23.7835 | 53.5642 | Nokia | Outdoor | EITC Passive Infrastructure | Greenfield | Outdoor Taawn-du Lead | Du Capex | Du Capex | 3G+4G | AirScale | LTE |  | U900 F1-U900 F2-U2100 F2 | L800 |  | 2031200 | 40 |  |  |  | 4 | [33 empty] | IIB | AUH-6427-CSG-N540-LD-1
AUH6428 | Site 8472 | WR |  | AUH6428 | AUHL6428 |  |  | On Air | On Air |  | 2020-10-04 | Permanent | 25.2042 | 53.2408 | Nokia | Outdoor | EITC Passive Infrastructure | Greenfield | Outdoor Green field-du Owned | Du Solo | ADMA Share | 3G+4G | AirScale | LTE |  | U900 F1-U900 F2-U2100 F2 | L800 |  | 2000014 | 30 |  |  |  | 3 | [33 empty] | MW | 0 | 60 | Rooftop | Rooftop
AUH6429 | Site 8473 | WR |  | AUH6429 | AUHL6429 | AUHNR6429 |  | On air | On Air | On Air | 2023 | Permanent | 23.8416 | 52.8196 | Nokia | Outdoor | EITC Passive Infrastructure | Green field | Outdoor Taawn-du Lead | Du Capex | Du Capex | 3G+4G+5G | Airscale | LTE |  | U900 F1-U900 F2 | L800 | 1cc | 2003400 | 30 |  |  | n41 | 4 | 3 | [32 empty] | MW | 0
AUH6430 | Site 8474 | WR |  | AUH6430 | AUHL6430 |  |  | On air | On Air |  | 2023 | Permanent | 23.8327 | 52.819 | Nokia | Outdoor | EITC Passive Infrastructure | Greenfield | Outdoor Green field-du Owned | Du Solo | Greenfield | 3G+4G | Airscale | LTE-3CC |  | U900 F1-U900 F2 | L800+L1800-F1+L1800-F2 |  | 2003400 | 40 |  |  |  | 4 | [33 empty] | MW | 0
AUH6431 | Site 8475 | WR |  | AUH6431 | AUHL6431 | AUHNR6431 |  | On Air | On Air | On Air | 2020-04-25 | Permanent | 24.1009 | 53.4967 | Nokia | Outdoor | EITC Passive Infrastructure | Rooftop | RT-du Owned | Du Solo | Rooftop | 3G+4G+5G | AirScale | LTE-3CC |  | U900 F1-U900 F2-U2100 F2 | L800+L1800-F1+L1800-F2 | 1cc | 2003800 | 23 |  |  | n41 | 3 | 3 | [32 empty] | MW | 0 | 6 | Rooftop | Rooftop
AUH6432 | Site 8476 | WR |  | AUH6432 | AUHL6432 | AUHNR6432 |  | On Air | On Air | On Air | 2020-09-15 | Permanent | 23.106 | 53.8019 | Nokia | Outdoor | EITC Passive Infrastructure | Greenfield | Outdoor Green field-du Owned | Du Solo | Green Field | 3G+4G+5G | AirScale | LTE-3CC |  | U900 F1-U900 F2 | L800+L1800-F1+L1800-F2 | 1cc | 2003500 | 90 |  |  | n41 | 3 | 3 | [32 empty] | IIB | AUH-6432-CSG-IXR-E-1 | 90 | 90m-LT | confirmed
AUH6631 | Site 8477 | WR |  | AUH6631 | AUHL6631 | AUHNR6631 |  | On Air | On Air | On Air | 2022-05-19 | Permanent | 24.0958 | 53.5058 | Nokia | Outdoor | Site Sharing | SS Capex | Outdoor Taawn-Etisalat Lead | SS Capex | ETC Capex | 3G+4G+5G | AirScale | LTE |  | U900 F1-U900 F2-U2100 F2 | L800 | 1cc | 2003800 | 35 |  |  | n41 | 4 | 3 | [32 empty] | IIB | AUH-6631-CSG-IXR-E-1 | 40 | ETC | sharing site/ from data base
AUH6434 | Site 8478 | WR |  | AUH6434 | AUHL6434 |  |  | On Air | On Air |  | 2022-05-27 | Permanent | 23.6588 | 53.5649 | Nokia | Outdoor | EITC Passive Infrastructure | Greenfield | Outdoor Green field-du Owned | Du Solo | Greenfield | 3G+4G | AirScale | LTE |  | U900 F1-U900 F2 | L800 |  | 2000001 | 90 |  |  |  | 3 | [33 empty] | IIB | AUH-6434-CSG-IXR-E-1 | 90 | 90m-LT | confirmed
AUH6436 | Site 8479 | WR |  | AUH6436 | AUHL6436 |  |  | On air | On Air |  | 2022-12-28 | Permanent | 22.8043 | 54.4251 | Nokia | Outdoor | EITC Passive Infrastructure | Greenfield | Outdoor Taawn-du Lead | Du Capex | Du Capex | 3G+4G | Airscale | LTE |  | U900 F1-U900 F2 | L800 |  | 2000001 | 120 |  |  |  | 4 | [33 empty] | IIB | Passive
AUH6437 | Site 8480 | WR |  | AUH6437 | AUHL6437 |  |  | On Air | On Air |  | 2020-08-24 | Permanent | 23.0615 | 54.0863 | Nokia | Outdoor | Site Sharing | ETC Site Share | Outdoor Site Sharing-Etisalat Owned | SS Opex | Etisalat_Opex | 3G+4G | AirScale | LTE-3CC |  | U900 F1-U900 F2 | L800+L1800-F1+L1800-F2 |  | 2003500 | 35 |  |  |  | 3 | [33 empty] | IIB | AUH-6437-CSG-ASR920-LD-1 | 40 | Monopole | sharing site/ from data base
AUH6438 | Site 8481 | WR |  | AUH6438 | AUHL6438 |  |  | On Air | On Air |  | 2020-10-05 | Permanent | 24.0934 | 52.5154 | Nokia | Outdoor | EITC Passive Infrastructure | Greenfield | Outdoor Green field-du Owned | Du Solo | GF | 3G+4G | AirScale | LTE-3CC |  | U900 F1-U900 F2 | L800+L1800-F1+L1800-F2 |  | 2031300 | 60 |  |  |  | 4 | [33 empty] | IIB | AUH-6438-CSG-IXR-E-1 | 60 | 60m-LT | confirmed
AUH6439 | Site 8482 | WR |  | AUH6439 | AUHL6439 |  |  | On Air | On Air |  | 2020-08-30 | Permanent | 23.1197 | 53.9276 | Nokia | Outdoor | Site Sharing | ETC Site Share | Outdoor Site Sharing-Etisalat Owned | SS Opex | Etisalat_Opex | 3G+4G | AirScale | LTE-3CC |  | U900 F1-U900 F2 | L800+L1800-F1+L1800-F2 |  | 2003500 | 35 |  |  |  | 3 | [33 empty] | IIB | AUH-6439-CSG-IXR-E-1 | 40 | Monopole | sharing site/ from data base
AUH6440 | Site 8483 | WR |  | AUH6440 | AUHL6440 |  |  | On Air | On Air |  | 2021-12-28 | Permanent | 23.4436 | 53.0579 | Nokia | Outdoor | EITC Passive Infrastructure | Greenfield | Outdoor Green field-du Owned | Du Solo | Greenfield | 3G+4G | AirScale | LTE |  | U900 F1-U900 F2 | L800 |  | 2000001 | 90 |  |  |  | 3 | [33 empty] | MW | 0 | 90 | 90m-LT | confirmed
AUH6441 | Site 8484 | WR |  | AUH6441 | AUHL6441 |  |  | On Air | On Air |  | 2020-01-23 | Permanent | 23.8262 | 54.2371 | Nokia | Outdoor | Site Sharing | ETC Site Share | Outdoor Site Sharing-Etisalat Owned | SS Opex | Etisalat_Opex | 3G+4G | Flexi WCDMA | LTE |  | U900 F1-U900 F2 | L800 |  | 2000001 | 85 |  |  |  | 3 | [33 empty] | MW | 0 | 90 | LatticeTower | sharing site/ from data base
AUH6442 | Site 8485 | WR |  | AUH6442 | AUHL6442 | AUHNR6442 |  | On Air | On Air | On Air | 2020-10-05 | Permanent | 22.9864 | 53.7799 | Nokia | Outdoor | Site Sharing | ETC Site Share | Outdoor Site Sharing-Etisalat Owned | SS Opex | Etisalat_Opex | 3G+4G+5G | AirScale | LTE-3CC |  | U900 F1-U900 F2 | L800+L1800-F1+L1800-F2 | 2cc | 2000001 | 30 |  |  | n78 | 3 | 3 | [32 empty] | IIB | AUH-6442-CSG-IXR-E-1 | 35 | Monopole | sharing site/ from data base
AUH6443 | Site 8486 | WR |  | AUH6443 | AUHL6443 |  |  | On Air | On Air |  | 2021-07-12 | Permanent | 23.6054 | 52.9525 | Nokia | Outdoor | EITC Passive Infrastructure | Greenfield | Outdoor Green field-du Owned | Du Solo | Greenfield | 3G+4G | AirScale | LTE |  | U900 F1-U900 F2 | L800 |  | 2003400 | 90 |  |  |  | 4 | [33 empty] | MW | 0 | 90 | 90m-LT | confirmed
AUH6444 | Site 8487 | WR |  | AUH6444 | AUHL6444 | AUHNR6444 |  | On Air | On Air | On Air | 2021-01-26 | Permanent | 23.7433 | 52.8672 | Nokia | Outdoor | EITC Passive Infrastructure | Greenfield | Outdoor Green field-du Owned | Du Solo | Greenfield | 3G+4G+5G | AirScale | LTE-4CC |  | U900 F1-U900 F2 | L800+L1800-F1+L1800-F2+L2100 | 1cc | 2003400 | 90 |  |  | n41 | 3 | 3 | [32 empty] | IIB | Passive fiber on AUH-2962-PREAGG-SR7-1 | 90 | 90m-LT | confirmed
AUH6445 | Site 8488 | WR |  | AUH6445 | AUHL6445 |  |  | On Air | On Air |  | 2022-02-28 | Permanent | 24.0294 | 53.1775 | Nokia | Outdoor | EITC Passive Infrastructure | Greenfield | Outdoor Green field-du Owned | Du Solo | Greenfield | 3G+4G | AirScale | LTE |  | U900 F1-U900 F2 | L800 |  | 2000001 | 90 |  |  |  | 4 | [33 empty] | MW | 0 | 90 | 90m-LT | confirmed
AUH6456 | Site 8489 | WR |  | AUH6456 | AUHL6456 | AUHNR6456 |  | On Air | On Air | On Air | 2020-08-13 | Permanent | 24.0393 | 52.5437 | Nokia | Outdoor | Site Sharing | ETC Site Share | Outdoor Site Sharing-Etisalat Owned | SS Opex | Etisalat_Opex | 3G+4G+5G | AirScale | LTE-3CC |  | U900 F1-U900 F2 | L800+L1800-F1+L1800-F2 | 1cc | 2000001 | 35 |  |  | n41 | 3 | 3 | [32 empty] | IIB | AUH-6456-CSG-IXR-E-1 | 40 | LatticeTower | sharing site/ from data base
AUH6457 | Site 8490 | WR |  | AUH6457 | AUHL6457 | AUHNR6457 |  | On Air | On Air | On Air | 2021-08-29 | Permanent | 24.0924 | 52.649 | Nokia | Outdoor | EITC Passive Infrastructure | Rooftop | RT-du Owned | Du Solo | Rooftop | 3G+4G+5G | AirScale | LTE |  | U900 F1-U900 F2-U2100 F2 | L800 | 1cc | 2003100 | 23 |  |  | n41 | 4 | 3 | [32 empty] | IIB | AUH-6457-CSG-N540-LD-1 | 3 | Rooftop | Rooftop
AUH6460 | Site 8491 | WR |  | AUH6460 | AUHL6460 | AUHNR6460 |  | On air | On Air | On Air | 2022-09-29 | Permanent | 24.0708 | 52.646 | Nokia | Outdoor | EITC Passive Infrastructure | Rooftop | RT-du Owned | Du Solo | Rooftop | 3G+4G+5G | AirScale | LTE |  | U900 F1-U900 F2-U2100 F2 | L800 | 1cc | 2003100 | 41 |  |  | n41 | 4 | 3 | [32 empty] | IIB | AUH-6460-CSG-IXR-E-1
AUH6462 | Site 8492 | WR |  | AUH6462 | AUHL6462 |  |  | On Air | On Air |  | 2020-08-25 | Permanent | 23.6928 | 53.0667 | Nokia | Outdoor | Site Sharing | ETC Site Share | Outdoor Site Sharing-Etisalat Owned | SS Opex | Etisalat_Opex | 3G+4G | AirScale | LTE |  | U900 F1-U900 F2 | L800 |  | 2000001 | 55 |  |  |  | 3 | [33 empty] | IIB | AUH-6462-CSG-ASR920-LD-1 | 60 | LatticeTower | sharing site/ from data base
AUH6464 | Site 8493 | WR |  | AUH6464 | AUHL6464 | AUHNR6464 |  | On Air | On Air | On Air | 2022-02-09 | Permanent | 24.0717 | 52.6487 | Nokia | Outdoor | EITC Passive Infrastructure | Rooftop | RT-du Owned | Du Solo | Rooftop | 3G+4G+5G | AirScale | LTE |  | U900 F1-U900 F2-U2100 F2 | L800 | 1cc | 2003100 | 29 |  |  | n41 | 4 | 3 | [32 empty] | IIB | AUH-6464-CSG-IXR-E-1 | 3 | Rooftop | Rooftop
AUH6465 | Site 8494 | WR |  | AUH6465 | AUHL6465 | AUHNR6465 |  | On Air | On Air | On Air | 2021-09-01 | Permanent | 24.0717 | 52.6517 | Nokia | Outdoor | EITC Passive Infrastructure | Rooftop | RT-du Owned | Du Solo | Rooftop | 3G+4G+5G | AirScale | LTE |  | U900 F1-U900 F2-U2100 F2 | L800 | 1cc | 2003100 | 29 |  |  | n41 | 3 | 3 | [32 empty] | IIB | AUH-6465-CSG-N540-LD-1 | 3 | Rooftop | Rooftop
AUH6466 | Site 8495 | WR |  | AUH6466 | AUHL6466 | AUHNR6466 |  | On Air | On Air | On Air | 2021-08-30 | Permanent | 24.0779 | 52.6446 | Nokia | Outdoor | EITC Passive Infrastructure | Rooftop | RT-du Owned | Du Solo | Rooftop | 3G+4G+5G | AirScale | LTE |  | U900 F1-U900 F2-U2100 F2 | L800 | 1cc | 2003100 | 23 |  |  | n41 | 3 | 3 | [32 empty] | MW | 0 | 3 | Rooftop | Rooftop
AUH6467 | Site 8496 | WR |  | AUH6467 | AUHL6467 |  |  | On Air | On Air |  | 2020 | Permanent | 23.7521 | 54.4055 | Nokia | Outdoor | EITC Passive Infrastructure | Greenfield | Outdoor Green field-du Owned | Du Solo | GreenField | 3G+4G | AirScale | LTE |  | U900 F1 | L800 |  | 2045000 | 90 |  |  |  | 4 | [33 empty] | IIB | AUH-6467-CSG-ASR920-LD-1 | 90 | 90m-LT | confirmed
AUH6468 | Site 8497 | WR |  | AUH6468 | AUHL6468 | AUHNR6468 |  | On Air | On Air | On Air | 2020-12-10 | Permanent | 23.62 | 53.7629 | Nokia | Outdoor | EITC Passive Infrastructure | Greenfield | Outdoor Green field-du Owned | Du Solo | Greenfield | 3G+4G+5G | AirScale | LTE |  | U900 F1-U900 F2 | L800 | 1cc | 2031200 | 40 |  |  | N41 | 3 | 3 | [32 empty] | MW | 0 | 40 | 40m-HD-MP | confirmed
AUH6469 | Site 8498 | WR |  | AUH6469 | AUHL6469 |  |  | On air | On Air |  | 2022-09-08 | Permanent | 23.1538 | 53.2643 | Nokia | Outdoor | EITC Passive Infrastructure | Greenfield | Outdoor Green field-du Owned | Du Solo | Greenfield | 3G+4G | AirScale | LTE |  | U900 F1-U900 F2 | L800 |  | 2000001 | 90 |  |  |  | 3 | [33 empty] | MW | 0
AUH6470 | Site 8499 | WR |  | AUH6470 | AUHL6470 |  |  | On Air | On Air |  | 2021-01-11 | Permanent | 23.9583 | 52.5361 | Nokia | Outdoor | Site Sharing | ETC Site Share | Outdoor Site Sharing-Etisalat Owned | SS Opex | Etisalat_Opex | 3G+4G | AirScale | LTE |  | U900 F1-U900 F2 | L800 |  | 2000001 | 115 |  |  |  | 3 | [33 empty] | MW | 0 | 120 | LatticeTower | sharing site/ from data base
AUH6472 | Site 8500 | WR |  | AUH6472 | AUHL6472 |  |  | On air | On Air |  | 2009 | Permanent | 23.2796 | 54.2383 | Nokia | Outdoor | EITC Passive Infrastructure | GreenField | Outdoor Taawn-du Lead | Du Capex | Du Capex | 3G+4G | Airscale | LTE-4CC |  | U900 F1-U900 F2 | L800+L1800-F1+L1800-F2+L2100 |  | 2003500 | 40 |  |  |  | 4 | [33 empty] | MW | 0
AUH6474 | Site 8501 | WR |  | AUH6474 | AUHL6474 | AUHNR6474 |  | On air | On Air | On Air | 2022-09-08 | Permanent | 23.6599 | 53.679 | Nokia | Outdoor | EITC Passive Infrastructure | Greenfield | Outdoor Green field-du Owned | Du Solo | Greenfield | 3G+4G+5G | AirScale | LTE-3CC |  | U900 F1-U900 F2-U2100 F2 | L800+L1800-F1+L1800-F2 | 1cc | 2031200 | 60 |  |  | n41 | 4 | 3 | [32 empty] | IIB | AUH-6474-CSG-N540-LD-1
AUH6475 | Site 8502 | WR |  | AUH6475 | AUHL6475 |  |  | On Air | On Air |  | 2020-06-07 | Permanent | 24.0485 | 53.9296 | Nokia | Outdoor | Site Sharing | ETC Site Share | Outdoor Site Sharing-Etisalat Owned | SS Opex | Etisalat_Opex | 3G+4G | Flexi WCDMA | LTE |  | U900 F1 | L800 |  | 2448000 | 35 |  |  |  | 4 | [33 empty] | IIB | AUH-6475-CSG-SAR-X-1 | 40 | LatticeTower | sharing site/ from data base
AUH6476 | Site 8503 | WR |  | AUH6476 | AUHL6476 |  |  | On Air | On Air |  | 2020-09-03 | Permanent | 23.1899 | 53.7921 | Nokia | Outdoor | Site Sharing | ETC Site Share | Outdoor Site Sharing-Etisalat Owned | SS Opex | Etisalat_Opex | 3G+4G | AirScale | LTE |  | U900 F1-U900 F2 | L800 |  | 2003500 | 35 |  |  |  | 3 | [33 empty] | MW | 0 | 40 | LatticeTower | sharing site/ from data base
AUH6478 | Site 8504 | WR |  | AUH6478 | AUHL6478 | AUHNR6478 |  | On Air | On Air | On Air | 2022-06-17 | Permanent | 24.0648 | 52.6536 | Nokia | Outdoor | EITC Passive Infrastructure | Rooftop | RT-du Owned | Du Solo | Rooftop | 3G+4G+5G | AirScale | LTE |  | U900 F1-U900 F2-U2100 F2 | L800 | 1cc | 2003100 | 23 |  |  | n41 | 3 | 3 | [32 empty] | IIB | AUH-6478-CSG-IXR-E-1 | 3 | Rooftop | Rooftop
AUH6479 | Site 8505 | WR |  | AUH6479 | AUHL6479 |  |  | On Air | On Air |  | 2022-02-08 | Permanent | 24.0909 | 51.7831 | Nokia | Outdoor | Site Sharing | ETC Site Share | Outdoor Site Sharing-Etisalat Owned | SS Opex | Etisalat_Opex | 3G+4G | AirScale | LTE-3CC |  | U900 F1-U900 F2 | L800+L1800-F1+L1800-F2 |  | 2031600 | 35 |  |  |  | 3 | [33 empty] | MW | 0 | 40 | Monopole | sharing site/ from data base
AUH6480 | Site 8506 | WR |  | AUH6480 | AUHL6480 |  |  | On Air | On Air |  | 2022-01-10 | Permanent | 23.143 | 53.6896 | Nokia | Outdoor | Site Sharing | ETC Site Share | Outdoor Site Sharing-Etisalat Owned | SS Opex | Etisalat_Opex | 3G+4G | AirScale | LTE-3CC |  | U900 F1-U900 F2 | L800+L1800-F1+L1800-F2 |  | 2003500 | 30 |  |  |  | 4 | [33 empty] | MW | 0 | 35 | Monopole | sharing site/ from data base
AUH6481 | Site 8507 | WR |  | AUH6481 | AUHL6481 |  |  | On air | On Air |  | 2022-09-08 | Permanent | 24.1177 | 54.4197 | Nokia | Outdoor | EITC Passive Infrastructure | Greenfield | Outdoor Green field-du Owned | Du Solo | Greenfield | 3G+4G | AirScale | LTE-2CC |  | U900 F1-U900 F2 | L800+L1800-F1 |  | 2042200 | 40 |  |  |  | 3 | [33 empty] | IIB | AUH-6481-CSG-N540-LD-1
AUH6483 | Site 8508 | WR |  | AUH6483 | AUHL6483 |  |  | On Air | On Air |  | 2020-07-01 | Permanent | 23.0086 | 54.3071 | Nokia | Outdoor | Site Sharing | ETC Site Share | Outdoor Site Sharing-Etisalat Owned | SS Opex | Etisalat_Opex | 3G+4G | Flexi WCDMA | LTE |  | U900 F1-U900 F2 | L800 |  | 2003500 | 55 |  |  |  | 3 | [33 empty] | IIB | AUH-6483-CSG-IXR-E-1 | 60 | LatticeTower | sharing site/ from data base
AUH6485 | Site 8509 | WR |  | AUH6485 | AUHL6485 |  |  | On Air | On Air |  | 2021-08-29 | Permanent | 23.5406 | 53.7857 | Nokia | Outdoor | Site Sharing | ETC Site Share | Outdoor Site Sharing-Etisalat Owned | SS Opex | Etisalat_Opex | 3G+4G | AirScale | LTE-4CC |  | U900 F1-U900 F2 | L800+L1800-F1+L1800-F2+L2100 |  | 2000001 | 35 |  |  |  | 3 | [33 empty] | MW | 0 | 0 | Monopole | sharing site/ from data base
AUH6487 | Site 8510 | WR |  | AUH6487 | AUHL6487 |  |  | On Air | On Air |  | 2020-05-21 | Permanent | 23.1332 | 53.8281 | Nokia | Outdoor | Site Sharing | ETC Site Share | Outdoor Site Sharing-Etisalat Owned | SS Opex | Etisalat_Opex | 3G+4G | Flexi WCDMA | LTE-3CC |  | U900 F1-U900 F2 | L800+L1800-F1+L1800-F2 |  | 2003500 | 30 |  |  |  | 3 | [33 empty] | IIB | AUH-6487-CSG-ASR920-LD-1 | 35 | Monopole | sharing site/ from data base
AUH6490 | Site 8511 | WR |  | AUH6490 | AUHL6490 |  |  | On Air | On Air |  | 2020-06-27 | Permanent | 22.9403 | 54.0511 | Nokia | Outdoor | Site Sharing | ETC Site Share | Outdoor Site Sharing-Etisalat Owned | SS Opex | Etisalat_Opex | 3G+4G | Flexi WCDMA | LTE |  | U900 F1-U900 F2 | L800 |  | 2000001 | 115 |  |  |  | 3 | [33 empty] | IIB | AUH-6490-CSG-ASR920-LD-1 | 120 | LatticeTower | sharing site/ from data base
AUH6491 | Site 8512 | WR |  | AUH6491 | AUHL6491 |  |  | On air | On Air |  | 2022-09-23 | Permanent | 23.0513 | 54.1082 | Nokia | Outdoor | EITC Passive Infrastructure | Greenfield | Outdoor Green field-du Owned | Du Solo | Greenfield | 3G+4G | AirScale | LTE-3CC |  | U900 F1-U900 F2 | L800+L1800-F1+L1800-F2 |  | 2003500 | 40 |  |  |  | 4 | [33 empty] | IIB | AUH-6491-CSG-IXR-E-1
AUH6493 | Site 8513 | WR |  | AUH6493 | AUHL6493 | AUHNR6493 |  | On air | On Air | On Air | 2022-08-04 | Permanent | 24.0857 | 52.6401 | Nokia | Outdoor | EITC Passive Infrastructure | Greenfield | Outdoor Green field-du Owned | Du Solo | Greenfield | 3G+4G+5G | AirScale | LTE-3CC |  | U900 F1-U900 F2-U2100 F2 | L800+L1800-F1+L1800-F2 | 1cc | 2003100 | 35 |  |  | n41 | 4 | 3 | [32 empty] | IIB | AUH-6493-CSG-IXR-E-1 | 35 | 35m-MD-LP | confirmed
AUH3937 | Site 8514 | WR |  | AUH3937 | AUHL3937 | AUHNR3937 |  | On air | On Air | On Air | 2023 | Permanent | 24.0687 | 52.6635 | Nokia | Outdoor | Site Sharing | SS Capex | Outdoor Taawn-Etisalat Lead | SS Capex | ETC Capex | 3G+4G+5G | AirScale | LTE |  | U900 F1-U900 F2 | L800 | 1cc | 2003100 | 35 |  |  | n41 | 3 | 3 | [32 empty] | IIB | Passive to AUH-6558-CSG-IXR-E-1
AUH3944 | Site 8515 | WR |  | AUH3944 | AUHL3944 |  |  | On air | On Air |  | 2023 | Permanent | 24.0707 | 51.7516 | Nokia | Outdoor | Site Sharing | SS Capex | Outdoor Taawn-Etisalat Lead | SS Capex | ETC Capex | 3G+4G | AirScale | LTE-3CC |  | U900 F1-U900 F2 | L800+L1800-F1+L1800-F2 |  | 2031600 | 35 |  |  |  | 3 | [33 empty] | IIB | AUH-3944-CSG-IXR-E-1
AUH6497 | Site 8516 | WR |  | AUH6497 | AUHL6497 |  |  | On Air | On Air |  | 2020-06-04 | Permanent | 24.1204 | 53.4547 | Nokia | Outdoor | Site Sharing | ETC Site Share | Outdoor Site Sharing-Etisalat Owned | SS Opex | Etisalat_Opex | 3G+4G | Flexi WCDMA | LTE |  | U900 F1-U900 F2 | L800 |  | 2003800 | 35 |  |  |  | 3 | [33 empty] | MW | 0 | 40 | Monopole | sharing site/ from data base
AUH6498 | Site 8517 | WR |  | AUH6498 | AUHL6498 |  |  | On Air | On Air |  | 2022-08-04 | Permanent | 24.2943 | 54.1584 | Nokia | Outdoor | EITC Passive Infrastructure | Greenfield | Outdoor Green field-du Owned | Du Solo | GreenField | 3G+4G | AirScale | LTE-3CC |  | U900 F1-U900 F2 | L800+L1800-F1+L1800-F2 |  | 2042100 | 70 |  |  |  | 4 | [33 empty] | MW | 0 | 90 | 90m-LT | confirmed
AUH6499 | Site 8518 | WR |  | AUH6499 | AUHL6499 |  |  | On Air | On Air |  | 2020-07-14 | Permanent | 23.1076 | 53.7292 | Nokia | Outdoor | Site Sharing | ETC Site Share | Outdoor Site Sharing-Etisalat Owned | SS Opex | Etisalat_Opex | 3G+4G | Flexi WCDMA | LTE |  | U900 F1-U900 F2 | L800 |  | 2003500 | 30 |  |  |  | 4 | [33 empty] | IIB | AUH-6499-CSG-ASR920-LD-1 | 35 | Monopole | sharing site/ from data base
AUH6097 | Site 8519 | WR |  | AUH6097 | AUHL7097 |  |  | On air | On Air |  | 2023 | Permanent | 24.0194 | 52.0198 | Nokia | Outdoor | Site Sharing | SS Capex | Outdoor Taawn-Etisalat Lead | SS Capex | ETC Capex | 3G+4G | AirScale | LTE |  | U900 F1-U900 F2 | L800 |  | 2031600 | 35 |  |  |  | 3 | [33 empty] | MW | 0
AUH6519 | Site 8520 | WR |  | AUH6519 | AUHL6519 |  |  | On Air | On Air |  | 2018-10-22 | Permanent | 24.0398 | 52.4124 | Nokia | Outdoor | EITC Passive Infrastructure | Rooftop | RT-du Owned | Du Solo | Rooftop | 3G+4G | Flexi WCDMA | LTE |  | U2100 F2 | L800 |  | 2031500 | 32 |  |  |  | 3 | [33 empty] | MW | 0 | 3 | #N/A | Rooftop
AUH6520 | Site 8521 | WR |  | AUH6520 | AUHL6520 |  |  | On Air | On Air |  | 2020-08-20 | Permanent | 24.0814 | 51.7174 | Nokia | Outdoor | EITC Passive Infrastructure | Greenfield | Outdoor Green field-du Owned | Du Solo | Greenfield | 3G+4G | AirScale | LTE |  | U900 F1 | L800 |  | 2031600 | 60 |  |  |  | 4 | [33 empty] | IIB | AUH-6520-CSG-IXR-E-1 | 60 | 60m-LT | confirmed
AUH6522 | Site 8522 | WR |  | AUH6522 | AUHL6522 | AUHNR6522 |  | On Air | On Air | On Air | 2019-01-06 | Permanent | 24.0671 | 52.6459 | Nokia | Outdoor | EITC Passive Infrastructure | Rooftop | RT-du Owned | Du Solo | Rooftop | 3G+4G+5G | Flexi WCDMA | LTE |  | U900 F1-U900 F2-U2100 F2 | L800 | 1cc | 2003100 | 27 |  |  | n41 | 3 | 3 | [32 empty] | IIB | AUH-6522-CSG-ASR920-LD-1 | 3 | #N/A | Rooftop
AUH6557 | Site 8523 | WR |  | AUH6557 | AUHL6557 |  |  | On Air | On Air |  | 2022-09-29 | Permanent | 23.2472 | 53.7986 | Nokia | Outdoor | EITC Passive Infrastructure | Greenfield | Outdoor Green field-du Owned | Du Solo | Greenfield | 3G+4G | AirScale | LTE-3CC |  | U900 F1-U900 F2 | L800+L1800-F1+L1800-F2 |  | 2003500 | 40 |  |  |  | 3 | [33 empty] | IIB | AUH-6557-CSG-N540-LD-1
AUH6168 | Site 8524 | WR |  | AUH6168 | AUHL6168 |  |  | On air | On Air |  | 2023 | Permanent | 23.2129 | 53.7433 | Nokia | Outdoor | EITC Passive Infrastructure | GreenField | Outdoor Taawn-Etisalat Lead | SS Capex | ETC Capex | 3G+4G | AirScale | LTE |  | U900 F1-U900 F2 | L800 |  | 2031200 | 120 |  |  |  | 4 | [33 empty] | MW | 0
AUH6573 | Site 8525 | WR |  | AUH6573 | AUHL6573 | AUHNR6573 |  | On air | On Air | On Air | 2022 | Permanent | 24.0336 | 52.7477 | Nokia | Outdoor | EITC Passive Infrastructure | Greenfield | Outdoor Green field-du Owned | Du Solo | Monopole | 3G+4G+5G |  | LTE-4CC |  | U900 F1-U900 F2 | L800+L1800-F1+L1800-F2+L2100 | 1cc | 2003400 | 40 |  |  | n41 | 3 | 3 | [32 empty] | IIB | AUH-6573-CSG-N540-LD-1
AUH6578 | Site 8526 | WR |  | AUH6578 | AUHL6578 |  |  | On Air | On Air |  | 2021-11-18 | Permanent | 23.2556 | 54.313 | Nokia | Outdoor | EITC Passive Infrastructure | Greenfield | Outdoor Green field-du Owned | Du Solo | Greenfield | 3G+4G | AirScale | LTE-4CC |  | U900 F1-U900 F2-U2100 F2 | L800+L1800-F1+L1800-F2+L2100 |  | 2003500 | 40 |  |  |  | 4 | [33 empty] | IIB | Passive Completed | 40 | 40m-HD-MP | confirmed
AUH6584 | Site 8527 | WR |  | AUH6584 | AUHL6584 |  |  | On Air | On Air |  | 2022-06-28 | Permanent | 23.9455 | 52.7668 | Nokia | Outdoor | EITC Passive Infrastructure | Greenfield | Outdoor Green field-du Owned | Du Solo | GreenField | 3G+4G | AirScale | LTE |  | U900 F1-U900 F2-U2100 F2 | L800 |  | 2003400 | 40 |  |  |  | 4 | [33 empty] | MW | 0 | 40 | 40m-HD-MP | confirmed
AUH6586 | Site 8528 | WR |  | AUH6586 | AUHL6586 |  |  | On Air | On Air |  | 2022-09-29 | Permanent | 23.1689 | 53.807 | Nokia | Outdoor | EITC Passive Infrastructure | Greenfield | Outdoor Green field-du Owned | Du Solo | Greenfield | 3G+4G | AirScale | LTE-3CC |  | U900 F1-U900 F2 | L800+L1800-F1+L1800-F2 |  | 2003500 | 40 |  |  |  | 4 | [33 empty] | IIB | AUH-6586-CSG-N540-LD-1
AUH6592 | Site 8529 | WR |  | AUH6592 | AUHL6592 | AUHNR6592 |  | On Air | On Air | On Air | 2022-02-09 | Permanent | 24.1066 | 53.3989 | Nokia | Outdoor | EITC Passive Infrastructure | Greenfield | Outdoor Green field-du Owned | Du Solo | Green Field | 3G+4G+5G | AirScale | LTE |  | U900 F1-U900 F2 | L800 | 1cc | 2003800 | 40 |  |  | n41 | 3 | 3 | [32 empty] | IIB | AUH-6592-CSG-IXR-E-1 | 40 | 40m-HD-MP | confirmed
AUH6615 | Site 8530 | WR |  | AUH6615 | AUHL6615 |  |  | On air | On Air |  | 2023 | Monopole | 23.6648 | 53.4306 | Nokia | Outdoor | EITC Passive Infrastructure | Greenfield | Outdoor Green field-du Owned | Du Solo | Monopole | 3G+4G | Airscale | LTE-3CC |  | U900 F1-U900 F2 | L800+L1800-F1+L1800-F2 |  | 2031200 | 40 |  |  |  | 3 | [33 empty] | MW | 0
AUH6418 | Site 8531 | WR |  | AUH6418 | AUHL6418 |  |  | On air | On Air |  | 2023 | Permanent | 24.0658 | 53.4187 | Nokia | Outdoor | EITC Passive Infrastructure | GreenField | Outdoor Green field-du Owned | Du Solo | Monopole | 3G+4G | AirScale | LTE-3CC |  | U900 F1-U900 F2 | L800+L1800-F1+L1800-F2 |  | 2003800 | 40 |  |  |  | 4 | [33 empty] | IIB | AUH-6418-CSG-IXR-E-1
AUH6451 | Site 8532 | WR |  | AUH6451 | AUHL7451 |  |  | On Air | On Air |  | 2022-09-01 | Permanent | 22.8952 | 54.3323 | Nokia | Outdoor | EITC Passive Infrastructure | Rooftop | RT-du Owned | Du Solo | Rooftop | 3G+4G | AirScale | LTE-3CC |  | U900 F1-U900 F2-U2100 F2 | L800+L1800-F1+L1800-F2 |  | 2003500 | 10 |  |  |  | 3 | [33 empty] | MW | 0 | 3 | Rooftop | Rooftop
AUH6455 | Site 8533 | WR |  | AUH6455 | AUHL7455 | AUHNR6455 |  | On Air | On Air | On Air | 2020-06-03 | Permanent | 24.0191 | 52.4106 | Nokia | Outdoor | Site Sharing | ETC Site Share | Outdoor Site Sharing-Etisalat Owned | SS Opex | Etisalat_Opex | 3G+4G+5G | Flexi WCDMA | LTE |  | U900 F1-U900 F2 | L800 | 1cc | 2031500 | 35 |  |  | n41 | 3 | 3 | [32 empty] | IIB | AUH-6455-CSG-IXR-E-1 | 40 | LatticeTower | sharing site/ from data base
AUH6371 | Site 8534 | WR |  | AUH6371 | AUHL6371 |  |  | On Air | On Air |  | 2023 | Permanent | 24.1331 | 53.907 | Nokia | Outdoor | Site Sharing | ETC Site Share | Outdoor Site Sharing-Etisalat Owned | SS Opex | Etisalat_Opex | 3G+4G | AirScale | LTE |  | U900 F1-U900 F2 | L800 |  | 2450000 | 35 |  |  |  | 3 | [33 empty] | MW | 0
AUH2868 | Site 8535 | WR | AUH2868 | AUH2868 |  |  | On Air | On Air |  |  | 2013-01-27 | Permanent | 24.3758 | 51.5937 | Nokia | Outdoor | Site Sharing | ETC Site Share | Outdoor Site Sharing-Etisalat Owned | SS Opex | Etisalat_Opex | 2G+3G | Flexi WCDMA/Flexi 2G |  |  | U900 F1-U900 F2-U2100 F2 |  |  | 2000005 | 45 |  |  |  | 6 | [33 empty] | MW | 0 | 90 | LatticeTower | sharing site/ from data base
AUH2940 | Site 8536 | WR | AUH2940 | AUH2940 |  |  | On Air | On Air |  |  | 2014-11-27 | Permanent | 23.8291 | 53.6172 | Nokia | Outdoor | Site Sharing | ETC Site Share | Outdoor Site Sharing-Etisalat Owned | SS Opex | Etisalat_Opex | 2G+3G | Flexi WCDMA/Flexi 2G |  |  | U2100 F2 |  |  | 2031200 | 60 |  |  |  | 6 | [33 empty] | MW | 0 | 80 | LatticeTower | sharing site/ from data base
AUH3290 | Site 8537 | WR |  | AUH3290 |  |  |  | On Air |  |  | 2017-04-06 | Permanent | 23.9248 | 53.1612 | Nokia | Outdoor | Site Sharing | ETC Site Share | Outdoor Site Sharing-Etisalat Owned | SS Opex | Etisalat_Opex | 3G | Flexi WCDMA |  |  | U900 F1-U900 F2 |  |  | 2000001 | 70 |  |  |  | 4 | [33 empty] | MW | 0 | 80 | LatticeTower | sharing site/ from data base
AUH3293 | Site 8538 | WR |  | AUH3293 |  |  |  | On Air |  |  | 2016-10-31 | Permanent | 23.5817 | 53.8484 | Nokia | Outdoor | Site Sharing | ETC Site Share | Outdoor Site Sharing-Etisalat Owned | SS Opex | Etisalat_Opex | 3G | Flexi WCDMA |  |  | U900 F1-U900 F2 |  |  | 2000001 | 70 |  |  |  | 4 | [33 empty] | MW | 0 | 80 | LatticeTower | sharing site/ from data base
AUH3294 | Site 8539 | WR |  | AUH3294 |  |  |  | On Air |  |  | 2016-11-01 | Permanent | 23.4864 | 53.9508 | Nokia | Outdoor | Site Sharing | ETC Site Share | Outdoor Site Sharing-Etisalat Owned | SS Opex | Etisalat_Opex | 3G | Flexi WCDMA |  |  | U900 F1-U900 F2 |  |  | 2000001 | 70 |  |  |  | 4 | [33 empty] | MW | 0 | 80 | LatticeTower | sharing site/ from data base
AUH3295 | Site 8540 | WR |  | AUH3295 |  |  |  | On Air |  |  | 2017-04-06 | Permanent | 24.002 | 53.0341 | Nokia | Outdoor | Site Sharing | ETC Site Share | Outdoor Site Sharing-Etisalat Owned | SS Opex | Etisalat_Opex | 3G | Flexi WCDMA |  |  | U900 F1-U900 F2 |  |  | 2000001 | 80 |  |  |  | 4 | [33 empty] | MW | 0 | 90 | LatticeTower | sharing site/ from data base
AUH3297 | Site 8541 | WR |  | AUH3297 |  |  |  | On Air |  |  | 2019-08-28 | Permanent | 23.6477 | 53.1901 | Nokia | Outdoor | Site Sharing | ETC Site Share | Outdoor Site Sharing-Etisalat Owned | SS Opex | Etisalat_Opex | 3G | Flexi WCDMA |  |  | U900 F1-U900 F2 |  |  | 2000001 | 80 |  |  |  | 3 | [33 empty] | MW | 0 | 90 | LatticeTower | sharing site/ from data base
AUH3301 | Site 8542 | WR |  | AUH3301 |  |  |  | On Air |  |  | 2016-11-06 | Permanent | 23.631 | 54.1348 | Nokia | Outdoor | Site Sharing | ETC Site Share | Outdoor Site Sharing-Etisalat Owned | SS Opex | Etisalat_Opex | 3G | Flexi WCDMA |  |  | U900 F1-U900 F2 |  |  | 2000001 | 110 |  |  |  | 4 | [33 empty] | MW | 0 | 120 | LatticeTower | sharing site/ from data base
AUH3302 | Site 8543 | WR |  | AUH3302 |  |  |  | On Air |  |  | 2016-11-08 | Permanent | 23.4781 | 54.1053 | Nokia | Outdoor | Site Sharing | ETC Site Share | Outdoor Site Sharing-Etisalat Owned | SS Opex | Etisalat_Opex | 3G | Flexi WCDMA |  |  | U900 F1-U900 F2 |  |  | 2000001 | 110 |  |  |  | 4 | [33 empty] | MW | 0 | 120 | LatticeTower | sharing site/ from data base
AUH3474 | Site 8544 | WR |  | AUH3474 |  |  |  | On Air |  |  | 2016-11-22 | Permanent | 22.9101 | 54.2807 | Nokia | Outdoor | Site Sharing | ETC Site Share | Outdoor Site Sharing-Etisalat Owned | SS Opex | Etisalat_Opex | 3G | Flexi WCDMA |  |  | U900 F1-U900 F2 |  |  | 2003500 | 70 |  |  |  | 4 | [33 empty] | IIB | AUH-3474-CSG-IXR-E-1 | 80 | LatticeTower | sharing site/ from data base
AUH3528 | Site 8545 | WR |  | AUH3528 |  |  |  | On Air |  |  | 2016-11-29 | Permanent | 22.852 | 54.3708 | Nokia | Outdoor | Site Sharing | ETC Site Share | Outdoor Site Sharing-Etisalat Owned | SS Opex | Etisalat_Opex | 3G | Flexi WCDMA |  |  | U900 F1-U900 F2 |  |  | 2003500 | 80 |  |  |  | 4 | [33 empty] | IIB | AUH-3528-CSG-IXR-E-1 | 120 | LatticeTower | sharing site/ from data base
AUH3529 | Site 8546 | WR |  | AUH3529 |  |  |  | On Air |  |  | 2016-12-13 | Permanent | 22.7535 | 54.3977 | Nokia | Outdoor | Site Sharing | ETC Site Share | Outdoor Site Sharing-Etisalat Owned | SS Opex | Etisalat_Opex | 3G | Flexi WCDMA |  |  | U900 F1-U900 F2 |  |  | 2000001 | 80 |  |  |  | 4 | [33 empty] | MW | 0 | 120 | LatticeTower | sharing site/ from data base
DXB1000 | Site 8547 | DXB | DXB1000 | DXB1000 | DXBL1000 | DXBNR1000 | On Air | On Air | On Air | On Air | 2009 | Permanent | 25.0608 | 55.1443 | Nokia/Huawei | Outdoor | Site Sharing | Site Share | Outdoor Site Sharing-Etisalat Owned |  |  | 2G+3G+4G+5G | BTS3900/Flexi 2G | LTE-3CC | 2T2R | U2100 (F2) + U900 (F1+F2) | L800+L1800F1+L1800F2 | 2CC | 1039302 | 32 |  | 3 | N78 | 3 | 3 | [32 empty] | IIB | DXB-1000-CSG-IXR-E-1
DXB1001 | Site 8548 | DXB | DXB1001 | DXB1001 | DXBL1001 | DXBNR1001 | Locked | On Air | On Air | On Air | 2009 | Permanent | 25.0399 | 55.1063 | Huawei | Outdoor | EITC Passive Infrastructure | Greenfield | Outdoor Green field-du Owned |  |  | 3G+4G+5G | BTS3900 | LTE-4CC | 4T4R | U2100 (F2) + U900 (F1+F2) | L800+L1800F1+L1800F2+L2100 | 1CC | 1059200 | 30 |  | 3 | N41 | 3 | 3 | [32 empty] | IIB | DXB-1001-CSG-IXR-E-1
DXB1003 | Site 8549 | DXB | DXB1003 | DXB1003 | DXBL1003 | DXBNR1003 | On Air | On Air | On Air | On Air | 2009 | Permanent | 25.0748 | 55.1371 | Nokia/Huawei | Outdoor | EITC Passive Infrastructure | Rooftop | RT-du Owned |  |  | 2G+3G+4G+5G | BTS3900/Ultra 2G | LTE-4CC | 2T2R | U2100 (F2) + U900 (F1+F2) | L800+L1800F1+L1800F2+L2100 | 2CC | 1039200 | 44 |  | 3 | N78 | 3 | 3 | [32 empty] | IIB | DXB-1003-SCSG-SR7B-1
DXB1005 | Site 8550 | DXB | DXB1005 | DXB1005 | DXBL1005 | DXBNR1005 | On Air | On Air | On Air | On Air | 2009 | Permanent | 25.0963 | 55.1573 | Nokia/Huawei | Outdoor | EITC Passive Infrastructure | Rooftop | RT-du Owned |  |  | 2G+3G+4G+5G | BTS3900/Ultra 2G | LTE-3CC | 2T2R | U2100 (F2) + U900 (F1+F2) | L800+L1800F1+L1800F2 | 2CC | 1038200 | 29 |  | 3 | N78 | 3 | 3 | [32 empty] | IIB | DXB-1005-CSG-SAR-X-1
DXB1007 | Site 8551 | DXB | DXB1007 | DXB1007 | DXBL1007 | DXBNR1007 | On Air | On Air | On Air | On Air | 2011 | Permanent | 25.1436 | 55.3708 | Nokia/Huawei | Outdoor | Site Sharing | Site Share | Outdoor Site Sharing-Etisalat Owned |  |  | 2G+3G+4G+5G | BTS3900/Flexi 2G | LTE-CA | 2T2R | U2100 (F2) + U900 (F1+F2) | L800+L1800F1 | 2CC | 1061600 | 31 |  | 3 | N78 | 4 | 3 | Y | [31 empty] | IIB | DXB-1007-CSG-IXR-E-1
DXB1008 | Site 8552 | DXB | DXB1008 | DXB1008 | DXBL1008 | DXBNR1008 | On Air | On Air | On Air | On Air | 2009 | Permanent | 25.1123 | 55.1736 | Nokia/Huawei | Outdoor | Site Sharing | Site Share | Outdoor Site Sharing-Etisalat Owned |  |  | 2G+3G+4G+5G | BTS3900/Ultra 2G | LTE-CA | 2T2R | U2100 (F2) + U900 (F1+F2) | L800+L1800F1 | 2CC | 1037200 | 20 |  | 3 | N78 | 3 | 3 | [32 empty] | IIB | DXB-1008-CSG-IXR-E-1
DXB1009 | Site 8553 | DXB | DXB1009 | DXB1009 | DXBL1009 | DXBNR1009 | On Air | On Air | On Air | On Air | 2009 | Permanent | 25.1269 | 55.1879 | Nokia/Huawei | Outdoor | EITC Passive Infrastructure | Greenfield | Outdoor Green field-du Owned |  |  | 2G+3G+4G+5G | BTS3900/Ultra 2G | LTE-4CC | 4T4R | U2100 (F2) + U900 (F1+F2) | L800+L1800F1+L1800F2+L2100 | 2CC | 1037200 | 28 |  | 3 | N78 | 3 | 3 | [32 empty] | IIB | DXB-1009-CSG-IXR-E-1
DXB1010 | Site 8554 | DXB | DXB1010 | DXB1010 | DXBL1010 | DXBNR1010 | On Air | On Air | On Air | On Air | 2009 | Permanent | 25.1405 | 55.1978 | Nokia/Huawei | Outdoor | EITC Passive Infrastructure | Greenfield | Outdoor Green field-du Owned |  |  | 2G+3G+4G+5G | BTS3900/Flexi 2G | LTE-3CC | 2T2R | U2100 (F2) + U900 (F1+F2) | L800+L1800F1+L1800F2 | 2CC | 1036600 | 30 |  | 3 | N78 | 4 | 3 | [32 empty] | OSN/IIB | DXB-1010-CSG-SAR-X-1
DXB1012 | Site 8555 | DXB | DXB1012 | DXB1012 | DXBL1012 | DXBNR1012 | On Air | On Air | On Air | On Air | 2009 | Permanent | 25.1478 | 55.215 | Nokia/Huawei | Outdoor | EITC Passive Infrastructure | Greenfield | Outdoor Green field-du Owned |  |  | 2G+3G+4G+5G | BTS3900/Ultra 2G | LTE-3CC | 2T2R | U2100 (F2) + U900 (F1+F2) | L800+L1800F1+L1800F2 | 2CC | 1036300 | 28 |  | 3 | N78 | 3 | 3 | [32 empty] | OSN/IIB | DXB-1012-CSG-SAR-X-1
DXB1013 | Site 8556 | DXB | DXB2013 | DXB2013 | DXBL1013 | DXBNR1013 | On Air | On Air | On Air | On Air | 2009 | Permanent | 25.1554 | 55.2116 | Nokia/Huawei | Outdoor | EITC Passive Infrastructure | Greenfield | Outdoor Green field-du Owned |  |  | 2G+3G+4G+5G | BTS3900/Flexi 2G | LTE-3CC | 2T2R | U2100 (F2) + U900 (F1+F2) | L800+L1800F1+L1800F2 | 2CC | 1036200 | 25 |  | 3 | N78 | 4 | 3 | [32 empty] | IIB | DXB-6004-AGGR-SR12-1
DXB1014 | Site 8557 | DXB | DXB2014 | DXB2014 | DXBL1014 | DXBNR1014 | On Air | On Air | On Air | On Air | 2009 | Permanent | 25.1513 | 55.223 | Nokia/Huawei | Outdoor | EITC Passive Infrastructure | Greenfield | Outdoor Green field-du Owned |  |  | 2G+3G+4G+5G | BTS3900/Ultra 2G | LTE-4CC | 2T2R | U2100 (F2) + U900 (F1+F2) | L800+L1800F1+L1800F2+L2100 | 2CC | 1035700 | 30 |  | 3 | N78 | 4 | 3 | [32 empty] | OSN/IIB | DXB-1014-CSG-SAR-X-1
DXB1015 | Site 8558 | DXB | DXB2015 | DXB2015 | DXBL1015 | DXBNR1015 | On Air | On Air | On Air | On Air | 2009 | Permanent | 25.1606 | 55.2261 | Nokia/Huawei | Outdoor | EITC Passive Infrastructure | Greenfield | Outdoor Green field-du Owned |  |  | 2G+3G+4G+5G | BTS3900/Flexi 2G | LTE-4CC | 2T2R | U2100 (F2) + U900 (F1+F2) | L800+L1800F1+L1800F2+L2100 | 2CC | 1035700 | 27.55 |  | 3 | N78 | 3 | 3 | [32 empty] | OSN/IIB | DXB-1015-CSG-SAR-8-1 + SAR-X
DXB1016 | Site 8559 | DXB | DXB2016 | DXB2016 | DXBL1016 | DXBNR1016 | On Air | On Air | On Air | On Air | 2009 | Permanent | 25.1734 | 55.2282 | Nokia/Huawei | Outdoor | EITC Passive Infrastructure | Greenfield | Outdoor Green field-du Owned |  |  | 2G+3G+4G+5G | BTS3900/Ultra 2G | LTE-3CC | 2T2R | U2100 (F2) + U900 (F1+F2) | L800+L1800F1+L1800F2 | 2CC | 1035200 | 27 |  | 3 | N78 | 4 | 3 | [32 empty] | IIB | DXB-1016-CSG-IXR-E-1
DXB1018 | Site 8560 | DXB | DXB2018 | DXB2018 | DXBL1018 | DXBNR1018 | On Air | On Air | On Air | On Air | 2009 | Permanent | 25.1827 | 55.2292 | Nokia/Huawei | Outdoor | EITC Passive Infrastructure | Greenfield | Outdoor Green field-du Owned |  |  | 2G+3G+4G+5G | BTS3900/Ultra 2G | LTE-3CC | 2T2R | U2100 (F2) + U900 (F1+F2) | L800+L1800F1+L1800F2 | 2CC | 1035200 | 30 |  | 3 | N78 | 8 | 3 | [32 empty] | IIB | DXB-1018-CSG-IXR-E-1
DXB1019 | Site 8561 | DXB | DXB2019 | DXB2019 | DXBL1019 | DXBNR1019 | On Air | On Air | On Air | On Air | 2009 | Permanent | 25.1802 | 55.2396 | Nokia/Huawei | Outdoor | EITC Passive Infrastructure | Greenfield | Outdoor Green field-du Owned |  |  | 2G+3G+4G+5G | BTS3900/Ultra 2G | LTE-3CC | 2T2R | U2100 (F2) + U900 (F1+F2) | L800+L1800F1+L1800F2 | 2CC | 1035300 | 27 |  | 3 | N78 | 3 | 3 | [32 empty] | OSN/IIB | DXB-2019-CSG-SAR-X-1
DXB1020 | Site 8562 | DXB | DXB1020 | DXB1020 | DXBL1020 |  | On Air | On Air | On Air |  | 2011 | Permanent | 25.3128 | 55.3471 | Nokia/Huawei | Outdoor | EITC Passive Infrastructure | Palm Tree | Outdoor Green field-du Owned |  |  | 2G+3G+4G | BTS3900/Flexi 2G | LTE-3CC | 2T2R | U2100 (F2) + U900 (F1+F2) | L800+L1800F1+L1800F2 | - | 1013400 | 30 |  |  | - | 3 | - | [32 empty] | MW | 0
DXB1021 | Site 8563 | DXB | DXB1021 | DXB1021 | DXBL1021 | DXBNR1021 | On Air | On Air | On Air | On Air | 2010 | Permanent | 25.1877 | 55.2394 | Nokia/Huawei | Outdoor | EITC Passive Infrastructure | Rooftop | RT-du Owned |  |  | 2G+3G+4G+5G | BTS3900A/Flexi 2G | LTE-3CC | 2T2R | U2100 (F2) + U900 (F1+F2) | L800+L1800F1+L1800F2 | 2CC | 1035200 | 15 |  | 3 | N78 | 3 | 3 | [32 empty] | IIB | DXB-1021-CSG-SAR-X-1
DXB1022 | Site 8564 | DXB | DXB2022 | DXB2022 | DXBL1022 | DXBNR1022 | On Air | On Air | On Air | On Air | 2009 | Permanent | 25.1886 | 55.2521 | Nokia/Huawei | Outdoor | EITC Passive Infrastructure | Greenfield | Outdoor Green field-du Owned |  |  | 2G+3G+4G+5G | BTS3900/Ultra 2G | LTE-3CC | 2T2R | U2100 (F2) + U900 (F1+F2) | L800+L1800F1+L1800F2 | 2CC | 1034300 | 25 |  | 3 | N78 | 3 | 3 | [32 empty] | IIB | DXB-1022-CSG-SAR-X-1
DXB1023 | Site 8565 | DXB | DXB2023 | DXB2023 | DXBL1023 | DXBNR1023 | On Air | On Air | On Air | On Air | 2009 | Permanent | 25.2262 | 55.2728 | Nokia/Huawei | Outdoor | EITC Passive Infrastructure | Rooftop | RT-du Owned |  |  | 2G+3G+4G+5G | BTS3900/Ultra 2G | LTE-4CC | 4T4R | U2100 (F2) + U900 (F1+F2) | L800+L1800F1+L1800F2+L2100 | 2CC | 1033300 | 30 |  | 3 | N78 | 3 | 3 | [32 empty] | IIB | DXB-1023-SCSG-IXR-R6-1
DXB1024 | Site 8566 | DXB | DXB2024 | DXB2024 | DXBL1024 | DXBNR1024 | On Air | On Air | On Air | On Air | 2009 | Permanent | 25.2329 | 55.2771 | Nokia/Huawei | Outdoor | EITC Passive Infrastructure | Rooftop | RT-du Owned |  |  | 2G+3G+4G+5G | BTS3900/Ultra 2G | LTE-4CC | 2T2R | U2100 (F2) + U900 (F1+F2) | L800+L1800F1+L1800F2+L2100 | 1CC | 1033300 | 22 |  | 2 | N41 | 3 | 2 | [32 empty] | OSN/IIB | DXB-2024-CSG-IXR-E-1
DXB1025 | Site 8567 | DXB | DXB2025 | DXB2025 | DXBL1025 | DXBNR1025 | On Air | On Air | On Air | On Air | 2009 | Permanent | 25.236 | 55.3035 | Nokia/Huawei | Outdoor | EITC Passive Infrastructure | Rooftop | RT-du Owned |  |  | 2G+3G+4G+5G | BTS3900/Ultra 2G | LTE-4CC | 2T2R | U2100 (F2) + U900 (F1+F2) | L800+L1800F1+L1800F2+L2100 | 2CC | 1031800 | 30 |  | 3 | N78 | 3 | 3 | [32 empty] | IIB | DXB-1025-PREAGG-SR7-1
DXB1026 | Site 8568 | DXB | DXB2026 | DXB2026 | DXBL1026 | DXBNR1026 | On Air | On Air | On Air | On Air | 2009 | Permanent | 25.2011 | 55.2441 | Nokia/Huawei | Outdoor | EITC Passive Infrastructure | Greenfield | Outdoor Green field-du Owned |  |  | 2G+3G+4G+5G | BTS3900/Flexi 2G | LTE-3CC | 2T2R | U2100 (F2) + U900 (F1+F2) | L800+L1800F1+L1800F2 | 2CC | 1034200 | 25 |  | 3 | N78 | 3 | 3 | [32 empty] | IIB | DXB-1026-PREAGG-SR7-1
DXB1028 | Site 8569 | DXB | DXB2028 | DXB2028 | DXBL1028 | DXBNR1028 | On Air | On Air | On Air | On Air | 2009 | Permanent | 25.2174 | 55.2529 | Nokia/Huawei | Outdoor | EITC Passive Infrastructure | Greenfield | Outdoor Green field-du Owned |  |  | 2G+3G+4G+5G | BTS3900/Ultra 2G | LTE-3CC | 2T2R | U2100 (F2) + U900 (F1+F2) | L800+L1800F1+L1800F2 | 2CC | 1033200 | 25 |  | 3 | N78 | 3 | 3 | [32 empty] | OSN/IIB | DXB-1028-CSG-IXR-E-1
DXB1031 | Site 8570 | DXB | DXB1031 | DXB1031 | DXBL1031 | DXBNR1031 | Locked | On Air | On Air | On Air | 2009 | Permanent | 25.2532 | 55.3293 | Huawei | Outdoor | EITC Passive Infrastructure | Rooftop | RT-du Owned |  |  | 3G+4G+5G | BTS3900 | LTE-3CC | 2T2R | U2100 (F2) + U900 (F1+F2) | L800+L1800F1+L1800F2 | 2CC | 1012900 | 26 |  | 3 | N78 | 3 | 3 | [32 empty] | IIB | DXB-1031-CSG-SAR-X-1
DXB1032 | Site 8571 | DXB | DXB2032 | DXB2032 | DXBL1032 | DXBNR1032 | On Air | On Air | On Air | On Air | 2009 | Permanent | 25.2305 | 55.3295 | Nokia/Huawei | Outdoor | EITC Passive Infrastructure | Greenfield | Outdoor Green field-du Owned |  |  | 2G+3G+4G+5G | BTS3900/Ultra 2G | LTE-3CC | 2T2R | U2100 (F2) + U900 (F1+F2) | L800+L1800F1+L1800F2 | 2CC | 1031500 | 25 |  | 3 | N78 | 3 | 3 | [32 empty] | MW | 0
DXB1036 | Site 8572 | DXB | DXB2036 | DXB2036 | DXBL1036 | DXBNR1036 | On Air | On Air | On Air | On Air | 2009 | Permanent | 25.2277 | 55.2595 | Nokia/Huawei | Outdoor | EITC Passive Infrastructure | Greenfield | Outdoor Green field-du Owned |  |  | 2G+3G+4G+5G | BTS3900/Ultra 2G | LTE-4CC | 4T4R | U2100 (F2) + U900 (F1+F2) | L800+L1800F1+L1800F2+L2100 | 2CC | 1033200 | 30 |  | 3 | N78 | 4 | 3 | [32 empty] | IIB | DXB-1036-SCSG-IXR-R6-1
DXB1037 | Site 8573 | DXB | DXB2037 | DXB2037 | DXBL1037 | DXBNR1037 | On Air | On Air | On Air | On Air | 2009 | Permanent | 25.2224 | 55.2654 | Nokia/Huawei | Outdoor | EITC Passive Infrastructure | Palm Tree | Outdoor Green field-du Owned |  |  | 2G+3G+4G+5G | BTS3900/Ultra 2G | LTE-3CC | 2T2R | U2100 (F2) + U900 (F1+F2) | L800+L1800F1+L1800F2 | 2CC | 1033300 | 20 |  | 3 | N78 | 3 | 3 | [32 empty] | IIB | DXB-1037-IBS-SAR-M-1
DXB1038 | Site 8574 | DXB | DXB1038 | DXB1038 | DXBL1038 | DXBNR1038 | On Air | On Air | On Air | On Air | 2012 | Permanent | 25.2202 | 55.2678 | Nokia/Huawei | Outdoor | Site Sharing | Site Share | Outdoor Site Sharing-Etisalat Owned |  |  | 2G+3G+4G+5G | BTS3900/Flexi 2G | LTE-3CC | 2T2R | U2100 (F2) + U900 (F1+F2) | L800+L1800F1+L1800F2 | 2CC | 1033300 | 30 |  | 3 | N78 | 3 | 3 | [32 empty] | IIB | DXB-1038-CSG-IXR-E-1
DXB1041 | Site 8575 | DXB | DXB2041 | DXB2041 | DXBL1041 | DXBNR1041 | On Air | On Air | On Air | On Air | 2009 | Permanent | 25.2577 | 55.298 | Nokia/Huawei | Outdoor | EITC Passive Infrastructure | Rooftop | RT-du Owned |  |  | 2G+3G+4G+5G | BTS3900/Ultra 2G | LTE-4CC | 4T4R | U2100 (F2) + U900 (F1+F2) | L800+L1800F1+L1800F2+L2100 | 2CC | 1031700 | 34 |  | 3 | N78 | 3 | 3 | [32 empty] | IIB | DXB-2041-CSG-SAR-8-1
DXB1043 | Site 8576 | DXB | DXB1043 | DXB1043 | DXBL1043 | DXBNR1043 | On Air | On Air | On Air | On Air | 2010 | Permanent | 25.2547 | 55.3051 | Nokia/Huawei | Outdoor | EITC Passive Infrastructure | Rooftop | RT-du Owned |  |  | 2G+3G+4G+5G | BTS3900/Flexi 2G | LTE-4CC | 2T2R | U2100 (F2) + U900 (F1+F2) | L800+L1800F1+L1800F2+L2100 | 2CC | 1031400 | 26 |  | 3 | N78 | 3 | 3 | [32 empty] | IIB | DXB-1043-CSG-IXR-E-1
DXB1044 | Site 8577 | DXB | DXB2044 | DXB2044 | DXBL1044 | DXBNR1044 | On Air | On Air | On Air | On Air | 2009 | Permanent | 25.2521 | 55.3071 | Nokia/Huawei | Outdoor | EITC Passive Infrastructure | Rooftop | RT-du Owned |  |  | 2G+3G+4G+5G | BTS3900/Ultra 2G | LTE-4CC | 2T2R | U2100 (F2) + U900 (F1+F2) | L800+L1800F1+L1800F2+L2100 | 2CC | 1031800 | 30 |  | 3 | N78 | 3 | 3 | [32 empty] | IIB | DXB-1044-CSG-IXR-E-1
DXB1046 | Site 8578 | DXB | DXB2046 | DXB2046 | DXBL1046 | DXBNR1046 | On Air | On Air | On Air | On Air | 2009 | Permanent | 25.2726 | 55.3095 | Nokia/Huawei | Outdoor | EITC Passive Infrastructure | Rooftop | RT-du Owned |  |  | 2G+3G+4G+5G | BTS3900/Ultra 2G | LTE-4CC | 2T2R | U2100 (F2) + U900 (F1+F2) | L800+L1800F1+L1800F2+L2100 | 1CC | 1011800 | 20 |  | 3 | N41 | 4 | 3 | [32 empty] | IIB | DXB-1046-CSG-IXR-E-1
DXB1047 | Site 8579 | DXB | DXB1047 | DXB1047 | DXBL1047 | DXBNR1047 | Locked | On Air | On Air | On Air | 2013 | Permanent | 25.2696 | 55.3186 | Huawei | Outdoor | EITC Passive Infrastructure | Rooftop | RT-du Owned |  |  | 3G+4G+5G | BTS3900A | LTE | 2T2R | U2100 (F2) + U900 (F1+F2) | L1800F1 | 1CC | 1012400 | 21 |  | 3 | N41 | 3 | 3 | [32 empty] | MW | 0
DXB1048 | Site 8580 | DXB | DXB2048 | DXB2048 | DXBL1048 | DXBNR1048 | On Air | On Air | On Air | On Air | 2009 | Permanent | 25.2583 | 55.3333 | Nokia/Huawei | Outdoor | EITC Passive Infrastructure | Greenfield | Outdoor Green field-du Owned |  |  | 2G+3G+4G+5G | BTS3900/Ultra 2G | LTE-4CC | 4T4R | U2100 (F2) + U900 (F1+F2) | L800+L1800F1+L1800F2+L2100 | 2CC | 1012900 | 28 |  | 3 | N78 | 3 | 3 | [32 empty] | IIB | DXB-1048-CSG-IXR-E-1
DXB1049 | Site 8581 | DXB | DXB2049 | DXB2049 | DXBL1049 | DXBNR1049 | On Air | On Air | On Air | On Air | 2009 | Permanent | 25.2407 | 55.3674 | Nokia/Huawei | Outdoor | EITC Passive Infrastructure | Rooftop | RT-du Owned |  |  | 2G+3G+4G+5G | BTS3900/Flexi 2G | LTE-3CC | 2T2R | U2100 (F2) + U900 (F1+F2) | L800+L1800F1+L1800F2 | 2CC | 1021400 | 30 |  | 3 | N78 | 3 | 3 | [32 empty] | IIB | DXB-1049-CSG-SAR-X-1
DXB1050 | Site 8582 | DXB | DXB2050 | DXB2050 | DXBL1050 | DXBNR1050 | Locked | On Air | On Air | On Air | 2009 | Permanent | 25.2517 | 55.3407 | Huawei | Outdoor | EITC Passive Infrastructure | Greenfield | Outdoor Green field-du Owned |  |  | 3G+4G+5G | BTS3900 | LTE-3CC | 2T2R | U2100 (F2) + U900 (F1+F2) | L800+L1800F1+L1800F2 | 2CC | 1021400 | 25 |  | 3 | N78 | 3 | 3 | [32 empty] | IIB | DXB-1050-CSG-ASR920-LD-1
DXB1051 | Site 8583 | DXB | DXB2051 | DXB2051 | DXBL1051 | DXBNR1051 | On Air | On Air | On Air | On Air | 2009 | Permanent | 25.2752 | 55.3451 | Nokia/Huawei | Outdoor | EITC Passive Infrastructure | Rooftop | RT-du Owned |  |  | 2G+3G+4G+5G | BTS3900/Ultra 2G | LTE-4CC | 2T2R | U2100 (F2) + U900 (F1+F2) | L800+L1800F1+L1800F2+L2100 | 2CC | 1012700 | 24 |  | 3 | N78 | 3 | 3 | [32 empty] | IIB | DXB-1051-CSG-ASR920-LD-1
DXB1053 | Site 8584 | DXB | DXB1053 | DXB2053 | DXBL1053 | DXBNR1053 | On Air | On Air | On Air | On Air | 2009 | Permanent | 25.2592 | 55.2885 | Nokia/Huawei | Outdoor | EITC Passive Infrastructure | Rooftop | RT-du Owned |  |  | 2G+3G+4G+5G | BTS3900/Flexi 2G | LTE-4CC | 4T4R | U2100 (F2) + U900 (F1+F2) | L800+L1800F1+L1800F2+L2100 | 2CC | 1031600 | 35 |  | 3 | N78 | 3 | 3 | [32 empty] | OSN | DXB-1053-CSG-IXR-E-1
DXB1054 | Site 8585 | DXB | DXB1054 | DXB1054 | DXBL1054 | DXBNR1054 | On Air | On Air | On Air | On Air | 2010 | Permanent | 24.9875 | 55.0232 | Nokia/Huawei | Outdoor | EITC Passive Infrastructure | Rooftop | RT-du Owned |  |  | 2G+3G+4G+5G | BTS3900A/Flexi 2G | LTE-CA | 2T2R | U2100 (F2) + U900 (F1+F2) | L800+L1800F1 | 1CC | 1059400 | 44 |  | 3 | N41 | 3 | 3 | [32 empty] | IIB | DXB-1054-CSG-IXR-E-1
DXB1055 | Site 8586 | DXB | DXB1055 | DXB1055 | DXBL1055 | DXBNR1055 | On Air | On Air | On Air | On Air | 2010 | Permanent | 25.2602 | 55.2985 | Nokia/Huawei | Outdoor | EITC Passive Infrastructure | Rooftop | RT-du Owned |  |  | 2G+3G+4G+5G | BTS3900/Flexi 2G | LTE-4CC | 4T4R | U2100 (F2) + U900 (F1+F2) | L800+L1800F1+L1800F2+L2100 | 2CC | 1031200 | 18 |  | 3 | N78 | 3 | 3 | [32 empty] | IIB | DXB-1055-CSG-IXR-E-1
DXB1056 | Site 8587 | DXB | DXB1056 | DXB1056 | DXBL1056 | DXBNR1056 | On Air | On Air | On Air | On Air | 2011 | Permanent | 25.2747 | 55.3793 | Nokia/Huawei | Outdoor | EITC Passive Infrastructure | Rooftop | RT-du Owned |  |  | 2G+3G+4G+5G | BTS3900/Flexi 2G | LTE-CA | 2T2R | U2100 (F2) + U900 (F1+F2) | L800+L1800F1 | 2CC | 1023200 | 19 |  | 3 | N78 | 3 | 3 | [32 empty] | IIB | DXB-1056-CSG-SAR-X-1
DXB1057 | Site 8588 | DXB | DXB1057 | DXB1057 | DXBL1057 |  | On Air | On Air | On Air |  | 2015 | Permanent | 25.2267 | 55.1607 | Nokia/Huawei | Outdoor | EITC Passive Infrastructure | RDU | Outdoor Green field-du Owned |  |  | 2G+3G+4G | BTS3900/MultiRadio 2G | LTE-CA | 2T2R | U2100 (F2) + U900 (F1+F2) | L800+L1800F1 | - | 1030000 | 30 |  |  | - | 3 | - | [32 empty] | MW | 0
DXB1060 | Site 8589 | DXB | DXB2060 | DXB2060 | DXBL1060 | DXBNR1060 | On Air | On Air | On Air | On Air | 2009 | Permanent | 25.2713 | 55.3021 | Nokia/Huawei | Outdoor | EITC Passive Infrastructure | Rooftop | RT-du Owned |  |  | 2G+3G+4G+5G | BTS3900/Ultra 2G | LTE-3CC | 2T2R | U2100 (F2) + U900 (F1+F2) | L800+L1800F1+L1800F2 | 1CC | 1011500 | 24 |  | 1 | N41 | 3 | 1 | [32 empty] | MW | MW
DXB1061 | Site 8590 | DXB | DXB2061 | DXB2061 | DXBL1061 | DXBNR1061 | On Air | On Air | On Air | On Air | 2009 | Permanent | 25.1039 | 55.1717 | Nokia/Huawei | Outdoor | EITC Passive Infrastructure | Rooftop | RT-du Owned |  |  | 2G+3G+4G+5G | BTS3900/Ultra 2G | LTE-4CC | 4T4R | U2100 (F2) + U900 (F1+F2) | L800+L1800F1+L1800F2+L2100 | 2CC | 1038200 | 20 |  | 3 | N78 | 3 | 3 | [32 empty] | IIB | DXB-1061-CSG-SAR-X-1
DXB1065 | Site 8591 | DXB | DXB2065 | DXB2065 | DXBL1065 | DXBNR1065 | On Air | On Air | On Air | On Air | 2009 | Permanent | 25.0688 | 55.1732 | Nokia/Huawei | Outdoor | Site Sharing | Site Share | Outdoor Site Sharing-Etisalat Owned |  |  | 2G+3G+4G+5G | BTS3900/Ultra 2G | LTE-CA | 2T2R | U2100 (F2) + U900 (F1+F2) | L800+L1800F1 | 2CC | 1039400 | 30 |  | 3 | N78 | 3 | 3 | [32 empty] | IIB | DXB-1065-CSG-IXR-E-1
DXB1066 | Site 8592 | DXB | DXB2066 | DXB2066 | DXBL1066 | DXBNR1066 | On Air | On Air | On Air | On Air | 2009 | Permanent | 25.0483 | 55.1722 | Nokia/Huawei | Outdoor | Site Sharing | Site Share | Outdoor Site Sharing-Etisalat Owned |  |  | 2G+3G+4G+5G | BTS3900/Ultra 2G | LTE-CA | 2T2R | U2100 (F2) + U900 (F1+F2) | L800+L1800F1 | 2CC | 1039400 | 25 |  | 3 | N78 | 3 | 3 | [32 empty] | IIB | DXB-1066-CSG-IXR-E-1
DXB1067 | Site 8593 | DXB | DXB6067 | DXB6067 | DXBL1067 | DXBNR1067 | On Air | On Air | On Air | On Air | 2009 | Permanent | 25.0538 | 55.1672 | Nokia/Huawei | Outdoor | Site Sharing | Site Share | Outdoor Site Sharing-Etisalat Owned |  |  | 2G+3G+4G+5G | BTS3900/Flexi 2G | LTE-4CC | 2T2R | U2100 (F2) + U900 (F1+F2) | L800+L1800F1+L1800F2+L2100 | 2CC | 1039302 | 30 |  | 3 | N78 | 4 | 3 | [32 empty] | IIB | DXB-1067-CSG-SAR-X-1
DXB1069 | Site 8594 | DXB | DXB2069 | DXB2069 | DXBL1069 | DXBNR1069 | Locked | On Air | On Air | On Air | 2009 | Permanent | 25.0934 | 55.1703 | Huawei | Outdoor | EITC Passive Infrastructure | Rooftop | RT-du Owned |  |  | 3G+4G+5G | BTS3900 | LTE-3CC | 2T2R | U2100 (F2) + U900 (F1+F2) | L800+L1800F1+L1800F2 | 2CC | 1038800 | 35 |  | 3 | N78 | 3 | 3 | [32 empty] | IIB | DXB-1069-PREAGG-SR7-1
DXB1070 | Site 8595 | DXB | DXB1070 | DXB1070 | DXBL1070 | DXBNR1070 | On Air | On Air | On Air | On Air | 2009 | Permanent | 25.0634 | 55.1557 | Nokia/Huawei | Outdoor | Site Sharing | Site Share | Outdoor Site Sharing-Etisalat Owned |  |  | 2G+3G+4G+5G | BTS3900/Ultra 2G | LTE-4CC | 4T4R | U2100 (F2) + U900 (F1+F2) | L800+L1800F1+L1800F2+L2100 | 2CC | 1039400 | 30 |  | 3 | N78 | 3 | 3 | [32 empty] | IIB | DXB-1070-CSG-ASR920-LD-1
DXB1071 | Site 8596 | DXB | DXB1071 | DXB1071 | DXBL1071 | DXBNR1071 | On Air | On Air | On Air | On Air | 2010 | Permanent | 25.2111 | 55.2662 | Nokia/Huawei | Outdoor | Site Sharing | Site Share | Outdoor Site Sharing-Etisalat Owned |  |  | 2G+3G+4G+5G | BTS3900/Flexi 2G | LTE-4CC | 2T2R | U2100 (F2) + U900 (F1+F2) | L800+L1800F1+L1800F2+L2100 | 2CC | 1033400 | 30 |  | 3 | N78 | 3 | 3 | [32 empty] | IIB | DXB-1071-CSG-SAR-X-1
DXB1073 | Site 8597 | DXB | DXB6073 | DXB6073 | DXBL1073 | DXBNR1073 | On Air | On Air | On Air | On Air | 2009 | Permanent | 25.0425 | 55.1257 | Nokia/Huawei | Outdoor | Site Sharing | Site Share | Outdoor Site Sharing-Etisalat Owned |  |  | 2G+3G+4G+5G | BTS3900/Flexi 2G | LTE-CA | 2T2R | U2100 (F2) + U900 (F1+F2) | L800+L1800F1 | 2CC | 1059102 | 30 |  | 3 | N78 | 3 | 3 | [32 empty] | IIB | DXB-1073-CSG-ASR920-LD-1
DXB1074 | Site 8598 | DXB | DXB2074 | DXB2074 | DXBL1074 | DXBNR1074 | Locked | On Air | On Air | On Air | 2009 | Permanent | 24.9895 | 55.133 | Huawei | Outdoor | EITC Passive Infrastructure | Greenfield | Outdoor Green field-du Owned |  |  | 3G+4G+5G | BTS3900 | LTE-3CC | 2T2R | U2100 (F2) + U900 (F1+F2) | L800+L1800F1+L1800F2 | 2CC | 1059900 | 45 |  | 3 | N78 | 6 | 3 | [32 empty] | IIB | DXB-1074-SCSG-IXR-R6-1
DXB1075 | Site 8599 | DXB | DXB2075 | DXB2075 | DXBL1075 | DXBNR1075 | On Air | On Air | On Air | On Air | 2009 | Permanent | 25.2569 | 55.2918 | Nokia/Huawei | Outdoor | EITC Passive Infrastructure | Rooftop | RT-du Owned |  |  | 2G+3G+4G+5G | BTS3900/Ultra 2G | LTE-4CC | 4T4R | U2100 (F2) + U900 (F1+F2) | L800+L1800F1+L1800F2+L2100 | 2CC | 1031600 | 34 |  | 3 | N78 | 3 | 3 | [32 empty] | MW | MW
DXB1076 | Site 8600 | DXB | DXB2076 | DXB2076 | DXBL1076 | DXBNR1076 | On Air | On Air | On Air | On Air | 2009 | Permanent | 25.2572 | 55.2853 | Nokia/Huawei | Outdoor | EITC Passive Infrastructure | Rooftop | RT-du Owned |  |  | 2G+3G+4G+5G | BTS3900/Ultra 2G | LTE-4CC | 4T4R | U2100 (F2) + U900 (F1+F2) | L800+L1800F1+L1800F2+L2100 | 2CC | 1031600 | 25 |  | 3 | N78 | 3 | 3 | [32 empty] | IIB | DXB-1076-CSG-IXR-E-1
DXB1077 | Site 8601 | DXB | DXB2077 | DXB2077 | DXBL1077 | DXBNR1077 | On Air | On Air | On Air | On Air | 2009 | Permanent | 25.2433 | 55.2997 | Nokia/Huawei | Outdoor | EITC Passive Infrastructure | Rooftop | RT-du Owned |  |  | 2G+3G+4G+5G | BTS3900/Ultra 2G | LTE-3CC | 2T2R | U2100 (F2) + U900 (F1+F2) | L800+L1800F1+L1800F2 | 2CC | 1031800 | 27 |  | 3 | N78 | 3 | 3 | [32 empty] | IIB | 0
DXB1078 | Site 8602 | DXB | DXB1078 | DXB1078 | DXBL1078 | DXBNR1078 | On Air | On Air | On Air | On Air | 2014 | Permanent | 25.2893 | 55.3256 | Nokia/Huawei | Outdoor | Site Sharing | Site Share | Outdoor Site Sharing-Etisalat Owned |  |  | 2G+3G+4G+5G | BTS3900A/MultiRadio 2G | LTE-3CC | 2T2R | U2100 (F2) + U900 (F1+F2) | L800+L1800F1+L1800F2 | 2CC | 1012600 | 30 |  | 3 | N78 | 3 | 3 | [32 empty] | IIB | DXB-1078-CSG-SAR-X-1
DXB1079 | Site 8603 | DXB | DXB2079 | DXB2079 | DXBL1079 | DXBNR1079 | On Air | On Air | On Air | On Air | 2009 | Permanent | 25.263 | 55.318 | Nokia/Huawei | Outdoor | EITC Passive Infrastructure | Rooftop | RT-du Owned |  |  | 2G+3G+4G+5G | BTS3900/Flexi 2G | LTE-4CC | 4T4R | U2100 (F2) + U900 (F1+F2) | L800+L1800F1+L1800F2+L2100 | 1CC | 1012400 | 35 |  | 3 | N41 | 3 | 3 | [32 empty] | IIB | DXB-1079-CSG-SAR-8-1 + DXB-1079-IBS-SAR-M-1 + + + +
DXB1082 | Site 8604 | DXB | DXB2082 | DXB2082 | DXBL1082 | DXBNR1082 | On Air | On Air | On Air | On Air | 2009 | Permanent | 25.2717 | 55.3212 | Nokia/Huawei | Outdoor | EITC Passive Infrastructure | Greenfield | Outdoor Green field-du Owned |  |  | 2G+3G+4G+5G | BTS3900/Ultra 2G | LTE-4CC | 2T2R | U2100 (F2) + U900 (F1+F2) | L800+L1800F1+L1800F2+L2100 | 2CC | 1012300 | 25 |  | 3 | N78 | 3 | 3 | [32 empty] | MW | MW
DXB1083 | Site 8605 | DXB | DXB2083 | DXB2083 | DXBL1083 | DXBNR1083 | On Air | On Air | On Air | On Air | 2009 | Permanent | 25.2678 | 55.3209 | Nokia/Huawei | Outdoor | EITC Passive Infrastructure | Rooftop | RT-du Owned |  |  | 2G+3G+4G+5G | BTS3900/Ultra 2G | LTE-4CC | 2T2R | U2100 (F2) + U900 (F1+F2) | L800+L1800F1+L1800F2+L2100 | 1CC | 1012400 | 27 |  | 3 | N41 | 3 | 3 | [32 empty] | OSN/IIB | DXB-2083-CSG-IXR-E-1
DXB1084 | Site 8606 | DXB | DXB2084 | DXB2084 | DXBL1084 | DXBNR1084 | On Air | On Air | On Air | On Air | 2009 | Permanent | 25.26 | 55.3252 | Nokia/Huawei | Outdoor | EITC Passive Infrastructure | Rooftop | RT-du Owned |  |  | 2G+3G+4G+5G | BTS3900/Ultra 2G | LTE-3CC | 2T2R | U2100 (F2) + U900 (F1+F2) | L800+L1800F1+L1800F2 | 1CC | 1012400 | 38 |  | 3 | N41 | 3 | 3 | [32 empty] | MW | MW
DXB1085 | Site 8607 | DXB | DXB2085 | DXB2085 | DXBL1085 | DXBNR1085 | On Air | On Air | On Air | On Air | 2009 | Permanent | 25.2719 | 55.3304 | Nokia/Huawei | Outdoor | EITC Passive Infrastructure | Rooftop | RT-du Owned |  |  | 2G+3G+4G+5G | BTS3900/Ultra 2G | LTE-4CC | 2T2R | U2100 (F2) + U900 (F1+F2) | L800+L1800F1+L1800F2+L2100 | 1CC | 1012700 | 24 |  | 3 | N41 | 3 | 3 | [32 empty] | IIB | DXB-1085-CSG-SAR-X-1
DXB1086 | Site 8608 | DXB | DXB2086 | DXB2086 | DXBL1086 | DXBNR1086 | On Air | On Air | On Air | On Air | 2009 | Permanent | 25.2634 | 55.3315 | Nokia/Huawei | Outdoor | EITC Passive Infrastructure | Rooftop | RT-du Owned |  |  | 2G+3G+4G+5G | BTS3900/Ultra 2G | LTE-4CC | 2T2R | U2100 (F2) + U900 (F1+F2) | L800+L1800F1+L1800F2+L2100 | 2CC | 1012800 | 19 |  | 3 | N78 | 3 | 3 | [32 empty] | IIB | DXB-1086-CSG-SAR-X-1
DXB1087 | Site 8609 | DXB | DXB2087 | DXB2087 | DXBL1087 | DXBNR1087 | On Air | On Air | On Air | On Air | 2009 | Permanent | 25.2643 | 55.3381 | Nokia/Huawei | Outdoor | EITC Passive Infrastructure | Greenfield | Outdoor Green field-du Owned |  |  | 2G+3G+4G+5G | BTS3900/Ultra 2G | LTE-4CC | 4T4R | U2100 (F2) + U900 (F1+F2) | L800+L1800F1+L1800F2+L2100 | 2CC | 1022100 | 30 |  | 3 | N78 | 4 | 3 | [32 empty] | MW | 0
DXB1088 | Site 8610 | DXB | DXB2088 | DXB2088 | DXBL1088 | DXBNR1088 | On Air | On Air | On Air | On Air | 2009 | Permanent | 25.276 | 55.3133 | Nokia/Huawei | Outdoor | EITC Passive Infrastructure | Rooftop | RT-du Owned |  |  | 2G+3G+4G+5G | BTS3900/Flexi 2G | LTE-4CC | 4T4R | U2100 (F2) + U900 (F1+F2) | L800+L1800F1+L1800F2+L2100 | 1CC | 1011800 | 25 |  | 3 | N41 | 3 | 3 | [32 empty] | IIB | DXB-1088-PREAGG-SR7-1
DXB1089 | Site 8611 | DXB | DXB2089 | DXB2089 | DXBL1089 | DXBNR1089 | On Air | On Air | On Air | On Air | 2009 | Permanent | 25.2806 | 55.3162 | Nokia/Huawei | Outdoor | EITC Passive Infrastructure | Rooftop | RT-du Owned |  |  | 2G+3G+4G+5G | BTS3900/Flexi 2G | LTE-4CC | 2T2R | U2100 (F2) + U900 (F1+F2) | L800+L1800F1+L1800F2+L2100 | 2CC | 1012200 | 27 |  | 3 | N78 | 3 | 3 | [32 empty] | IIB | DXB-1089-CSG-IXR-E-1
DXB1090 | Site 8612 | DXB | DXB2090 | DXB2090 | DXBL1090 | DXBNR1090 | On Air | On Air | On Air | On Air | 2009 | Permanent | 25.2852 | 55.3279 | Nokia/Huawei | Outdoor | EITC Passive Infrastructure | Rooftop | RT-du Owned |  |  | 2G+3G+4G+5G | BTS3900/Flexi 2G | LTE-3CC | 2T2R | U2100 (F2) | L800+L1800F1+L1800F2 | 1CC | 1012600 | 20 |  | 3 | N41 | 3 | 3 | [32 empty] | IIB | DXB-1090-PREAGG-SR7-1
DXB1091 | Site 8613 | DXB | DXB2091 | DXB2091 | DXBL1091 | DXBNR1091 | On Air | On Air | On Air | On Air | 2009 | Permanent | 25.2422 | 55.2752 | Nokia/Huawei | Outdoor | EITC Passive Infrastructure | Rooftop | RT-du Owned |  |  | 2G+3G+4G+5G | BTS3900/Ultra 2G | LTE-3CC | 2T2R | U2100 (F2) + U900 (F1+F2) | L800+L1800F1+L1800F2 | 2CC | 1032100 | 26 |  | 3 | N78 | 3 | 3 | [32 empty] | IIB | Passive fiber on DXB-0012-CSG-SAR-X-1
DXB1092 | Site 8614 | DXB | DXB2092 | DXB2092 | DXBL1092 | DXBNR1092 | On Air | On Air | On Air | On Air | 2009 | Permanent | 25.2772 | 55.3278 | Nokia/Huawei | Outdoor | EITC Passive Infrastructure | Rooftop | RT-du Owned |  |  | 2G+3G+4G+5G | BTS3900/Ultra 2G | LTE-4CC | 2T2R | U2100 (F2) + U900 (F1+F2) | L800+L1800F1+L1800F2+L2100 | 2CC | 1012300 | 25 |  | 3 | N78 | 3 | 3 | [32 empty] | IIB | DXB-1092-CSG-ASR920-LD-1
DXB1093 | Site 8615 | DXB | DXB2093 | DXB2093 | DXBL1093 | DXBNR1093 | Locked | On Air | On Air | On Air | 2010 | Permanent | 25.2769 | 55.3237 | Huawei | Outdoor | EITC Passive Infrastructure | Palm Tree | Outdoor Green field-du Owned |  |  | 3G+4G+5G | BTS3900 | LTE-3CC | 2T2R | U2100 (F2) + U900 (F1+F2) | L800+L1800F1+L1800F2 | 2CC | 1012300 | 25 |  | 3 | N78 | 3 | 3 | [32 empty] | IIB | DXB-1093-CSG-SAR-X-1
DXB1094 | Site 8616 | DXB | DXB2094 | DXB2094 | DXBL1094 | DXBNR1094 | On Air | On Air | On Air | On Air | 2009 | Permanent | 25.2793 | 55.3348 | Nokia/Huawei | Outdoor | EITC Passive Infrastructure | Greenfield | Outdoor Green field-du Owned |  |  | 2G+3G+4G+5G | BTS3900/Flexi 2G | LTE-4CC | 2T2R | U2100 (F2) + U900 (F1+F2) | L800+L1800F1+L1800F2+L2100 | 1CC | 1012700 | 28 |  | 3 | N41 | 4 | 3 | [32 empty] | IIB | DXB-1094-CSG-IXR-E-1
DXB1095 | Site 8617 | DXB | DXB2095 | DXB2095 | DXBL1095 | DXBNR1095 | On Air | On Air | On Air | On Air | 2009 | Permanent | 25.2791 | 55.3404 | Nokia/Huawei | Outdoor | EITC Passive Infrastructure | Greenfield | Outdoor Green field-du Owned |  |  | 2G+3G+4G+5G | BTS3900/Ultra 2G | LTE-3CC | 2T2R | U2100 (F2) + U900 (F1+F2) | L800+L1800F1+L1800F2 | 2CC | 1012700 | 20 |  | 3 | N78 | 3 | 3 | [32 empty] | IIB | DXB-1095-CSG-ASR920-LD-1
DXB1096 | Site 8618 | DXB | DXB2096 | DXB2096 | DXBL1096 | DXBNR1096 | Locked | On Air | On Air | On Air | 2010 | Permanent | 25.2784 | 55.3626 | Huawei | Outdoor | EITC Passive Infrastructure | Greenfield | Outdoor Green field-du Owned |  |  | 3G+4G+5G | BTS3900 | LTE-4CC | 2T2R | U2100 (F2) + U900 (F1+F2) | L800+L1800F1+L1800F2+L2100 | 2CC | 1023200 | 30 |  | 3 | N78 | 4 | 3 | [32 empty] | IIB | DXB-1096-PREAGG-SR7-1
DXB1097 | Site 8619 | DXB | DXB2097 | DXB2097 | DXBL1097 | DXBNR1097 | On Air | On Air | On Air | On Air | 2009 | Permanent | 25.2678 | 55.3769 | Nokia/Huawei | Outdoor | EITC Passive Infrastructure | Rooftop | RT-du Owned |  |  | 2G+3G+4G+5G | BTS3900/Ultra 2G | LTE-4CC | 2T2R | U2100 (F2) + U900 (F1+F2) | L800+L1800F1+L1800F2+L2100 | 2CC | 1022600 | 30 |  | 3 | N78 | 3 | 3 | [32 empty] | OSN/IIB | DXB-1097-CSG-IXR-E-1
DXB1098 | Site 8620 | DXB | DXB2098 | DXB2098 | DXBL1098 | DXBNR1098 | On Air | On Air | On Air | On Air | 2009 | Permanent | 25.2417 | 55.3521 | Nokia/Huawei | Outdoor | EITC Passive Infrastructure | Greenfield | Outdoor Green field-du Owned |  |  | 2G+3G+4G+5G | BTS3900/Ultra 2G | LTE-3CC | 2T2R | U2100 (F2) + U900 (F1+F2) | L800+L1800F1+L1800F2 | 2CC | 1021400 | 30 |  | 3 | N78 | 3 | 3 | [32 empty] | OSN/IIB | DXB-1098-CSG-SAR-8-1
DXB1099 | Site 8621 | DXB | DXB2099 | DXB2099 | DXBL1099 | DXBNR1099 | Locked | On Air | On Air | On Air | 2009 | Permanent | 25.2484 | 55.281 | Huawei | Outdoor | EITC Passive Infrastructure | Greenfield | Outdoor Green field-du Owned |  |  | 3G+4G+5G | BTS3900 | LTE-3CC | 2T2R | U2100 (F2) + U900 (F1+F2) | L800+L1800F1+L1800F2 | 2CC | 1032200 | 39 |  | 3 | N78 | 3 | 3 | [32 empty] | IIB | DXB-2099-IBS-SAR-M-1
DXB1101 | Site 8622 | DXB | DXB1101 | DXB1101 | DXBL1101 | DXBNR1101 | On Air | On Air | On Air | On Air | 2009 | Permanent | 25.2294 | 55.3962 | Nokia/Huawei | Outdoor | EITC Passive Infrastructure | Greenfield | Outdoor Green field-du Owned |  |  | 2G+3G+4G+5G | BTS3900/Ultra 2G | LTE-4CC | 2T2R | U2100 (F2) + U900 (F1+F2) | L800+L1800F1+L1800F2+L2100 | 2CC | 1021600 | 25 |  | 3 | N78 | 3 | 3 | [32 empty] | IIB | DXB-1101-CSG-SAR-X-1
DXB1102 | Site 8623 | DXB | DXB1102 | DXB1102 | DXBL1102 | DXBNR1102 | On Air | On Air | On Air | On Air | 2009 | Permanent | 25.2201 | 55.387 | Nokia/Huawei | Outdoor | EITC Passive Infrastructure | Greenfield | Outdoor Green field-du Owned |  |  | 2G+3G+4G+5G | BTS3900/Ultra 2G | LTE-4CC | 2T2R | U2100 (F2) + U900 (F1+F2) | L800+L1800F1+L1800F2+L2100 | 2CC | 1021600 | 30 |  | 3 | N78 | 3 | 3 | [32 empty] | OSN/IIB | DXB-1102-CSG-SAR-X-1
DXB1103 | Site 8624 | DXB | DXB1103 | DXB1103 | DXBL1103 | DXBNR1103 | On Air | On Air | On Air | On Air | 2009 | Permanent | 25.2083 | 55.2872 | Nokia/Huawei | Outdoor | EITC Passive Infrastructure | Greenfield | Outdoor Green field-du Owned |  |  | 2G+3G+4G+5G | BTS3900/Flexi 2G | LTE-3CC | 2T2R | U2100 (F2) + U900 (F1+F2) | L800+L1800F1+L1800F2 | 2CC | 1033700 | 30 |  | 3 | N78 | 3 | 3 | [32 empty] | IIB | DXB-1103-PREAGG-SR7-1
DXB1104 | Site 8625 | DXB | DXB1104 | DXB1104 | DXBL1104 | DXBNR1104 | On Air | On Air | On Air | On Air | 2009 | Permanent | 25.1688 | 55.2528 | Nokia/Huawei | Outdoor | EITC Passive Infrastructure | Greenfield | Outdoor Green field-du Owned |  |  | 2G+3G+4G+5G | BTS3900/Ultra 2G | LTE-4CC | 2T2R | U2100 (F2) + U900 (F1+F2) | L700+L800+L1800F1+L1800F2+L2100 | 2CC | 1035400 | 25 |  | 3 | N78 | 4 | 3 | [32 empty] | IIB | DXB-1104-CSG-SAR-X-1
DXB1105 | Site 8626 | DXB | DXB1105 | DXB1105 | DXBL1105 | DXBNR1105 | On Air | On Air | On Air | On Air | 2009 | Permanent | 25.249 | 55.285 | Nokia/Huawei | Outdoor | EITC Passive Infrastructure | Greenfield | Outdoor Green field-du Owned |  |  | 2G+3G+4G+5G | BTS3900/Ultra 2G | LTE-CA | 2T2R | U2100 (F2) + U900 (F1+F2) | L800+L1800F1 | 2CC | 1031600 | 27 |  | 3 | N78 | 3 | 3 | [32 empty] | OSN/IIB | DXB-1105-CSG-IXR-E-1
DXB1107 | Site 8627 | DXB | DXB1107 | DXB1107 | DXBL1107 | DXBNR1107 | On Air | On Air | On Air | On Air | 2009 | Permanent | 25.2419 | 55.29 | Nokia/Huawei | Outdoor | EITC Passive Infrastructure | Greenfield | Outdoor Green field-du Owned |  |  | 2G+3G+4G+5G | BTS3900/Ultra 2G | LTE-CA | 2T2R | U2100 (F2) + U900 (F1+F2) | L800+L1800F1 | 2CC | 1032300 | 27 |  | 3 | N78 | 3 | 3 | [32 empty] | OSN/IIB | DXB-1107-CSG-IXR-E-1
DXB1108 | Site 8628 | DXB | DXB1108 | DXB1108 | DXBL1108 | DXBNR1108 | On Air | On Air | On Air | On Air | 2009 | Permanent | 25.1132 | 55.2109 | Nokia/Huawei | Outdoor | EITC Passive Infrastructure | Greenfield | Outdoor Green field-du Owned |  |  | 2G+3G+4G+5G | BTS3900/Ultra 2G | LTE-4CC | 2T2R | U2100 (F2) + U900 (F1+F2) | L800+L1800F1+L1800F2+L2100 | 2CC | 1037600 | 25 |  | 3 | N78 | 3 | 3 | [32 empty] | IIB | DXB-1108-CSG-SAR-X-1
DXB1109 | Site 8629 | DXB | DXB1109 | DXB1109 | DXBL1109 | DXBNR1109 | On Air | On Air | On Air | On Air | 2009 | Permanent | 25.099 | 55.2184 | Nokia/Huawei | Outdoor | EITC Passive Infrastructure | Greenfield | Outdoor Green field-du Owned |  |  | 2G+3G+4G+5G | BTS3900/Ultra 2G | LTE-4CC | 2T2R | U2100 (F2) + U900 (F1+F2) | L800+L1800F1+L1800F2+L2100 | 2CC | 1037600 | 29 |  | 3 | N78 | 4 | 3 | [32 empty] | IIB | DXB-1109-CSG-SAR-X-1
DXB1110 | Site 8630 | DXB | DXB1110 | DXB1110 | DXBL1110 | DXBNR1110 | On Air | On Air | On Air | On Air | 2009 | Permanent | 25.1011 | 55.1882 | Nokia/Huawei | Outdoor | EITC Passive Infrastructure | Greenfield | Outdoor Green field-du Owned |  |  | 2G+3G+4G+5G | BTS3900/Ultra 2G | LTE-4CC | 2T2R | U2100 (F2) + U900 (F1+F2) | L800+L1800F1+L1800F2+L2100 | 2CC | 1037500 | 30 |  | 3 | N78 | 4 | 3 | [32 empty] | IIB | DXB-1110-CSG-SAR-X-1
DXB1111 | Site 8631 | DXB | DXB1111 | DXB1111 | DXBL1111 | DXBNR1111 | Locked | On Air | On Air | On Air | 2009 | Permanent | 25.2295 | 55.2934 | Huawei | Outdoor | EITC Passive Infrastructure | Palm Tree | Outdoor Green field-du Owned |  |  | 3G+4G+5G | BTS3900 | LTE-4CC | 2T2R | U2100 (F2) + U900 (F1+F2) | L800+L1800F1+L1800F2+L2100 | 2CC | 1032500 | 27 |  | 3 | N78 | 3 | 3 | [32 empty] | IIB | DXB-1111-CSG-SAR-X-1
DXB1114 | Site 8632 | DXB | DXB1114 | DXB1114 | DXBL1114 | DXBNR1114 | On Air | On Air | On Air | On Air | 2009 | Permanent | 25.2868 | 55.3379 | Nokia/Huawei | Outdoor | EITC Passive Infrastructure | Greenfield | Outdoor Green field-du Owned |  |  | 2G+3G+4G+5G | BTS3900/Ultra 2G | LTE-4CC | 2T2R | U2100 (F2) + U900 (F1+F2) | L800+L1800F1+L1800F2+L2100 | 2CC | 1013200 | 19 |  | 3 | N78 | 3 | 3 | [32 empty] | OSN/IIB | DXB-1114-CSG-IXR-E-1
DXB1115 | Site 8633 | DXB | DXB1115 | DXB1115 | DXBL1115 | DXBNR1115 | On Air | On Air | On Air | On Air | 2012 | Permanent | 25.2477 | 55.3037 | Nokia/Huawei | Outdoor | EITC Passive Infrastructure | Microsite | RT-du Owned |  |  | 2G+3G+4G+5G | BTS3900A/Flexi 2G | LTE-3CC | 2T2R | U2100 (F2) + U900 (F1+F2) | L800+L1800F1+L1800F2 | 2CC | 1031800 | 19 |  | 3 | N78 | 3 | 3 | [32 empty] | IIB | DXB-1115-CSG-ASR920-LD-1
DXB1117 | Site 8634 | DXB | DXB1117 | DXB1117 | DXBL1117 | DXBNR1117 | On Air | On Air | On Air | On Air | 2009 | Permanent | 25.2424 | 55.2801 | Nokia/Huawei | Outdoor | EITC Passive Infrastructure | Greenfield | Outdoor Green field-du Owned |  |  | 2G+3G+4G+5G | BTS3900/Flexi 2G | LTE-4CC | 4T4R | U2100 (F2) + U900 (F1+F2) | L800+L1800F1+L1800F2+L2100 | 2CC | 1032200 | 27 |  | 3 | N78 | 4 | 3 | [32 empty] | IIB | DXB-1117-CSG-IXR-E-1
DXB1118 | Site 8635 | DXB | DXB1118 | DXB1118 | DXBL1118 | DXBNR1118 | On Air | On Air | On Air | On Air | 2012 | Permanent | 25.2674 | 55.3274 | Nokia/Huawei | Outdoor | EITC Passive Infrastructure | Microsite | RT-du Owned |  |  | 2G+3G+4G+5G | BTS3900A/Flexi 2G | LTE-4CC | 2T2R | U2100 (F2) + U900 (F1+F2) | L800+L1800F1+L1800F2+L2100 | 1CC | 1012400 | 25 |  | 3 | N41 | 3 | 3 | [32 empty] | IIB | DXB-1118-CSG-IXR-E-1
DXB1119 | Site 8636 | DXB | DXB1119 | DXB1119 | DXBL1119 | DXBNR1119 | Locked | On Air | On Air | On Air | 2015 | Permanent | 25.0748 | 55.3102 | Huawei | Outdoor | EITC Passive Infrastructure | RDU | Outdoor Green field-du Owned |  |  | 3G+4G+5G | BTS3900A | LTE-4CC | 2T2R | U2100 (F2) + U900 (F1+F2) | L800+L1800F1+L1800F2+L2100 | 2CC | 1064600 | 30 |  | 3 | N78 | 4 | 3 | [32 empty] | IIB | DXB-1119-CSG-IXR-E-1
DXB1120 | Site 8637 | DXB | DXB1120 | DXB1120 | DXBL1120 | DXBNR1120 | On Air | On Air | On Air | On Air | 2010 | Permanent | 25.1121 | 55.2021 | Nokia/Huawei | Outdoor | EITC Passive Infrastructure | Rooftop | RT-du Owned |  |  | 2G+3G+4G+5G | BTS3900/Flexi 2G | LTE-4CC | 2T2R | U2100 (F2) + U900 (F1+F2) | L800+L1800F1+L1800F2+L2100 | 2CC | 1037300 | 35 |  | 3 | N78 | 3 | 3 | [32 empty] | IIB | DXB-1120-CSG-SAR-X-1
DXB1123 | Site 8638 | DXB | DXB1123 | DXB1123 | DXBL1123 | DXBNR1123 | On Air | On Air | On Air | On Air | 2011 | Permanent | 25.2053 | 55.4031 | Nokia/Huawei | Outdoor | Site Sharing | Site Share | Outdoor Site Sharing-Etisalat Owned |  |  | 2G+3G+4G+5G | BTS3900/Flexi 2G | LTE-3CC | 2T2R | U2100 (F2) + U900 (F1+F2) | L800+L1800F1+L1800F2 | 2CC | 1042200 | 30 |  | 3 | N78 | 3 | 3 | [32 empty] | IIB | DXB-1123-CSG-SAR-X-1
DXB1124 | Site 8639 | DXB | DXB1124 | DXB1124 | DXBL1124 | DXBNR1124 | On Air | On Air | On Air | On Air | 2011 | Permanent | 25.2101 | 55.4091 | Nokia/Huawei | Outdoor | Site Sharing | Site Share | Outdoor Site Sharing-Etisalat Owned |  |  | 2G+3G+4G+5G | BTS3900/Flexi 2G | LTE-4CC | 2T2R | U2100 (F2) + U900 (F1+F2) | L800+L1800F1+L1800F2+L2100 | 2CC | 1042200 | 25 |  | 3 | N78 | 3 | 3 | [32 empty] | IIB | DXB-1124-CSG-SAR-X-1
DXB1125 | Site 8640 | DXB | DXB1125 | DXB1125 | DXBL1125 | DXBNR1125 | On Air | On Air | On Air | On Air | 2012 | Permanent | 25.201 | 55.4161 | Nokia/Huawei | Outdoor | EITC Passive Infrastructure | Greenfield | Outdoor Green field-du Owned |  |  | 2G+3G+4G+5G | BTS3900/Flexi 2G | LTE-3CC | 2T2R | U2100 (F2) + U900 (F1+F2) | L800+L1800F1+L1800F2 | 2CC | 1042200 | 30 |  | 3 | N78 | 4 | 3 | [32 empty] | IIB | DXB-1125-CSG-SAR-X-1
DXB1127 | Site 8641 | DXB | DXB1127 | DXB1127 | DXBL1127 | DXBNR1127 | On Air | On Air | On Air | On Air | 2011 | Permanent | 25.2861 | 55.3605 | Nokia/Huawei | Outdoor | EITC Passive Infrastructure | Rooftop | RT-du Owned |  |  | 2G+3G+4G+5G | BTS3900A/Flexi 2G | LTE-4CC | 4T4R | U2100 (F2) + U900 (F1+F2) | L800+L1800F1+L1800F2+L2100 | 2CC | 1023100 | 10 |  | 3 | N78 | 3 | 3 | [32 empty] | IIB | DXB-1127-CSG-SAR-X-1
DXB1131 | Site 8642 | DXB | DXB1131 | DXB1131 | DXBL1131 | DXBNR1131 | On Air | On Air | On Air | On Air | 2011 | Permanent | 25.2724 | 55.3625 | Nokia/Huawei | Outdoor | Site Sharing | Site Share | Outdoor Site Sharing-Etisalat Owned |  |  | 2G+3G+4G+5G | BTS3900A/Flexi 2G | LTE-CA | 2T2R | U2100 (F2) + U900 (F1+F2) | L800+L1800F1 | 2CC | 1022600 | 25 |  | 3 | N78 | 3 | 3 | [32 empty] | IIB | DXB-1131-CSG-SAR-X-1
DXB1132 | Site 8643 | DXB | DXB1132 | DXB1132 | DXBL1132 | DXBNR1132 | On Air | On Air | On Air | On Air | 2010 | Permanent | 25.268 | 55.3828 | Nokia/Huawei | Outdoor | EITC Passive Infrastructure | Rooftop | RT-du Owned |  |  | 2G+3G+4G+5G | BTS3900/Flexi 2G | LTE-4CC | 2T2R | U2100 (F2) + U900 (F1+F2) | L800+L1800F1+L1800F2+L2100 | 2CC | 1023300 | 19 |  | 3 | N78 | 3 | 3 | [32 empty] | IIB | DXB-1132-CSG-SAR-X-1
DXB1133 | Site 8644 | DXB | DXB1133 | DXB1133 | DXBL1133 | DXBNR1133 | On Air | On Air | On Air | On Air | 2010 | Permanent | 25.2726 | 55.3838 | Nokia/Huawei | Outdoor | EITC Passive Infrastructure | Rooftop | RT-du Owned |  |  | 2G+3G+4G+5G | BTS3900/Flexi 2G | LTE-4CC | 2T2R | U2100 (F2) + U900 (F1+F2) | L800+L1800F1+L1800F2+L2100 | 2CC | 1023300 | 17 |  | 3 | N78 | 3 | 3 | [32 empty] | IIB | DXB-1133-CSG-SAR-X-1
DXB1135 | Site 8645 | DXB | DXB1135 | DXB1135 | DXBL1135 | DXBNR1135 | On Air | On Air | On Air | On Air | 2012 | Permanent | 25.1522 | 55.3491 | Nokia/Huawei | Outdoor | EITC Passive Infrastructure | Greenfield | Outdoor Green field-du Owned |  |  | 2G+3G+4G+5G | BTS3900/Flexi 2G | LTE-CA | 2T2R | U2100 (F2) + U900 (F1+F2) | L800+L1800F1 | 2CC | 1061500 | 30 |  | 3 | N78 | 3 | 3 | [32 empty] | IIB | DXB-1135-CSG-SAR-8-1
DXB1137 | Site 8646 | DXB | DXB1137 | DXB1137 | DXBL1137 |  | On Air | On Air | On Air |  | 2014 | Permanent | 25.125 | 55.3302 | Nokia/Huawei | Outdoor | Site Sharing | Site Share - Palm Tree | Outdoor Site Sharing-Etisalat Owned |  |  | 2G+3G+4G | BTS3900A/MultiRadio 2G | LTE | 2T2R | U2100 (F2) + U900 (F1+F2) | L1800F1 | - | 1064500 | 25 |  |  | - | 3 | - | [32 empty] | MW | 0
DXB1139 | Site 8647 | DXB | DXB1139 | DXB1139 | DXBL1139 | DXBNR1139 | Locked | On Air | On Air | On Air | 2010 | Permanent | 25.2379 | 55.3585 | Huawei | Outdoor | EITC Passive Infrastructure | Rooftop | RT-du Owned |  |  | 3G+4G+5G | BTS3900A | LTE | 2T2R | U2100 (F2) + U900 (F1+F2) | L1800F1 | 2CC | 1021400 | 22 |  | 3 | N78 | 3 | 3 | [32 empty] | IIB | DXB-1139-CSG-SAR-X-1
DXB1141 | Site 8648 | DXB | DXB1141 | DXB1141 | DXBL1141 | DXBNR1141 | On Air | On Air | On Air | On Air | 2012 | Permanent | 25.2688 | 55.4612 | Nokia/Huawei | Outdoor | Site Sharing | Site Share | Outdoor Site Sharing-Etisalat Owned |  |  | 2G+3G+4G+5G | BTS3900/Flexi 2G | LTE | 2T2R | U2100 (F2) + U900 (F1+F2) | L800 | 2CC | 1026600 | 35 |  | 3 | N78 | 3 | 3 | [32 empty] | IIB | DXB-1141-CSG-ASR920-LD-1
DXB1143 | Site 8649 | DXB | DXB1143 | DXB1143 | DXBL1143 | DXBNR1143 | On Air | On Air | On Air | On Air | 2010 | Permanent | 25.2589 | 55.4677 | Nokia/Huawei | Outdoor | EITC Passive Infrastructure | Greenfield | Outdoor Green field-du Owned |  |  | 2G+3G+4G+5G | BTS3900/Flexi 2G | LTE-4CC | 2T2R | U2100 (F2) + U900 (F1+F2) | L800+L1800F1+L1800F2+L2100 | 2CC | 1026600 | 30 |  | 3 | N78 | 4 | 3 | [32 empty] | IIB | DXB-1143-CSG-SAR-X-1
DXB1144 | Site 8650 | DXB | DXB1144 | DXB1144 | DXBL1144 | DXBNR1144 | On Air | On Air | On Air | On Air | 2011 | Permanent | 25.2457 | 55.4978 | Nokia/Huawei | Outdoor | EITC Passive Infrastructure | Greenfield | Outdoor Green field-du Owned |  |  | 2G+3G+4G+5G | BTS3900/Flexi 2G | LTE-4CC | 2T2R | U2100 (F2) + U900 (F1+F2) | L800+L1800F1+L1800F2+L2100 | 2CC | 1028100 | 40 |  | 3 | N78 | 4 | 3 | Y | [31 empty] | IIB | DXB-1144-CSG-SAR-X-1
DXB1146 | Site 8651 | DXB | DXB1146 | DXB1146 | DXBL1146 | DXBNR1146 | On Air | On Air | On Air | On Air | 2012 | Permanent | 25.2799 | 55.3953 | Nokia/Huawei | Outdoor | Site Sharing | Site Share | Outdoor Site Sharing-Etisalat Owned |  |  | 2G+3G+4G+5G | BTS3900A/Flexi 2G | LTE-4CC | 4T4R | U2100 (F2) + U900 (F1+F2) | L800+L1800F1+L1800F2+L2100 | 2CC | 1024300 | 30 |  | 3 | N78 | 3 | 3 | [32 empty] | IIB | DXB-1146-CSG-IXR-E-1
DXB1148 | Site 8652 | DXB | DXB1148 | DXB1148 | DXBL1148 | DXBNR1148 | On Air | On Air | On Air | On Air | 2011 | Permanent | 25.2125 | 55.4139 | Nokia/Huawei | Outdoor | EITC Passive Infrastructure | Rooftop | RT-du Owned |  |  | 2G+3G+4G+5G | BTS3900/Flexi 2G | LTE-4CC | 2T2R | U2100 (F2) + U900 (F1+F2) | L800+L1800F1+L1800F2+L2100 | 1CC | 1025100 | 23 |  | 3 | N41 | 3 | 3 | [32 empty] | IIB | DXB-1148-CSG-SAR-X-1
DXB1149 | Site 8653 | DXB | DXB1149 | DXB1149 | DXBL1149 | DXBNR1149 | On Air | On Air | On Air | On Air | 2011 | Permanent | 25.2111 | 55.4194 | Nokia/Huawei | Outdoor | EITC Passive Infrastructure | Rooftop | RT-du Owned |  |  | 2G+3G+4G+5G | BTS3900/Flexi 2G | LTE-4CC | 2T2R | U2100 (F2) + U900 (F1+F2) | L800+L1800F1+L1800F2+L2100 | 1CC | 1025100 | 23 |  | 3 | N41 | 3 | 3 | [32 empty] | IIB | DXB-1149-CSG-SAR-X-1
DXB1150 | Site 8654 | DXB | DXB1150 | DXB1150 | DXBL1150 | DXBNR1150 | On Air | On Air | On Air | On Air | 2011 | Permanent | 25.1144 | 55.3873 | Nokia/Huawei | Outdoor | EITC Passive Infrastructure | Rooftop | RT-du Owned |  |  | 2G+3G+4G+5G | BTS3900/Flexi 2G | LTE-4CC | 2T2R | U2100 (F2) + U900 (F1+F2) | L800+L1800F1+L1800F2+L2100 | 1CC | 1062600 | 40 |  | 3 | N41 | 3 | 3 | [32 empty] | IIB | DXB-1150-CSG-IXR-E-1
DXB1153 | Site 8655 | DXB | DXB1153 | DXB1153 | DXBL1153 | DXBNR1153 | Locked | On Air | On Air | On Air | 2010 | Permanent | 25.1945 | 55.4038 | Huawei | Outdoor | EITC Passive Infrastructure | Rooftop | RT-du Owned |  |  | 3G+4G+5G | BTS3900 | LTE-4CC | 2T2R | U2100 (F2) + U900 (F1+F2) | L800+L1800F1+L1800F2+L2100 | 1CC | 1042100 | 25 |  | 3 | N41 | 3 | 3 | [32 empty] | IIB | DXB-1153-PRAGG-SR7-1
DXB1155 | Site 8656 | DXB | DXB1155 | DXB1155 | DXBL1155 | DXBNR1155 | On Air | On Air | On Air | On Air | 2013 | Permanent | 25.0975 | 55.2097 | Nokia/Huawei | Outdoor | EITC Passive Infrastructure | Greenfield | Outdoor Green field-du Owned |  |  | 2G+3G+4G+5G | BTS3900/Flexi 2G | LTE-4CC | 2T2R | U2100 (F2) + U900 (F1+F2) | L800+L1800F1+L1800F2+L2100 | 2CC | 1037600 | 30 |  | 3 | N78 | 6 | 3 | [32 empty] | IIB | DXB-1155-CSG-SAR-X-1
DXB1156 | Site 8657 | DXB | DXB1156 | DXB1156 | DXBL1156 | DXBNR1156 | Locked | On Air | On Air | On Air | 2011 | Permanent | 25.1096 | 55.1973 | Huawei | Outdoor | EITC Passive Infrastructure | Rooftop | RT-du Owned |  |  | 3G+4G+5G | BTS3900 | LTE-3CC | 2T2R | U2100 (F2) | L800+L1800F1+L1800F2 | 2CC | 1037300 | 43 |  | 3 | N78 | 6 | 3 | [32 empty] | IIB | DXB-1156-PREAGG-SR7-1
DXB1159 | Site 8658 | DXB | DXB1159 | DXB1159 | DXBL1159 | DXBNR1159 | On Air | On Air | On Air | On Air | 2015 | Permanent | 25.1514 | 55.3405 | Nokia/Huawei | Outdoor | EITC Passive Infrastructure | Greenfield | Outdoor Green field-du Owned |  |  | 2G+3G+4G+5G | BTS3900/Ultra 2G | LTE-CA | 2T2R | U2100 (F2) + U900 (F1+F2) | L800+L1800F1 | 2CC | 1061500 | 30 |  | 3 | N78 | 3 | 3 | [32 empty] | IIB | DXB-1159-CSG-IXR-E-1
DXB1160 | Site 8659 | DXB | DXB1160 | DXB1160 | DXBL1160 | DXBNR1160 | On Air | On Air | On Air | On Air | 2012 | Permanent | 25.1673 | 55.2207 | Nokia/Huawei | Outdoor | EITC Passive Infrastructure | Greenfield | Outdoor Green field-du Owned |  |  | 2G+3G+4G+5G | BTS3900/Flexi 2G | LTE-3CC | 2T2R | U2100 (F2) + U900 (F1+F2) | L800+L1800F1+L1800F2 | 2CC | 1035600 | 30 |  | 3 | N78 | 4 | 3 | [32 empty] | IIB | DXB-1160-CSG-IXR-E-1
DXB1169 | Site 8660 | DXB | DXB1169 | DXB1169 | DXBL1169 | DXBNR1169 | On Air | On Air | On Air | On Air | 2011 | Permanent | 25.2074 | 55.2517 | Nokia/Huawei | Outdoor | EITC Passive Infrastructure | Rooftop | RT-du Owned |  |  | 2G+3G+4G+5G | BTS3900A/Flexi 2G | LTE-3CC | 2T2R | U2100 (F2) + U900 (F1+F2) | L800+L1800F1+L1800F2 | 2CC | 1034200 | 9 |  | 3 | N78 | 4 | 3 | [32 empty] | IIB | DXB-1169-CSG-ASR920-LD-1
DXB1172 | Site 8661 | DXB | DXB1172 | DXB1172 | DXBL1172 | DXBNR1172 | Locked | On Air | On Air | On Air | 2011 | Permanent | 25.274 | 55.4235 | Huawei | Outdoor | EITC Passive Infrastructure | Rooftop | RT-du Owned |  |  | 3G+4G+5G | BTS3900A | LTE-4CC | 2T2R | U2100 (F2) + U900 (F1+F2) | L800+L1800F1+L1800F2+L2100 | 2CC | 1026400 | 30 |  | 3 | N78 | 3 | 3 | [32 empty] | IIB | DXB-1172-CSG-IXR-E-1
DXB1174 | Site 8662 | DXB | DXB1174 | DXB1174 | DXBL1174 |  | Locked | On Air | On Air |  | 2012 | Permanent | 25.0457 | 55.1891 | Huawei | Outdoor | EITC Passive Infrastructure | Palm Tree | Outdoor Green field-du Owned |  |  | 3G+4G | BTS3900 | LTE-3CC | 2T2R | U2100 (F2) + U900 (F1+F2) | L800+L1800F1+L1800F2 | - | 1068400 | 30 |  |  | - | 3 | - | [32 empty] | IIB | DXB-1174-CSG-IXR-E-1
DXB1177 | Site 8663 | DXB | DXB1177 | DXB1177 | DXBL1177 | DXBNR1177 | On Air | On Air | On Air | On Air | 2011 | Permanent | 25.134 | 55.2401 | Nokia/Huawei | Outdoor | EITC Passive Infrastructure | Rooftop | RT-du Owned |  |  | 2G+3G+4G+5G | BTS3900A/Flexi 2G | LTE-4CC | 2T2R | U2100 (F2) + U900 (F1+F2) | L800+L1800F1+L1800F2+L2100 | 2CC | 1036500 | 16.5 |  | 3 | N78 | 3 | 3 | [32 empty] | IIB | DXB-1177-CSG-ASR920-LD-1
DXB1180 | Site 8664 | DXB | DXB1180 | DXB1180 | DXBL1180 | DXBNR1180 | On Air | On Air | On Air | On Air | 2011 | Permanent | 25.1361 | 55.1859 | Nokia/Huawei | Outdoor | EITC Passive Infrastructure | Rooftop | RT-du Owned |  |  | 2G+3G+4G+5G | BTS3900A/Flexi 2G | LTE-3CC | 2T2R | U2100 (F2) | L800+L1800F1+L1800F2 | 1CC | 1037200 | 25 |  | 3 | N78 | 3 | 3 | [32 empty] | IIB | DXB-1180-CSG-SAR-X-1
DXB1181 | Site 8665 | DXB | DXB1181 | DXB1181 | DXBL1181 | DXBNR1181 | On Air | On Air | On Air | On Air | 2012 | Permanent | 25.184 | 55.2421 | Nokia/Huawei | Outdoor | Site Sharing | Site Share | Outdoor Site Sharing-Etisalat Owned |  |  | 2G+3G+4G+5G | BTS3900A/Flexi 2G | LTE-3CC | 2T2R | U2100 (F2) + U900 (F1+F2) | L800+L1800F1+L1800F2 | 2CC | 1035300 | 25 |  | 3 | N78 | 3 | 3 | [32 empty] | IIB | DXB-1181-CSG-SAR-X-1
DXB1182 | Site 8666 | DXB | DXB1182 | DXB1182 | DXBL1182 | DXBNR1182 | On Air | On Air | On Air | On Air | 2012 | Permanent | 25.2605 | 55.4275 | Nokia/Huawei | Outdoor | EITC Passive Infrastructure | Rooftop | RT-du Owned |  |  | 2G+3G+4G+5G | BTS3900/Flexi 2G | LTE-4CC | 4T4R | U2100 (F2) + U900 (F1+F2) | L800+L1800F1+L1800F2+L2100 | 2CC | 1026400 | 22 |  | 3 | N78 | 3 | 3 | [32 empty] | IIB | DXB-1182-CSG-IXR-E-1
DXB1185 | Site 8667 | DXB | DXB1185 | DXB1185 | DXBL1185 | DXBNR1185 | On Air | On Air | On Air | On Air | 2013 | Permanent | 25.0094 | 55.1045 | Nokia/Huawei | Outdoor | Site Sharing | Site Share | Outdoor Site Sharing-Etisalat Owned |  |  | 2G+3G+4G+5G | BTS3900A/Flexi 2G | LTE-4CC | 4T4R | U2100 (F2) + U900 (F1+F2) | L800+L1800F1+L1800F2+L2100 | 2CC | 1059900 | 35 |  | 3 | N78 | 3 | 3 | [32 empty] | IIB | DXB-1185-CSG-SAR-X-1
DXB1187 | Site 8668 | DXB | DXB1187 | DXB1187 | DXBL1187 | DXBNR1187 | On Air | On Air | On Air | On Air | 2012 | Permanent | 25.2867 | 55.4063 | Nokia/Huawei | Outdoor | Site Sharing | Site Share | Outdoor Site Sharing-Etisalat Owned |  |  | 2G+3G+4G+5G | BTS3900A/Flexi 2G | LTE-4CC | 2T2R | U2100 (F2) + U900 (F1+F2) | L800+L1800F1+L1800F2+L2100 | 2CC | 1024800 | 25 |  | 3 | N78 | 3 | 3 | [32 empty] | IIB | DXB-1187-CSG-IXR-E-1
DXB1188 | Site 8669 | DXB | DXB1188 | DXB1188 | DXBL1188 | DXBNR1188 | Locked | On Air | On Air | On Air | 2012 | Permanent | 25.0082 | 55.1113 | Huawei | Outdoor | Site Sharing | Site Share | Outdoor Site Sharing-Etisalat Owned |  |  | 3G+4G+5G | BTS3900A | LTE-4CC | 4T4R | U2100 (F2) + U900 (F1+F2) | L800+L1800F1+L1800F2+L2100 | 2CC | 1059900 | 30 |  | 3 | N78 | 3 | 3 | [32 empty] | IIB | DXB-1188-CSG-SAR-X-1
DXB1190 | Site 8670 | DXB | DXB1190 | DXB1190 | DXBL1190 | DXBNR1190 | On Air | On Air | On Air | On Air | 2012 | Permanent | 25.216 | 55.3891 | Nokia/Huawei | Outdoor | Site Sharing | Site Share | Outdoor Site Sharing-Etisalat Owned |  |  | 2G+3G+4G+5G | BTS3900/Flexi 2G | LTE-4CC | 2T2R | U2100 (F2) + U900 (F1+F2) | L800+L1800F1+L1800F2+L2100 | 2CC | 1021300 | 30 |  | 3 | N78 | 3 | 3 | [32 empty] | IIB | DXB-1190-CSG-IXR-E-1
DXB1191 | Site 8671 | DXB | DXB1191 | DXB1191 | DXBL1191 | DXBNR1191 | Locked | On Air | On Air | On Air | 2015 | Permanent | 24.8311 | 55.0778 | Huawei | Outdoor | EITC Passive Infrastructure | RDU | Outdoor Green field-du Owned |  |  | 3G+4G+5G | BTS3900 | LTE-4CC | 2T2R | U2100 (F2) + U900 (F1+F2) | L800+L1800F1+L1800F2+L2100 | 1CC | 1053200 | 30 |  | 3 | N41 | 3 | 3 | [32 empty] | IIB | DXB-1191-CSG-SAR-X-1
DXB1195 | Site 8672 | DXB | DXB1195 | DXB1195 | DXBL1195 | DXBNR1195 | On Air | On Air | On Air | On Air | 2012 | Permanent | 25.1541 | 55.2439 | Nokia/Huawei | Outdoor | EITC Passive Infrastructure | Rooftop | RT-du Owned |  |  | 2G+3G+4G+5G | BTS3900A/Flexi 2G | LTE-4CC | 2T2R | U2100 (F2) + U900 (F1+F2) | L800+L1800F1+L1800F2+L2100 | 2CC | 1035800 | 17 |  | 3 | N78 | 4 | 3 | [32 empty] | IIB | DXB-1195-CSG-IXR-E-1
DXB1198 | Site 8673 | DXB | DXB1198 | DXB1198 | DXBL1198 | DXBNR1198 | On Air | On Air | On Air | On Air | 2013 | Permanent | 25.1895 | 55.2742 | Nokia/Huawei | Outdoor | EITC Passive Infrastructure | Rooftop | RT-du Owned |  |  | 2G+3G+4G+5G | BTS3900A/Flexi 2G | LTE-4CC | 4T4R | U2100 (F2) + U900 (F1+F2) | L800+L1800F1+L1800F2+L2100 | 2CC | 1034500 | 33 |  | 3 | N78 | 3 | 3 | [32 empty] | IIB | DXB-1198-CSG-SAR-X-1
DXB1202 | Site 8674 | DXB | DXB1202 | DXB1202 | DXBL1202 | DXBNR1202 | On Air | On Air | On Air | On Air | 2016 | Permanent | 25.2379 | 55.2796 | Nokia/Huawei | Outdoor | EITC Passive Infrastructure | Rooftop | RT-du Owned |  |  | 2G+3G+4G+5G | BTS3900A/Flexi 2G | LTE-CA | 2T2R | U2100 (F2) + U900 (F1+F2) | L800+L1800F1 | 2CC | 1032200 | 19 |  | 3 | N78 | 3 | 3 | [32 empty] | IIB | DXB-1202-CSG-SAR-X-1
DXB1204 | Site 8675 | DXB | DXB1204 | DXB1204 | DXBL1204 | DXBNR1204 | On Air | On Air | On Air | On Air | 2012 | Permanent | 25.1371 | 55.2581 | Nokia/Huawei | Outdoor | Site Sharing | Site Share | Outdoor Site Sharing-Etisalat Owned |  |  | 2G+3G+4G+5G | BTS3900/Flexi 2G | LTE-4CC | 2T2R | U2100 (F2) + U900 (F1+F2) | L800+L1800F1+L1800F2+L2100 | 2CC | 1036500 | 30 |  | 3 | N78 | 3 | 3 | [32 empty] | IIB | DXB-1204-CSG-SAR-X-1
DXB1205 | Site 8676 | DXB | DXB1205 | DXB1205 | DXBL1205 | DXBNR1205 | On Air | On Air | On Air | On Air | 2011 | Permanent | 25.2258 | 55.3854 | Nokia/Huawei | Outdoor | EITC Passive Infrastructure | Rooftop | RT-du Owned |  |  | 2G+3G+4G+5G | BTS3900A/Flexi 2G | LTE-CA | 2T2R | U2100 (F2) + U900 (F1+F2) | L800+L1800F1 | 2CC | 1021600 | 17 |  | 3 | N78 | 3 | 3 | [32 empty] | IIB | DXB-1205-CSG-SAR-X-1
DXB1206 | Site 8677 | DXB | DXB1206 | DXB1206 | DXBL1206 | DXBNR1206 | On Air | On Air | On Air | On Air | 2014 | Permanent | 25.1695 | 55.2562 | Nokia/Huawei | Outdoor | Site Sharing | Site Share | Outdoor Site Sharing-Etisalat Owned |  |  | 2G+3G+4G+5G | BTS3900A/Flexi 2G | LTE-3CC | 2T2R | U2100 (F2) + U900 (F1+F2) | L800+L1800F1+L1800F2 | 2CC | 1035400 | 30 |  | 3 | N78 | 3 | 3 | [32 empty] | IIB | DXB-1206-CSG-SAR-X-1
DXB1209 | Site 8678 | DXB | DXB1209 | DXB1209 | DXBL1209 | DXBNR1209 | On Air | On Air | On Air | On Air | 2012 | Permanent | 25.2369 | 55.5419 | Nokia/Huawei | Outdoor | EITC Passive Infrastructure | Greenfield | Outdoor Green field-du Owned |  |  | 2G+3G+4G+5G | BTS3900/Flexi 2G | LTE-3CC | 2T2R | U2100 (F2) + U900 (F1+F2) | L800+L1800F1+L1800F2 | 1CC | 1028400 | 40 |  | 3 | N41 | 4 | 3 | [32 empty] | IIB | DXB-1209-CSG-SAR-X-1
DXB1211 | Site 8679 | DXB | DXB1211 | DXB1211 | DXBL1211 | DXBNR1211 | On Air | On Air | On Air | On Air | 2011 | Permanent | 25.2366 | 55.4209 | Nokia/Huawei | Outdoor | EITC Passive Infrastructure | Rooftop | RT-du Owned |  |  | 2G+3G+4G+5G | BTS3900A/Flexi 2G | LTE-3CC | 2T2R | U2100 (F2) + U900 (F1+F2) | L800+L1800F1+L1800F2 | 2CC | 1026100 | 19 |  | 3 | N78 | 3 | 3 | [32 empty] | IIB | DXB-1211-CSG-SAR-X-1
DXB1213 | Site 8680 | DXB |  | DXB1213 | DXBL1213 | DXBNR1213 |  | On Air | On Air | On Air | 2011 | Permanent | 25.086 | 55.1553 | Huawei | Outdoor | EITC Passive Infrastructure | RDU | Outdoor Green field-du Owned |  |  | 3G+4G+5G | BTS3900 | LTE-4CC | 2T2R | U2100 (F2) + U900 (F1+F2) | L800+L1800F1+L1800F2+L2100 | 2CC | 1038800 | 30 |  | 3 | N78 | 3 | 3 | [32 empty] | MW | 0
DXB1214 | Site 8681 | DXB | DXB1214 | DXB1214 | DXBL1214 | DXBNR1214 | On Air | On Air | On Air | On Air | 2011 | Permanent | 25.0878 | 55.1505 | Nokia/Huawei | Outdoor | Site Sharing | Site Share | Outdoor Site Sharing-Etisalat Owned |  |  | 2G+3G+4G+5G | BTS3900/Flexi 2G | LTE-4CC | 2T2R | U2100 (F2) + U900 (F1+F2) | L800+L1800F1+L1800F2+L2100 | 2CC | 1039200 | 30 |  | 3 | N78 | 3 | 3 | [32 empty] | IIB | DXB-1214-CSG-IXR-E-1
DXB1216 | Site 8682 | DXB | DXB1216 | DXB1216 | DXBL1216 | DXBNR1216 | On Air | On Air | On Air | On Air | 2011 | Permanent | 25.195 | 55.277 | Nokia/Huawei | Outdoor | EITC Passive Infrastructure | Micro RT | RT-du Owned |  |  | 2G+3G+4G+5G | BTS3900A/Flexi 2G | LTE-4CC | 4T4R | U2100 (F2) + U900 (F1+F2) | L800+L1800F1+L1800F2+L2100 | 2CC | 1034500 | 26 |  | 3 | N78 | 5 | 3 | [32 empty] | IIB | DXB-1216-CSG-IXR-E-1
DXB1218 | Site 8683 | DXB | DXB1218 | DXB1218 | DXBL1218 | DXBNR1218 | On Air | On Air | On Air | On Air | 2011 | Permanent | 25.1928 | 55.2773 | Nokia/Huawei | Outdoor | EITC Passive Infrastructure | Micro RT | RT-du Owned |  |  | 2G+3G+4G+5G | BTS3900A/Flexi 2G | LTE-4CC | 4T4R | U2100 (F2) + U900 (F1+F2) | L800+L1800F1+L1800F2+L2100 | 2CC | 1034500 | 36 |  | 3 | N78 | 3 | 3 | [32 empty] | IIB | DXB-1218-CSG-SAR-X-1
DXB1230 | Site 8684 | DXB | DXB1230 | DXB1230 | DXBL1230 | DXBNR1230 | On Air | On Air | On Air | On Air | 2014 | Permanent | 25.0592 | 55.2651 | Nokia/Huawei | Outdoor | EITC Passive Infrastructure | RDU | Outdoor Green field-du Owned |  |  | 2G+3G+4G+5G | BTS3900A/Flexi 2G | LTE-3CC | 2T2R | U2100 (F2) + U900 (F1+F2) | L800+L1800F1+L1800F2 | 2CC | 1063100 | 40 |  | 3 | N78 | 3 | 3 | [32 empty] | IIB | DXB-1230-CSG-SAR-X-1
DXB1233 | Site 8685 | DXB | DXB1233 | DXB1233 | DXBL1233 | DXBNR1233 | On Air | On Air | On Air | On Air | 2013 | Permanent | 25.2639 | 55.3343 | Nokia/Huawei | Outdoor | EITC Passive Infrastructure | Rooftop | RT-du Owned |  |  | 2G+3G+4G+5G | BTS3900A/Flexi 2G | LTE-3CC | 2T2R | U2100 (F2) + U900 (F1+F2) | L800+L1800F1+L1800F2 | 2CC | 1012800 | 19 |  | 3 | N78 | 3 | 3 | [32 empty] | IIB | DXB-1233-CSG-SAR-X-1
DXB1235 | Site 8686 | DXB | DXB1235 | DXB1235 | DXBL1235 | DXBNR1235 | Locked | On Air | On Air | On Air | 2012 | Permanent | 25.2505 | 55.2933 | Huawei | Outdoor | EITC Passive Infrastructure | Rooftop | RT-du Owned |  |  | 3G+4G+5G | BTS3900 | LTE | 2T2R | U2100 (F2) + U900 (F1+F2) | L1800F1 | 2CC | 1031700 | 28 |  | 3 | N78 | 3 | 3 | [32 empty] | MW | 0
DXB1239 | Site 8687 | DXB | DXB1239 | DXB1239 | DXBL1239 | DXBNR1239 | On Air | On Air | On Air | On Air | 2012 | Permanent | 25.2759 | 55.377 | Nokia/Huawei | Outdoor | EITC Passive Infrastructure | Rooftop | RT-du Owned |  |  | 2G+3G+4G+5G | BTS3900A/Flexi 2G | LTE-CA | 2T2R | U2100 (F2) + U900 (F1+F2) | L800+L1800F1 | 2CC | 1023200 | 21 |  | 3 | N78 | 3 | 3 | [32 empty] | IIB | DXB-1239-CSG-ASR920-LD-1
DXB1241 | Site 8688 | DXB | DXB1241 | DXB1241 | DXBL1241 | DXBNR1241 | Locked | On Air | On Air | On Air | 2013 | Permanent | 25.097 | 55.1808 | Huawei | Outdoor | EITC Passive Infrastructure | Rooftop | RT-du Owned |  |  | 3G+4G+5G | BTS3900 | LTE-3CC | 2T2R | U2100 (F2) | L800+L1800F1+L1800F2 | 2CC | 1038300 | 23 |  | 3 | N78 | 4 | 3 | [32 empty] | IIB | DXB-1241-CSG-SAR-X-1
DXB1242 | Site 8689 | DXB | DXB1242 | DXB1242 | DXBL1242 | DXBNR1242 | On Air | On Air | On Air | On Air | 2011 | Permanent | 25.2726 | 55.3265 | Nokia/Huawei | Outdoor | EITC Passive Infrastructure | Rooftop | RT-du Owned |  |  | 2G+3G+4G+5G | BTS3900A/Flexi 2G | LTE-4CC | 2T2R | U2100 (F2) + U900 (F1+F2) | L800+L1800F1+L1800F2+L2100 | 2CC | 1012300 | 22 |  | 3 | N78 | 3 | 3 | [32 empty] | IIB | DXB-1242-CSG-SAR-X-1
DXB1250 | Site 8690 | DXB | DXB1250 | DXB1250 | DXBL1250 | DXBNR1250 | On Air | On Air | On Air | On Air | 2012 | Permanent | 25.2802 | 55.3501 | Nokia/Huawei | Outdoor | EITC Passive Infrastructure | Rooftop | RT-du Owned |  |  | 2G+3G+4G+5G | BTS3900A/Flexi 2G | LTE-CA | 2T2R | U2100 (F2) + U900 (F1+F2) | L800+L1800F1 | 2CC | 1013300 | 18 |  | 3 | N78 | 3 | 3 | [32 empty] | IIB | DXB-1250-CSG-ASR920-LD-1
DXB1253 | Site 8691 | DXB | DXB1253 | DXB1253 | DXBL1253 | DXBNR1253 | On Air | On Air | On Air | On Air | 2012 | Permanent | 25.278 | 55.3097 | Nokia/Huawei | Outdoor | EITC Passive Infrastructure | Rooftop | RT-du Owned |  |  | 2G+3G+4G+5G | BTS3900A/Flexi 2G | LTE-3CC | 2T2R | U2100 (F2) + U900 (F1+F2) | L800+L1800F1+L1800F2 | 2CC | 1011700 | 25 |  | 3 | N78 | 3 | 3 | [32 empty] | IIB | DXB-1253-CSG-ASR920-LD-1
DXB1254 | Site 8692 | DXB | DXB1254 | DXB1254 | DXBL1254 | DXBNR1254 | Locked | On Air | On Air | On Air | 2012 | Permanent | 25.2699 | 55.327 | Huawei | Outdoor | EITC Passive Infrastructure | Rooftop | RT-du Owned |  |  | 3G+4G+5G | BTS3900A | LTE-3CC | 2T2R | U2100 (F2) + U900 (F1+F2) | L800+L1800F1+L1800F2 | 1CC | 1012400 | 30 |  | 3 | N41 | 3 | 3 | [32 empty] | MW | 0
DXB1256 | Site 8693 | DXB | DXB1256 | DXB1256 | DXBL1256 | DXBNR1256 | On Air | On Air | On Air | On Air | 2012 | Permanent | 25.2767 | 55.3082 | Nokia/Huawei | Outdoor | EITC Passive Infrastructure | Rooftop | RT-du Owned |  |  | 2G+3G+4G+5G | BTS3900A/Flexi 2G | LTE-CA | 2T2R | U2100 (F2) + U900 (F1+F2) | L1800F1+L1800F2 | 1CC | 1011700 | 25 |  | 3 | N41 | 3 | 3 | [32 empty] | IIB | DXB-1256-CSG-ASR920-LD-1
DXB1257 | Site 8694 | DXB | DXB1257 | DXB1257 | DXBL1257 | DXBNR1257 | Locked | On Air | On Air | On Air | 2012 | Permanent | 25.2724 | 55.3181 | Huawei | Outdoor | EITC Passive Infrastructure | Rooftop | RT-du Owned |  |  | 3G+4G+5G | BTS3900A | LTE | 2T2R | U2100 (F2) + U900 (F1+F2) | L1800F1 | 2CC | 1012300 | 22 |  | 3 | N78 | 3 | 3 | [32 empty] | IIB | DXB-1257-CSG-IXR-E-1
DXB1258 | Site 8695 | DXB | DXB1258 | DXB1258 | DXBL1258 | DXBNR1258 | On Air | On Air | On Air | On Air | 2012 | Permanent | 25.2412 | 55.3073 | Nokia/Huawei | Outdoor | EITC Passive Infrastructure | Rooftop | RT-du Owned |  |  | 2G+3G+4G+5G | BTS3900A/Flexi 2G | LTE-3CC | 2T2R | U2100 (F2) + U900 (F1+F2) | L800+L1800F1+L1800F2 | 2CC | 1031800 | 25 |  | 3 | N78 | 3 | 3 | [32 empty] | IIB | DXB-1258-CSG-IXR-E-1
DXB1264 | Site 8696 | DXB | DXB1264 | DXB1264 | DXBL1264 | DXBNR1264 | On Air | On Air | On Air | On Air | 2012 | Permanent | 25.2609 | 55.3008 | Nokia/Huawei | Outdoor | EITC Passive Infrastructure | Rooftop | RT-du Owned |  |  | 2G+3G+4G+5G | BTS3900A/Flexi 2G | LTE-4CC | 2T2R | U2100 (F2) + U900 (F1+F2) | L800+L1800F1+L1800F2+L2100 | 2CC | 1031300 | 24 |  | 3 | N78 | 3 | 3 | [32 empty] | IIB | DXB-1264-CSG-ASR920-LD-1
DXB1265 | Site 8697 | DXB | DXB1265 | DXB1265 | DXBL1265 | DXBNR1265 | On Air | On Air | On Air | On Air | 2012 | Permanent | 25.2585 | 55.2962 | Nokia/Huawei | Outdoor | EITC Passive Infrastructure | Rooftop | RT-du Owned |  |  | 2G+3G+4G+5G | BTS3900A/Flexi 2G | LTE-4CC | 2T2R | U2100 (F2) + U900 (F1+F2) | L800+L1800F1+L1800F2+L2100 | 2CC | 1031600 | 32 |  | 3 | N78 | 3 | 3 | [32 empty] | IIB | DXB-1265-CSG-SAR-X-1
DXB1267 | Site 8698 | DXB | DXB1267 | DXB1267 | DXBL1267 | DXBNR1267 | On Air | On Air | On Air | On Air | 2012 | Permanent | 25.2828 | 55.3512 | Nokia/Huawei | Outdoor | EITC Passive Infrastructure | Rooftop | RT-du Owned |  |  | 2G+3G+4G+5G | BTS3900/Flexi 2G | LTE-4CC | 2T2R | U2100 (F2) + U900 (F1+F2) | L800+L1800F1+L1800F2+L2100 | 2CC | 1013300 | 18 |  | 3 | N78 | 3 | 3 | [32 empty] | IIB | DXB-1267-CSG-ASR920-LD-1
DXB1268 | Site 8699 | DXB | DXB1268 | DXB1268 | DXBL1268 | DXBNR1268 | On Air | On Air | On Air | On Air | 2012 | Permanent | 25.2946 | 55.381 | Nokia/Huawei | Outdoor | EITC Passive Infrastructure | Rooftop | RT-du Owned |  |  | 2G+3G+4G+5G | BTS3900/Flexi 2G | LTE-4CC | 4T4R | U2100 (F2) + U900 (F1+F2) | L800+L1800F1+L1800F2+L2100 | 1CC | 1024100 | 21 |  | 3 | N41 | 3 | 3 | [32 empty] | IIB | DXB-1268-CSG-SAR-X-1
DXB1269 | Site 8700 | DXB | DXB1269 | DXB1269 | DXBL1269 | DXBNR1269 | On Air | On Air | On Air | On Air | 2014 | Permanent | 25.2727 | 55.3717 | Nokia/Huawei | Outdoor | EITC Passive Infrastructure | Rooftop | RT-du Owned |  |  | 2G+3G+4G+5G | BTS3900A/MultiRadio 2G | LTE-3CC | 2T2R | U2100 (F2) | L800+L1800F1+L1800F2 | 2CC | 1023200 | 22.7 |  | 3 | N78 | 3 | 3 | [32 empty] | IIB | DXB-1269-CSG-SAR-X-1
DXB1270 | Site 8701 | DXB | DXB1270 | DXB1270 | DXBL1270 | DXBNR1270 | On Air | On Air | On Air | On Air | 2012 | Permanent | 25.2731 | 55.3776 | Nokia/Huawei | Outdoor | EITC Passive Infrastructure | Rooftop | RT-du Owned |  |  | 2G+3G+4G+5G | BTS3900/Flexi 2G | LTE-CA | 2T2R | U2100 (F2) + U900 (F1+F2) | L800+L1800F1 | 2CC | 1023200 | 44 |  | 3 | N78 | 3 | 3 | [32 empty] | IIB | DXB-1270-CSG-ASR920-LD-1
DXB1271 | Site 8702 | DXB | DXB1271 | DXB1271 | DXBL1271 | DXBNR1271 | Locked | On Air | On Air | On Air | 2012 | Permanent | 24.9576 | 55.0546 | Huawei | Outdoor | EITC Passive Infrastructure | Rooftop | RT-du Owned |  |  | 3G+4G+5G | BTS3900 | LTE-4CC | 2T2R | U2100 (F2) + U900 (F1+F2) | L800+L1800F1+L1800F2+L2100 | 1CC | 1059400 | 22 |  | 3 | N41 | 3 | 3 | [32 empty] | MW | 0
DXB1276 | Site 8703 | DXB | DXB1276 | DXB1276 | DXBL1276 | DXBNR1276 | On Air | On Air | On Air | On Air | 2015 | Permanent | 25.2771 | 55.3378 | Nokia/Huawei | Outdoor | EITC Passive Infrastructure | Rooftop | RT-du Owned |  |  | 2G+3G+4G+5G | BTS3900A/MultiRadio 2G | LTE-4CC | 2T2R | U2100 (F2) + U900 (F1+F2) | L800+L1800F1+L1800F2+L2100 | 1CC | 1012700 | 16 |  | 3 | N41 | 3 | 3 | [32 empty] | IIB | DXB-1276-CSG-SAR-X-1
DXB1279 | Site 8704 | DXB | DXB1279 | DXB1279 | DXBL1279 | DXBNR1279 | On Air | On Air | On Air | On Air | 2012 | Permanent | 25.2766 | 55.4102 | Nokia/Huawei | Outdoor | EITC Passive Infrastructure | Rooftop | RT-du Owned |  |  | 2G+3G+4G+5G | BTS3900A/Flexi 2G | LTE-4CC | 4T4R | U2100 (F2) + U900 (F1+F2) | L800+L1800F1+L1800F2+L2100 | 2CC | 1024500 | 23 |  | 3 | N78 | 3 | 3 | [32 empty] | IIB | DXB-1279-CSG-SAR-X-1
DXB1280 | Site 8705 | DXB | DXB1280 | DXB1280 | DXBL1280 | DXBNR1280 | On Air | On Air | On Air | On Air | 2013 | Permanent | 25.0736 | 55.1613 | Nokia/Huawei | Outdoor | Site Sharing | Site Share | Outdoor Site Sharing-Etisalat Owned |  |  | 2G+3G+4G+5G | BTS3900A/Flexi 2G | LTE | 2T2R | U2100 (F2) + U900 (F1+F2) | L1800F1 | 2CC | 1039400 | 35 |  | 3 | N78 | 3 | 3 | [32 empty] | IIB | DXB-1280-CSG-ASR920-LD-1
DXB1281 | Site 8706 | DXB | DXB1281 | DXB1281 | DXBL1281 | DXBNR1281 | On Air | On Air | On Air | On Air | 2012 | Permanent | 25.2611 | 55.2981 | Nokia/Huawei | Outdoor | EITC Passive Infrastructure | Rooftop | RT-du Owned |  |  | 2G+3G+4G+5G | BTS3900A/Flexi 2G | LTE-4CC | 4T4R | U2100 (F2) + U900 (F1+F2) | L800+L1800F1+L1800F2+L2100 | 2CC | 1031200 | 18 |  | 3 | N78 | 3 | 3 | [32 empty] | IIB | DXB-1281-CSG-SAR-X-1
DXB1283 | Site 8707 | DXB | DXB1283 | DXB1283 | DXBL1283 | DXBNR1283 | Locked | On Air | On Air | On Air | 2012 | Permanent | 25.269 | 55.3134 | Huawei | Outdoor | EITC Passive Infrastructure | Rooftop | RT-du Owned |  |  | 3G+4G+5G | BTS3900A | LTE-4CC | 2T2R | U2100 (F2) + U900 (F1+F2) | L800+L1800F1+L1800F2+L2100 | 1CC | 1011900 | 19 |  | 3 | N41 | 3 | 3 | [32 empty] | MW | 0
DXB1285 | Site 8708 | DXB | DXB1285 | DXB1285 | DXBL1285 | DXBNR1285 | On Air | On Air | On Air | On Air | 2013 | Permanent | 25.2704 | 55.3045 | Nokia/Huawei | Outdoor | EITC Passive Infrastructure | Rooftop | RT-du Owned |  |  | 2G+3G+4G+5G | BTS3900A/Flexi 2G | LTE-4CC | 2T2R | U2100 (F2) + U900 (F1+F2) | L800+L1800F1+L1800F2+L2100 | 1CC | 1011800 | 21 |  | 3 | N41 | 3 | 3 | [32 empty] | IIB | DXB-1285-CSG-IXR-E-1
DXB1289 | Site 8709 | DXB | DXB1289 | DXB1289 | DXBL1289 | DXBNR1289 | On Air | On Air | On Air | On Air | 2014 | Permanent | 25.2522 | 55.2968 | Nokia/Huawei | Outdoor | EITC Passive Infrastructure | Rooftop | RT-du Owned |  |  | 2G+3G+4G+5G | BTS3900A/MultiRadio 2G | LTE-CA | 2T2R | U2100 (F2) + U900 (F1+F2) | L800+L1800F1 | 2CC | 1031700 | 28 |  | 3 | N78 | 4 | 3 | [32 empty] | MW | 0
DXB1290 | Site 8710 | DXB | DXB1290 | DXB1290 | DXBL1290 | DXBNR1290 | On Air | On Air | On Air | On Air | 2013 | Permanent | 25.2764 | 55.3112 | Nokia/Huawei | Outdoor | EITC Passive Infrastructure | Rooftop | RT-du Owned |  |  | 2G+3G+4G+5G | BTS3900/Flexi 2G | LTE-4CC | 4T4R | U2100 (F2) + U900 (F1+F2) | L800+L1800F1+L1800F2+L2100 | 1CC | 1011700 | 22 |  | 3 | N41 | 3 | 3 | [32 empty] | IIB | DXB-1290-CSG-ASR920-LD-1
DXB1293 | Site 8711 | DXB | DXB1293 | DXB1293 | DXBL1293 | DXBNR1293 | On Air | On Air | On Air | On Air | 2012 | Permanent | 25.2737 | 55.3314 | Nokia/Huawei | Outdoor | EITC Passive Infrastructure | Rooftop | RT-du Owned |  |  | 2G+3G+4G+5G | BTS3900/Flexi 2G | LTE-CA | 2T2R | U2100 (F2) + U900 (F1+F2) | L800+L1800F1 | 2CC | 1012700 | 18 |  | 3 | N78 | 3 | 3 | [32 empty] | IIB | DXB-1293-CSG-IXR-E-1
DXB1294 | Site 8712 | DXB | DXB1294 | DXB1294 | DXBL1294 | DXBNR1294 | On Air | On Air | On Air | On Air | 2012 | Permanent | 25.2609 | 55.3273 | Nokia/Huawei | Outdoor | EITC Passive Infrastructure | Rooftop | RT-du Owned |  |  | 2G+3G+4G+5G | BTS3900A/Flexi 2G | LTE-4CC | 2T2R | U2100 (F2) + U900 (F1+F2) | L800+L1800F1+L1800F2+L2100 | 2CC | 1012400 | 33 |  | 3 | N78 | 3 | 3 | [32 empty] | MW | 0
DXB1295 | Site 8713 | DXB | DXB1295 | DXB1295 | DXBL1295 | DXBNR1295 | On Air | On Air | On Air | On Air | 2014 | Permanent | 25.256 | 55.2944 | Nokia/Huawei | Outdoor | EITC Passive Infrastructure | Rooftop | RT-du Owned |  |  | 2G+3G+4G+5G | BTS3900A/Flexi 2G | LTE-4CC | 4T4R | U2100 (F2) + U900 (F1+F2) | L800+L1800F1+L1800F2+L2100 | 2CC | 1031600 | 42.5 |  | 3 | N78 | 3 | 3 | [32 empty] | IIB | DXB-1295-CSG-IXR-E-1
DXB1296 | Site 8714 | DXB | DXB1296 | DXB1296 | DXBL1296 |  | On Air | On Air | On Air |  | 2013 | Permanent | 25.2576 | 55.3043 | Nokia/Huawei | Outdoor | EITC Passive Infrastructure | Rooftop | RT-du Owned |  |  | 2G+3G+4G | BTS3900A/Flexi 2G | LTE-3CC | 2T2R | U2100 (F2) + U900 (F1+F2) | L800+L1800F1+L1800F2 | - | 1031300 | 20 |  |  | - | 3 | - | [32 empty] | MW | 0
DXB1298 | Site 8715 | DXB | DXB1298 | DXB1298 | DXBL1298 | DXBNR1298 | On Air | On Air | On Air | On Air | 2012 | Permanent | 25.273 | 55.3079 | Nokia/Huawei | Outdoor | EITC Passive Infrastructure | Rooftop | RT-du Owned |  |  | 2G+3G+4G+5G | BTS3900A/Flexi 2G | LTE-4CC | 4T4R | U2100 (F2) + U900 (F1+F2) | L800+L1800F1+L1800F2+L2100 | 1CC | 1011800 | 19 |  | 3 | N41 | 3 | 3 | [32 empty] | IIB | DXB-1298-CSG-ASR920-LD-1
DXB1299 | Site 8716 | DXB | DXB1299 | DXB1299 | DXBL1299 | DXBNR1299 | On Air | On Air | On Air | On Air | 2012 | Permanent | 25.276 | 55.305 | Nokia/Huawei | Outdoor | EITC Passive Infrastructure | Rooftop | RT-du Owned |  |  | 2G+3G+4G+5G | BTS3900/Flexi 2G | LTE-3CC | 2T2R | U2100 (F2) + U900 (F1+F2) | L800+L1800F1+L1800F2 | 2CC | 1011600 | 23 |  | 3 | N78 | 3 | 3 | [32 empty] | IIB | DXB-1299-CSG-SAR-X-1
DXB1300 | Site 8717 | DXB | DXB6300 | DXB6300 | DXBL1300 | DXBNR1300 | Locked | On Air | On Air | On Air | 2009 | Permanent | 25.1071 | 55.1507 | Huawei | Outdoor | EITC Passive Infrastructure | Rooftop | RT-du Owned |  |  | 3G+4G+5G | BTS3900 | LTE | 2T2R | U2100 (F2) | L1800F1 | 2CC | 1038100 | 25 |  | 3 | N78 | 3 | 3 | [32 empty] | IIB | DXB-1300-CSG-IXR-E-1
DXB1301 | Site 8718 | DXB | DXB1301 | DXB1301 | DXBL1301 | DXBNR1301 | On Air | On Air | On Air | On Air | 2009 | Permanent | 25.1097 | 55.1455 | Nokia/Huawei | Outdoor | EITC Passive Infrastructure | Rooftop | RT-du Owned |  |  | 2G+3G+4G+5G | BTS3900/Ultra 2G | LTE-CA | 2T2R | U2100 (F2) | L1800F1+L1800F2 | 2CC | 1038100 | 25 |  | 3 | N78 | 3 | 3 | [32 empty] | IIB | DXB-1301-CSG-IXR-E-1
DXB1302 | Site 8719 | DXB | DXB6302 | DXB6302 | DXBL1302 | DXBNR1302 | On Air | On Air | On Air | On Air | 2009 | Permanent | 25.1143 | 55.1412 | Nokia/Huawei | Outdoor | EITC Passive Infrastructure | Rooftop | RT-du Owned |  |  | 2G+3G+4G+5G | BTS3900/Ultra 2G | LTE | 2T2R | U2100 (F2) | L1800F1 | 2CC | 1038100 | 25 |  | 3 | N78 | 3 | 3 | [32 empty] | IIB | DXB-PALMJ-CSG-IXR-E-1
DXB1303 | Site 8720 | DXB | DXB1303 | DXB1303 | DXBL1303 |  | On Air | On Air | On Air |  | 2009 | Permanent | 25.1141 | 55.1317 | Nokia/Huawei | Outdoor | Site Sharing | Site Share - Palm Tree | Outdoor Site Sharing-Etisalat Owned |  |  | 2G+3G+4G | BTS3900/Ultra 2G | LTE | 2T2R | U2100 (F2) | L1800F1 | - | 1038100 | 25 |  |  | - | 3 | - | [32 empty] | IIB | DXB-1303-CSG-SAR-X-1
DXB1304 | Site 8721 | DXB | DXB1304 | DXB1304 | DXBL1304 | DXBNR1304 | On Air | On Air | On Air | On Air | 2013 | Permanent | 25.1311 | 55.1531 | Nokia/Huawei | Outdoor | EITC Passive Infrastructure | Rooftop | RT-du Owned |  |  | 2G+3G+4G+5G | BTS3900A/Flexi 2G | LTE-4CC | 2T2R | U2100 (F2) + U900 (F1+F2) | L800+L1800F1+L1800F2+L2100 | 2CC | 1038100 | 37 |  | 3 | N78 | 3 | 3 | [32 empty] | IIB | DXB-1304-CSG-SAR-X-1
DXB1305 | Site 8722 | DXB | DXB1305 | DXB1305 | DXBL1305 |  | On Air | On Air | On Air |  | 2009 | Permanent | 25.1172 | 55.1285 | Nokia/Huawei | Outdoor | Site Sharing | Site Share - Palm Tree | Outdoor Site Sharing-Etisalat Owned |  |  | 2G+3G+4G | BTS3900/Ultra 2G | LTE | 2T2R | U2100 (F2) | L1800F1 | - | 1038100 | 30 |  |  | - | 3 | - | [32 empty] | IIB | DXB-1305-CSG-SAR-X-1
DXB1306 | Site 8723 | DXB | DXB1306 | DXB1306 | DXBL1306 | DXBNR1306 | On Air | On Air | On Air | On Air | 2010 | Permanent | 25.0986 | 55.1245 | Nokia/Huawei | Outdoor | EITC Passive Infrastructure | Rooftop | RT-du Owned |  |  | 2G+3G+4G+5G | BTS3900A/Flexi 2G | LTE-4CC | 4T4R | U2100 (F2) + U900 (F1+F2) | L800+L1800F1+L1800F2+L2100 | 2CC | 1038100 | 27 |  | 3 | N78 | 3 | 3 | [32 empty] | IIB | DXB-1306-CSG-SAR-X-1
DXB1311 | Site 8724 | DXB | DXB1311 | DXB1311 | DXBL1311 | DXBNR1311 | On Air | On Air | On Air | On Air | 2009 | Permanent | 25.125 | 55.1133 | Nokia/Huawei | Outdoor | EITC Passive Infrastructure | Greenfield | Outdoor Green field-du Owned |  |  | 2G+3G+4G+5G | BTS3900/Ultra 2G | LTE-4CC | 2T2R | U2100 (F2) + U900 (F1+F2) | L800+L1800F1+L1800F2+L2100 | 2CC | 1038100 | 30 |  | 2 | N78 | 3 | 2 | [32 empty] | IIB | DXB-1311-CSG-SAR-X-1
DXB1312 | Site 8725 | DXB | DXB1312 | DXB1312 | DXBL1312 |  | On Air | On Air | On Air |  | 2009 | Permanent | 25.1193 | 55.1331 | Nokia/Huawei | Outdoor | Site Sharing | Site Share - Palm Tree | Outdoor Site Sharing-Etisalat Owned |  |  | 2G+3G+4G | BTS3900/Ultra 2G | LTE | 2T2R | U2100 (F2) | L1800F1 | - | 1038100 | 30 |  |  | - | 3 | - | [32 empty] | IIB | DXB-1312-CSG-SAR-X-1
DXB1313 | Site 8726 | DXB | DXB1313 | DXB1313 | DXBL1313 |  | On Air | On Air | On Air |  | 2009 | Permanent | 25.1099 | 55.1228 | Nokia/Huawei | Outdoor | Site Sharing | Site Share - Palm Tree | Outdoor Site Sharing-Etisalat Owned |  |  | 2G+3G+4G | BTS3900/Ultra 2G | LTE | 2T2R | U2100 (F2) | L1800F1 | - | 1038100 | 30 |  |  | - | 3 | - | [32 empty] | IIB | DXB-1313-CSG-SAR-X-1
DXB1316 | Site 8727 | DXB | DXB1316 | DXB1316 | DXBL1316 | DXBNR1316 | On Air | On Air | On Air | On Air | 2011 | Permanent | 24.9312 | 55.4749 | Nokia/Huawei | Outdoor | Site Sharing | Site Share | Outdoor Site Sharing-Etisalat Owned |  |  | 2G+3G+4G+5G | BTS3900/Flexi 2G | LTE-4CC | 2T2R | U2100 (F2) + U900 (F1+F2) | L800+L1800F1+L1800F2+L2100 | 1CC | 1093100 | 35 |  | 3 | N41 | 4 | 3 | [32 empty] | IIB | DXB-1316-CSG-ASR920-LD-1
DXB1317 | Site 8728 | DXB | DXB1317 | DXB1317 | DXBL1317 | DXBNR1317 | On Air | On Air | On Air | On Air | 2011 | Permanent | 25.1547 | 55.3734 | Nokia/Huawei | Outdoor | Site Sharing | Site share | Outdoor Site Sharing-Etisalat Owned |  |  | 2G+3G+4G+5G | BTS3900A/Flexi 2G | LTE-CA | 2T2R | U2100 (F2) + U900 (F1+F2) | L800+L1800F1 | 1CC | 1061600 | 30 |  | 3 | N41 | 3 | 3 | [32 empty] | IIB | DXB-1317-CSG-SAR-X-1
DXB1319 | Site 8729 | DXB | DXB1319 | DXB1319 | DXBL1319 | DXBNR1319 | On Air | On Air | On Air | On Air | 2011 | Permanent | 25.2415 | 55.4446 | Nokia/Huawei | Outdoor | Site Sharing | Site Share | Outdoor Site Sharing-Etisalat Owned |  |  | 2G+3G+4G+5G | BTS3900/Flexi 2G | LTE-4CC | 2T2R | U2100 (F2) + U900 (F1+F2) | L800+L1800F1+L1800F2+L2100 | 2CC | 1026200 | 30 |  | 3 | N78 | 3 | 3 | [32 empty] | IIB | DXB-1319-CSG-SAR-X-1
DXB1320 | Site 8730 | DXB | DXB1320 | DXB1320 | DXBL1320 | DXBNR1320 | On Air | On Air | On Air | On Air | 2011 | Permanent | 25.0966 | 55.2311 | Nokia/Huawei | Outdoor | EITC Passive Infrastructure | Greenfield | Outdoor Green field-du Owned |  |  | 2G+3G+4G+5G | BTS3900/Flexi 2G | LTE-4CC | 2T2R | U2100 (F2) + U900 (F1+F2) | L800+L1800F1+L1800F2+L2100 | 2CC | 1067100 | 30 |  | 3 | N78 | 3 | 3 | [32 empty] | IIB | DXB-1320-CSG-SAR-X-1
DXB1322 | Site 8731 | DXB | DXB1322 | DXB1322 | DXBL1322 | DXBNR1322 | On Air | On Air | On Air | On Air | 2014 | Permanent | 25.2967 | 55.3828 | Nokia/Huawei | Outdoor | EITC Passive Infrastructure | Rooftop | RT-du Owned |  |  | 2G+3G+4G+5G | BTS3900A/Flexi 2G | LTE-4CC | 4T4R | U2100 (F2) + U900 (F1+F2) | L800+L1800F1+L1800F2+L2100 | 2CC | 1024100 | 41 |  | 3 | N78 | 3 | 3 | [32 empty] | IIB | DXB-1322-CSG-ASR920-LD-1
DXB1323 | Site 8732 | DXB | DXB1323 | DXB1323 | DXBL1323 | DXBNR1323 | On Air | On Air | On Air | On Air | 2012 | Permanent | 25.2963 | 55.3802 | Nokia/Huawei | Outdoor | EITC Passive Infrastructure | Rooftop | RT-du Owned |  |  | 2G+3G+4G+5G | BTS3900A/Flexi 2G | LTE-4CC | 4T4R | U2100 (F2) + U900 (F1+F2) | L800+L1800F1+L1800F2+L2100 | 1CC | 1024100 | 22 |  | 2 | N41 | 3 | 2 | [32 empty] | IIB | DXB-1323-CSG-SAR-X-1
DXB1324 | Site 8733 | DXB | DXB1324 | DXB1324 | DXBL1324 | DXBNR1324 | On Air | On Air | On Air | On Air | 2012 | Permanent | 25.2874 | 55.3711 | Nokia/Huawei | Outdoor | EITC Passive Infrastructure | Rooftop | RT-du Owned |  |  | 2G+3G+4G+5G | BTS3900/Flexi 2G | LTE-4CC | 2T2R | U2100 (F2) + U900 (F1+F2) | L800+L1800F1+L1800F2+L2100 | 1CC | 1024100 | 22 |  | 3 | N41 | 3 | 3 | [32 empty] | IIB | DXB-1324-CSG-IXR-E-1
DXB1326 | Site 8734 | DXB | DXB1326 | DXB1326 | DXBL1326 | DXBNR1326 | On Air | On Air | On Air | On Air | 2015 | Permanent | 25.0006 | 55.1041 | Nokia/Huawei | Outdoor | EITC Passive Infrastructure | Rooftop | RT-du Owned |  |  | 2G+3G+4G+5G | BTS3900A/MultiRadio 2G | LTE-4CC | 4T4R | U2100 (F2) + U900 (F1+F2) | L800+L1800F1+L1800F2+L2100 | 2CC | 1059900 | 19 |  | 3 | N78 | 3 | 3 | [32 empty] | IIB | DXB-1326-CSG-IXR-E-1
DXB1330 | Site 8735 | DXB | DXB1330 | DXB1330 | DXBL1330 | DXBNR1330 | On Air | On Air | On Air | On Air | 2014 | Permanent | 25.1551 | 55.3226 | Nokia/Huawei | Outdoor | Site Sharing | Site Share | Outdoor Site Sharing-Etisalat Owned |  |  | 2G+3G+4G+5G | BTS3900A/Flexi 2G | LTE-3CC | 2T2R | U2100 (F2) + U900 (F1+F2) | L800+L1800F1+L1800F2 | 1CC | 1061800 | 30 |  | 3 | N41 | 4 | 3 | [32 empty] | IIB | DXB-1330-CSG-IXR-E-1
DXB1333 | Site 8736 | DXB | DXB1333 | DXB1333 | DXBL1333 | DXBNR1333 | On Air | On Air | On Air | On Air | 2012 | Permanent | 25.191 | 55.4069 | Nokia/Huawei | Outdoor | EITC Passive Infrastructure | Rooftop | RT-du Owned |  |  | 2G+3G+4G+5G | BTS3900A/Flexi 2G | LTE-3CC | 2T2R | U2100 (F2) + U900 (F1+F2) | L800+L1800F1+L1800F2 | 1CC | 1042100 | 26 |  | 3 | N41 | 3 | 3 | [32 empty] | IIB | DXB-1333-CSG-SAR-X-1
DXB1334 | Site 8737 | DXB | DXB1334 | DXB1334 | DXBL1334 | DXBNR1334 | On Air | On Air | On Air | On Air | 2014 | Permanent | 25.2872 | 55.3271 | Nokia/Huawei | Outdoor | EITC Passive Infrastructure | Rooftop | RT-du Owned |  |  | 2G+3G+4G+5G | BTS3900/Flexi 2G | LTE-CA | 2T2R | U2100 (F2) + U900 (F1+F2) | L800+L1800F1 | 2CC | 1012600 | 16 |  | 3 | N78 | 3 | 3 | [32 empty] | IIB | DXB-1334-CSG-ASR920-LD-1
DXB1335 | Site 8738 | DXB | DXB1335 | DXB1335 | DXBL1335 | DXBNR1335 | On Air | On Air | On Air | On Air | 2014 | Permanent | 25.2783 | 55.3309 | Nokia/Huawei | Outdoor | EITC Passive Infrastructure | Rooftop | RT-du Owned |  |  | 2G+3G+4G+5G | BTS3900A/Flexi 2G | LTE-4CC | 2T2R | U2100 (F2) + U900 (F1+F2) | L800+L1800F1+L1800F2+L2100 | 2CC | 1012700 | 16.1 |  | 3 | N78 | 3 | 3 | [32 empty] | MW | 0
DXB1336 | Site 8739 | DXB | DXB1336 | DXB1336 | DXBL1336 | DXBNR1336 | On Air | On Air | On Air | On Air | 2012 | Permanent | 25.281 | 55.4119 | Nokia/Huawei | Outdoor | EITC Passive Infrastructure | Rooftop | RT-du Owned |  |  | 2G+3G+4G+5G | BTS3900A/Flexi 2G | LTE-4CC | 2T2R | U2100 (F2) + U900 (F1+F2) | L800+L1800F1+L1800F2+L2100 | 2CC | 1024500 | 23 |  | 3 | N78 | 3 | 3 | [32 empty] | IIB | DXB-1336-CSG-SAR-X-1
DXB1337 | Site 8740 | DXB | DXB1337 | DXB1337 | DXBL1337 | DXBNR1337 | On Air | On Air | On Air | On Air | 2012 | Permanent | 25.2455 | 55.4273 | Nokia/Huawei | Outdoor | Site Sharing | Site Share | Outdoor Site Sharing-Etisalat Owned |  |  | 2G+3G+4G+5G | BTS3900A/Flexi 2G | LTE-CA | 2T2R | U2100 (F2) + U900 (F1+F2) | L800+L1800F1 | 2CC | 1026100 | 30 |  | 3 | N78 | 3 | 3 | [32 empty] | IIB | DXB-1337-CSG-SAR-X-1
DXB1341 | Site 8741 | DXB | DXB1341 | DXB2341 | DXBL1341 | DXBNR1341 | On Air | On Air | On Air | On Air | 2010 | Permanent | 25.2786 | 55.3107 | Nokia/Huawei | Outdoor | EITC Passive Infrastructure | Microsite | RT-du Owned |  |  | 2G+3G+4G+5G | BTS3900A/Flexi 2G | LTE-4CC | 2T2R | U2100 (F2) + U900 (F1+F2) | L800+L1800F1+L1800F2+L2100 | 2CC | 1011700 | 24 |  | 3 | N78 | 3 | 3 | [32 empty] | IIB | DXB-1341-CSG-SAR-X-1
DXB1342 | Site 8742 | DXB | DXB1342 | DXB1342 | DXBL1342 | DXBNR1342 | On Air | On Air | On Air | On Air | 2011 | Permanent | 25.2743 | 55.3179 | Nokia/Huawei | Outdoor | Site Sharing | Site Share | Outdoor Site Sharing-Etisalat Owned |  |  | 2G+3G+4G+5G | BTS3900/Flexi 2G | LTE-4CC | 2T2R | U2100 (F2) + U900 (F1+F2) | L800+L1800F1+L1800F2+L2100 | 2CC | 1012300 | 30 |  | 3 | N78 | 3 | 3 | [32 empty] | IIB | DXB-1342-CSG-SAR-X-1
DXB1343 | Site 8743 | DXB | DXB1343 | DXB1343 | DXBL1343 | DXBNR1343 | On Air | On Air | On Air | On Air | 2011 | Permanent | 25.2832 | 55.3239 | Nokia/Huawei | Outdoor | Site Sharing | Site Share | Outdoor Site Sharing-Etisalat Owned |  |  | 2G+3G+4G+5G | BTS3900/Flexi 2G | LTE-3CC | 2T2R | U2100 (F2) + U900 (F1+F2) | L800+L1800F1+L1800F2 | 2CC | 1012200 | 30 |  | 3 | N78 | 3 | 3 | [32 empty] | IIB | DXB-1343-CSG-SAR-X-1
DXB1344 | Site 8744 | DXB | DXB2344 | DXB2344 | DXBL1344 | DXBNR1344 | On Air | On Air | On Air | On Air | 2009 | Permanent | 25.2634 | 55.2978 | Nokia/Huawei | Outdoor | EITC Passive Infrastructure | Rooftop | RT-du Owned |  |  | 2G+3G+4G+5G | BTS3900/Flexi 2G | LTE-4CC | 2T2R | U2100 (F2) + U900 (F1+F2) | L800+L1800F1+L1800F2+L2100 | 2CC | 1031200 | 32 |  | 3 | N78 | 3 | 3 | [32 empty] | IIB | DXB-2344-IBS-SAR-M-1+DXB-2344-CSG-SAR-X-1
DXB1345 | Site 8745 | DXB | DXB1345 | DXB1345 | DXBL1345 | DXBNR1345 | Locked | On Air | On Air | On Air | 2010 | Permanent | 25.2544 | 55.2974 | Huawei | Outdoor | EITC Passive Infrastructure | Rooftop | RT-du Owned |  |  | 3G+4G+5G | BTS3900 | LTE-CA | 2T2R | U2100 (F2) + U900 (F1+F2) | L800+L1800F1 | 2CC | 1031700 | 26 |  | 3 | N78 | 3 | 3 | [32 empty] | MW | 0
DXB1346 | Site 8746 | DXB | DXB1346 | DXB1346 | DXBL1346 | DXBNR1346 | On Air | On Air | On Air | On Air | 2010 | Permanent | 25.2917 | 55.3814 | Nokia/Huawei | Outdoor | EITC Passive Infrastructure | Greenfield | Outdoor Green field-du Owned |  |  | 2G+3G+4G+5G | BTS3900/Ultra 2G | LTE-4CC | 4T4R | U2100 (F2) + U900 (F1+F2) | L800+L1800F1+L1800F2+L2100 | 1CC | 1024100 | 30 |  | 3 | N41 | 3 | 3 | [32 empty] | IIB | DXB-1346-SCSG-IXR-R6D-1
DXB1347 | Site 8747 | DXB | DXB2347 | DXB2347 | DXBL1347 | DXBNR1347 | On Air | On Air | On Air | On Air | 2009 | Permanent | 25.1234 | 55.1811 | Nokia/Huawei | Outdoor | EITC Passive Infrastructure | Greenfield | Outdoor Green field-du Owned |  |  | 2G+3G+4G+5G | BTS3900/Flexi 2G | LTE-4CC | 4T4R | U2100 (F2) + U900 (F1+F2) | L800+L1800F1+L1800F2+L2100 | 2CC | 1037200 | 30 |  | 3 | N78 | 3 | 3 | [32 empty] | IIB | DXB-1347-CSG-IXR-E-1
DXB1352 | Site 8748 | DXB | DXB1352 | DXB1352 | DXBL1352 | DXBNR1352 | On Air | On Air | On Air | On Air | 2011 | Permanent | 25.1314 | 55.1838 | Nokia/Huawei | Outdoor | EITC Passive Infrastructure | Rooftop | RT-du Owned |  |  | 2G+3G+4G+5G | BTS3900A/Flexi 2G | LTE-3CC | 2T2R | U2100 (F2) | L800+L1800F1+L1800F2 | 2CC | 1037200 | 29 |  | 3 | N78 | 3 | 3 | [32 empty] | IIB | Passive fiber on IDX-5740-CSG-SAR-X-1
DXB1354 | Site 8749 | DXB | DXB1354 | DXB1354 | DXBL1354 | DXBNR1354 | On Air | On Air | On Air | On Air | 2010 | Permanent | 25.1209 | 55.2308 | Nokia/Huawei | Outdoor | EITC Passive Infrastructure | Microsite | RT-du Owned |  |  | 2G+3G+4G+5G | BTS3900/Flexi 2G | LTE-3CC | 2T2R | U2100 (F2) + U900 (F1+F2) | L800+L1800F1+L1800F2 | 2CC | 1036900 | 13 |  | 3 | N78 | 3 | 3 | [32 empty] | IIB | DXB-1354-CSG-SAR-X-1
DXB1355 | Site 8750 | DXB | DXB1355 | DXB1355 | DXBL1355 | DXBNR1355 | Locked | On Air | On Air | On Air | 2010 | Permanent | 25.1381 | 55.2357 | Huawei | Outdoor | EITC Passive Infrastructure | Microsite | RT-du Owned |  |  | 3G+4G+5G | BTS3900A | LTE-4CC | 4T4R | U2100 (F2) + U900 (F1+F2) | L800+L1800F1+L1800F2+L2100 | 2CC | 1036400 | 20 |  | 3 | N78 | 3 | 3 | [32 empty] | IIB | DXB-1355-CSG-IXR-E-1
DXB1357 | Site 8751 | DXB | DXB1357 | DXB1357 | DXBL1357 | DXBNR1357 | On Air | On Air | On Air | On Air | 2009 | Permanent | 25.2656 | 55.4269 | Nokia/Huawei | Outdoor | EITC Passive Infrastructure | Microsite | RT-du Owned |  |  | 2G+3G+4G+5G | BTS3900A/Flexi 2G | LTE-4CC | 4T4R | U2100 (F2) + U900 (F1+F2) | L800+L1800F1+L1800F2+L2100 | 2CC | 1026400 | 16 |  | 3 | N78 | 3 | 3 | [32 empty] | IIB | DXB-1357-CSG-SAR-X-1
DXB1358 | Site 8752 | DXB | DXB1358 | DXB1358 | DXBL1358 | DXBNR1358 | On Air | On Air | On Air | On Air | 2011 | Permanent | 25.2656 | 55.4309 | Nokia/Huawei | Outdoor | EITC Passive Infrastructure | Rooftop | RT-du Owned |  |  | 2G+3G+4G+5G | BTS3900/Flexi 2G | LTE-4CC | 2T2R | U2100 (F2) + U900 (F1+F2) | L800+L1800F1+L1800F2+L2100 | 2CC | 1026400 | 15 |  | 3 | N78 | 3 | 3 | [32 empty] | IIB | DXB-1358-CSG-SAR-X-1
DXB1359 | Site 8753 | DXB | DXB1359 | DXB1359 | DXBL1359 | DXBNR1359 | Locked | On Air | On Air | On Air | 2010 | Permanent | 25.2735 | 55.4306 | Huawei | Outdoor | EITC Passive Infrastructure | Microsite | RT-du Owned |  |  | 3G+4G+5G | BTS3900A | LTE-4CC | 2T2R | U2100 (F2) + U900 (F1+F2) | L800+L1800F1+L1800F2+L2100 | 2CC | 1026400 | 20 |  | 3 | N78 | 3 | 3 | [32 empty] | IIB | DXB-1359-CSG-ASR920-LD-1
DXB1360 | Site 8754 | DXB | DXB1360 | DXB1360 | DXBL1360 | DXBNR1360 | Locked | On Air | On Air | On Air | 2009 | Permanent | 25.1066 | 55.1338 | Huawei | Outdoor | Site Sharing | Site Share - Palm Tree | Outdoor Site Sharing-Etisalat Owned |  |  | 3G+4G+5G | BTS3900 | LTE | 2T2R | U2100 (F2) + U900 (F1+F2) | L1800F1 | 2CC | 1038100 | 30 |  | 3 | N78 | 3 | - | [32 empty] | IIB | DXB-1360-CSG-IXR-E-1
DXB1361 | Site 8755 | DXB | DXB1361 | DXB1361 | DXBL1361 | DXBNR1361 | On Air | On Air | On Air | On Air | 2009 | Permanent | 25.1234 | 55.1467 | Nokia/Huawei | Outdoor | Site Sharing | Site Share - Palm Tree | Outdoor Site Sharing-Etisalat Owned |  |  | 2G+3G+4G+5G | BTS3900 | LTE-3CC | 2T2R | U2100 (F2) + U900 (F1+F2) | L800+L1800F1+L1800F2 | 2CC | 1038100 | 25 |  | 3 | N78 | 3 | 3 | [32 empty] | IIB | DXB-1361-CSG-ASR920-LD-1
DXB1362 | Site 8756 | DXB | DXB1362 | DXB1362 | DXBL1362 |  | Locked | On Air | On Air |  | 2009 | Permanent | 25.12 | 55.1407 | Huawei | Outdoor | Site Sharing | Site Share - Palm Tree | Outdoor Site Sharing-Etisalat Owned |  |  | 3G+4G | BTS3900 | LTE | 2T2R | U2100 (F2) | L1800F1 | - | 1038100 | 30 |  |  | - | 3 | - | [32 empty] | IIB | DXB-1362-CSG-SAR-X-1
DXB1363 | Site 8757 | DXB | DXB1363 | DXB1363 | DXBL1363 |  | On Air | On Air | On Air |  | 2009 | Permanent | 25.1296 | 55.1412 | Nokia/Huawei | Outdoor | Site Sharing | Site Share - Palm Tree | Outdoor Site Sharing-Etisalat Owned |  |  | 2G+3G+4G | BTS3900/Ultra 2G | LTE | 2T2R | U2100 (F2) | L1800F1 | - | 1038100 | 30 |  |  | - | 3 | - | [32 empty] | IIB | DXB-1363-CSG-ASR920-LD-1
DXB1364 | Site 8758 | DXB | DXB1364 | DXB1364 | DXBL1364 |  | Locked | On Air | On Air |  | 2009 | Permanent | 25.1255 | 55.1325 | Huawei | Outdoor | Site Sharing | Site Share - Palm Tree | Outdoor Site Sharing-Etisalat Owned |  |  | 3G+4G | BTS3900 | LTE | 2T2R | U2100 (F2) | L1800F1 | - | 1038100 | 30 |  |  | - | 6 | - | [32 empty] | IIB | DXB-1364-CSG-IXR-E-1
DXB1365 | Site 8759 | DXB | DXB1365 | DXB1365 | DXBL1365 |  | Locked | On Air | On Air |  | 2009 | Permanent | 25.1177 | 55.1202 | Huawei | Outdoor | Site Sharing | Site Share - Palm Tree | Outdoor Site Sharing-Etisalat Owned |  |  | 3G+4G | BTS3900 | LTE | 2T2R | U2100 (F2) | L1800F1 | - | 1038100 | 35 |  |  | - | 3 | - | [32 empty] | IIB | DXB-1365-CSG-IXR-E-1
DXB1368 | Site 8760 | DXB | DXB1368 | DXB1368 | DXBL1368 |  | On Air | On Air | On Air |  | 2010 | Permanent | 25.0484 | 55.3185 | Nokia/Huawei | Outdoor | Site Sharing | Site Share - Palm Tree | Outdoor Site Sharing-Etisalat Owned |  |  | 2G+3G+4G | BTS3900/Flexi 2G | LTE | 2T2R | U2100 (F2) | L1800F1 | - | 1091200 | 30 |  |  | - | 3 | - | [32 empty] | IIB | DXB-1368-CSG-SAR-X-1
DXB1369 | Site 8761 | DXB | DXB1369 | DXB1369 | DXBL1369 | DXBNR1369 | On Air | On Air | On Air | On Air | 2011 | Permanent | 25.1899 | 55.4331 | Nokia/Huawei | Outdoor | EITC Passive Infrastructure | Greenfield | Outdoor Green field-du Owned |  |  | 2G+3G+4G+5G | BTS3900/Flexi 2G | LTE-3CC | 2T2R | U2100 (F2) + U900 (F1+F2) | L800+L1800F1+L1800F2 | 2CC | 1042400 | 30 |  | 3 | N78 | 4 | 3 | [32 empty] | IIB | DXB-1369-CSG-SAR-X-1
DXB1370 | Site 8762 | DXB | DXB1370 | DXB1370 | DXBL1370 | DXBNR1370 | Locked | On Air | On Air | On Air | 2012 | Permanent | 25.2424 | 55.3062 | Huawei | Outdoor | EITC Passive Infrastructure | Microsite | RT-du Owned |  |  | 3G+4G+5G | BTS3900A | LTE-CA | 2T2R | U2100 (F2) + U900 (F1+F2) | L1800F1+L1800F2 | 2CC | 1031800 | 20 |  | 3 | N78 | 3 | 3 | [32 empty] | IIB | DXB-1370-CSG-SAR-X-1
DXB1371 | Site 8763 | DXB | DXB1371 | DXB1371 | DXBL1371 | DXBNR1371 | Locked | On Air | On Air | On Air | 2012 | Permanent | 25.2497 | 55.3062 | Huawei | Outdoor | EITC Passive Infrastructure | Microsite | RT-du Owned |  |  | 3G+4G+5G | BTS3900A | LTE | 2T2R | U2100 (F2) + U900 (F1+F2) | L1800F1 | 2CC | 1031800 | 25 |  | 3 | N78 | 3 | 3 | [32 empty] | iIB | DXB-1371-CSG-IXR-E-1
DXB1372 | Site 8764 | DXB | DXB1372 | DXB1372 | DXBL1372 | DXBNR1372 | On Air | On Air | On Air | On Air | 2011 | Permanent | 25.2471 | 55.3065 | Nokia/Huawei | Outdoor | EITC Passive Infrastructure | Microsite | RT-du Owned |  |  | 2G+3G+4G+5G | BTS3900A/Flexi 2G | LTE-4CC | 2T2R | U2100 (F2) + U900 (F1+F2) | L800+L1800F1+L1800F2+L2100 | 2CC | 1031800 | 24 |  | 3 | N78 | 3 | 3 | [32 empty] | IIB | DXB-1372-CSG-ASR920-LD-1
DXB1373 | Site 8765 | DXB | DXB1373 | DXB1373 | DXBL1373 | DXBNR1373 | On Air | On Air | On Air | On Air | 2011 | Permanent | 25.248 | 55.309 | Nokia/Huawei | Outdoor | EITC Passive Infrastructure | Microsite | RT-du Owned |  |  | 2G+3G+4G+5G | BTS3900/Flexi 2G | LTE-3CC | 2T2R | U2100 (F2) + U900 (F1+F2) | L800+L1800F1+L1800F2 | 2CC | 1031800 | 33 |  | 3 | N78 | 3 | 3 | [32 empty] | IIB | DXB-1373-CSG-IXR-E-1
DXB1375 | Site 8766 | DXB | DXB1375 | DXB1375 | DXBL1375 | DXBNR1375 | On Air | On Air | On Air | On Air | 2011 | Permanent | 25.2502 | 55.3028 | Nokia/Huawei | Outdoor | EITC Passive Infrastructure | Microsite | RT-du Owned |  |  | 2G+3G+4G+5G | BTS3900A/Flexi 2G | LTE-3CC | 2T2R | U2100 (F2) + U900 (F1+F2) | L800+L1800F1+L1800F2 | 2CC | 1031800 | 18 |  | 3 | N78 | 3 | 3 | [32 empty] | IIB | DXB-1375-CSG-SAR-X-1
DXB1376 | Site 8767 | DXB | DXB1376 | DXB1376 | DXBL1376 |  | On Air | On Air | On Air |  | 2012 | Permanent | 25.2558 | 55.3064 | Nokia/Huawei | Outdoor | EITC Passive Infrastructure | Microsite | RT-du Owned |  |  | 2G+3G+4G | BTS3900A/Flexi 2G | LTE-4CC | 2T2R | U2100 (F2) + U900 (F1+F2) | L800+L1800F1+L1800F2+L2100 | - | 1031400 | 23 |  |  | - | 3 | - | [32 empty] | MW | 0
DXB1379 | Site 8768 | DXB | DXB1379 | DXB1379 | DXBL1379 | DXBNR1379 | Locked | On Air | On Air | On Air | 2010 | Permanent | 25.257 | 55.3005 | Huawei | Outdoor | EITC Passive Infrastructure | Microsite | RT-du Owned |  |  | 3G+4G+5G | BTS3900A | LTE-3CC | 2T2R | U2100 (F2) + U900 (F1+F2) | L800+L1800F1+L1800F2 | 2CC | 1031300 | 15 |  | 3 | N78 | 3 | 3 | [32 empty] | IIB | DXB-1379-CSG-IXR-E-1
DXB1380 | Site 8769 | DXB | DXB1380 | DXB1380 | DXBL1380 | DXBNR1380 | On Air | On Air | On Air | On Air | 2010 | Permanent | 24.9864 | 55.147 | Nokia/Huawei | Outdoor | EITC Passive Infrastructure | Greenfield | Outdoor Green field-du Owned |  |  | 2G+3G+4G+5G | BTS3900/Flexi 2G | LTE-4CC | 4T4R | U2100 (F2) + U900 (F1+F2) | L800+L1800F1+L1800F2+L2100 | 2CC | 1059801 | 30 |  | 3 | N78 | 3 | 3 | [32 empty] | MW | 0
DXB1381 | Site 8770 | DXB | DXB1381 | DXB1381 | DXBL1381 | DXBNR1381 | On Air | On Air | On Air | On Air | 2010 | Permanent | 25.2687 | 55.3048 | Nokia/Huawei | Outdoor | EITC Passive Infrastructure | Rooftop | RT-du Owned |  |  | 2G+3G+4G+5G | BTS3900/Flexi 2G | LTE-4CC | 2T2R | U2100 (F2) + U900 (F1+F2) | L800+L1800F1+L1800F2+L2100 | 1CC | 1011900 | 25 |  | 3 | N41 | 4 | 3 | [32 empty] | MW | 0
DXB1382 | Site 8771 | DXB | DXB1382 | DXB1382 | DXBL1382 | DXBNR1382 | On Air | On Air | On Air | On Air | 2010 | Permanent | 25.2339 | 55.3183 | Nokia/Huawei | Outdoor | EITC Passive Infrastructure | Rooftop | RT-du Owned |  |  | 2G+3G+4G+5G | BTS3900/Flexi 2G | LTE-CA | 2T2R | U2100 (F2) + U900 (F1+F2) | L1800F1+L1800F2 | 2CC | 1031500 | 35 |  | 3 | N78 | 3 | 3 | [32 empty] | IIB | DXB-1382-IBS-SAR-M-1
DXB1383 | Site 8772 | DXB | DXB1383 | DXB1383 | DXBL1383 | DXBNR1383 | On Air | On Air | On Air | On Air | 2010 | Permanent | 25.2313 | 55.3235 | Nokia/Huawei | Outdoor | EITC Passive Infrastructure | Rooftop | RT-du Owned |  |  | 2G+3G+4G+5G | BTS3900/Ultra 2G | LTE | 2T2R | U2100 (F2) + U900 (F1+F2) | L1800F1 | 2CC | 1031500 | 25 |  | 3 | N78 | 3 | 3 | [32 empty] | IIB | DXB-1383-CSG-SAR-X-1
DXB1386 | Site 8773 | DXB | DXB1386 | DXB1386 | DXBL1386 | DXBNR1386 | Locked | On Air | On Air | On Air | 2012 | Permanent | 25.2678 | 55.3079 | Huawei | Outdoor | EITC Passive Infrastructure | Micro RT | RT-du Owned |  |  | 3G+4G+5G | BTS3900A | LTE-4CC | 2T2R | U2100 (F2) + U900 (F1+F2) | L800+L1800F1+L1800F2+L2100 | 1CC | 1011900 | 10 |  | 2 | N41 | 2 | 2 | [32 empty] | MW | Cascade to DXB2386
DXB1388 | Site 8774 | DXB | DXB1388 | DXB1388 | DXBL1388 | DXBNR1388 | Locked | On Air | On Air | On Air | 2019 | Permanent | 25.2724 | 55.3038 | Huawei | Outdoor | EITC Passive Infrastructure | Rooftop | RT-du Owned |  |  | 3G+4G+5G | BTS3900A | LTE-CA | 2T2R | U2100 (F2) + U900 (F1+F2) | L800+L1800F1 | 2CC | 1011600 | 22 |  | 3 | N78 | 3 | 3 | [32 empty] | MW | 0
DXB1389 | Site 8775 | DXB | DXB1389 | DXB1389 | DXBL1389 | DXBNR1389 | Locked | On Air | On Air | On Air | 2010 | Permanent | 25.2728 | 55.3029 | Huawei | Outdoor | EITC Passive Infrastructure | Micro RT | RT-du Owned |  |  | 3G+4G+5G | BTS3900A | LTE-4CC | 4T4R | U2100 (F2) + U900 (F1+F2) | L800+L1800F1+L1800F2+L2100 | 2CC | 1011600 | 19 |  | 3 | N78 | 3 | 3 | [32 empty] | MW | 0
DXB1390 | Site 8776 | DXB | DXB1390 | DXB1390 | DXBL1390 | DXBNR1390 | On Air | On Air | On Air | On Air | 2014 | Permanent | 25.0431 | 55.2521 | Nokia/Huawei | Outdoor | EITC Passive Infrastructure | Rooftop | RT-du Owned |  |  | 2G+3G+4G+5G | BTS3900A/MultiRadio 2G | LTE-3CC | 2T2R | U2100 (F2) + U900 (F1+F2) | L800+L1800F1+L1800F2 | 2CC | 1067500 | 26 |  | 3 | N78 | 4 | 3 | [32 empty] | IIB | DXB-1390-CSG-SAR-X-1
DXB1393 | Site 8777 | DXB | DXB2393 | DXB2393 | DXBL1393 | DXBNR1393 | On Air | On Air | On Air | On Air | 2009 | Permanent | 25.055 | 55.2911 | Nokia/Huawei | Outdoor | Site Sharing | Site Share | Outdoor Site Sharing-Etisalat Owned |  |  | 2G+3G+4G+5G | BTS3900/Ultra 2G | LTE-CA | 2T2R | U2100 (F2) + U900 (F1+F2) | L800+L1800F1 | 2CC | 1066400 | 30 |  | 3 | N78 | 3 | 3 | [32 empty] | IIB | DXB-1393-CSG-SAR-X-1
DXB1395 | Site 8778 | DXB | DXB1395 | DXB1395 | DXBL1395 | DXBNR1395 | On Air | On Air | On Air | On Air | 2010 | Permanent | 25.1388 | 55.1891 | Nokia/Huawei | Outdoor | EITC Passive Infrastructure | Rooftop | RT-du Owned |  |  | 2G+3G+4G+5G | BTS3900A/Flexi 2G | LTE-4CC | 4T4R | U2100 (F2) + U900 (F1+F2) | L800+L1800F1+L1800F2+L2100 | 2CC | 1036600 | 16 |  | 3 | N78 | 3 | 3 | [32 empty] | IIB | DXB-1395-CSG-SAR-X-1
DXB1397 | Site 8779 | DXB | DXB1397 | DXB1397 | DXBL1397 | DXBNR1397 | On Air | On Air | On Air | On Air | 2013 | Permanent | 25.06 | 55.202 | Nokia/Huawei | Outdoor | EITC Passive Infrastructure | Rooftop | RT-du Owned |  |  | 2G+3G+4G+5G | BTS3900A/Flexi 2G | LTE-3CC | 2T2R | U2100 (F2) + U900 (F1+F2) | L800+L1800F1+L1800F2 | 2CC | 1068100 | 23 |  | 3 | N78 | 4 | 3 | [32 empty] | IIB | DXB-1397-CSG-SAR-X-1
DXB1399 | Site 8780 | DXB | DXB2399 | DXB2399 | DXBL1399 | DXBNR1399 | On Air | On Air | On Air | On Air | 2010 | Permanent | 25.223 | 55.3619 | Nokia/Huawei | Outdoor | Site Sharing | Site Share | Outdoor Site Sharing-Etisalat Owned |  |  | 2G+3G+4G+5G | BTS3900/Ultra 2G | LTE-4CC | 2T2R | U2100 (F2) + U900 (F1+F2) | L800+L1800F1+L1800F2+L2100 | 2CC | 1041200 | 30 |  | 3 | N78 | 3 | 3 | [32 empty] | IIB | DXB-2399-CSG-ASR920-LD-1
DXB1401 | Site 8781 | DXB | DXB1401 | DXB1401 | DXBL1401 | DXBNR1401 | On Air | On Air | On Air | On Air | 2015 | Permanent | 25.1134 | 55.2025 | Nokia/Huawei | Outdoor | EITC Passive Infrastructure | Rooftop | RT-du Owned |  |  | 2G+3G+4G+5G | BTS3900A/MultiRadio 2G | LTE-4CC | 4T4R | U2100 (F2) + U900 (F1+F2) | L800+L1800F1+L1800F2+L2100 | 2CC | 1037300 | 38 |  | 3 | N78 | 3 | 3 | [32 empty] | IIB | DXB-1401-CSG-SAR-X-1
DXB1402 | Site 8782 | DXB | DXB1402 | DXB1402 | DXBL1402 |  | On Air | On Air | On Air |  | 2017 | Permanent | 25.1497 | 55.5057 | Nokia/Huawei | Outdoor | Site Sharing | Site Share | Outdoor Site Sharing-Etisalat Owned |  |  | 2G+3G+4G | BTS3900A/Flexi 2G | LTE-CA | 2T2R | U2100 (F2) + U900 (F1+F2) | L800+L1800F1 | - | 1081400 | 20 |  |  | - | 2 | - | [32 empty] | IIB | DXB-1402-CSG-SAR-X-1
DXB1403 | Site 8783 | DXB | DXB1403 | DXB1403 | DXBL1403 | DXBNR1403 | Locked | On Air | On Air | On Air | 2012 | Permanent | 25.2537 | 55.2987 | Huawei | Outdoor | EITC Passive Infrastructure | Rooftop | RT-du Owned |  |  | 3G+4G+5G | BTS3900 | LTE-CA | 2T2R | U2100 (F2) + U900 (F1+F2) | L800+L1800F1 | 2CC | 1031700 | 37 |  | 3 | N78 | 3 | 3 | [32 empty] | MW | 0
DXB1404 | Site 8784 | DXB | DXB1404 | DXB1404 | DXBL1404 | DXBNR1404 | On Air | On Air | On Air | On Air | 2010 | Permanent | 25.1347 | 55.2556 | Nokia/Huawei | Outdoor | EITC Passive Infrastructure | Rooftop | RT-du Owned |  |  | 2G+3G+4G+5G | BTS3900/Flexi 2G | LTE-4CC | 4T4R | U2100 (F2) + U900 (F1+F2) | L800+L1800F1+L1800F2+L2100 | 2CC | 1036500 | 21 |  | 3 | N78 | 3 | 3 | [32 empty] | IIB | DXB-1404-CSG-IXR-E-1
DXB1407 | Site 8785 | DXB | DXB1407 | DXB1407 | DXBL1407 | DXBNR1407 | On Air | On Air | On Air | On Air | 2010 | Permanent | 25.1336 | 55.2302 | Nokia/Huawei | Outdoor | EITC Passive Infrastructure | Greenfield | Outdoor Green field-du Owned |  |  | 2G+3G+4G+5G | BTS3900/Flexi 2G | LTE-4CC | 2T2R | U2100 (F2) + U900 (F1+F2) | L800+L1800F1+L1800F2+L2100 | 2CC | 1036400 | 30 |  | 3 | N78 | 4 | 3 | [32 empty] | IIB | DXB-1407-CSG-ASR920-LD-1
DXB1410 | Site 8786 | DXB | DXB1410 | DXB1410 | DXBL1410 | DXBNR1410 | Locked | On Air | On Air | On Air | 2018 | Permanent | 25.2618 | 55.4173 | Huawei | Outdoor | EITC Passive Infrastructure | Greenfield | Outdoor Green field-du Owned |  |  | 3G+4G+5G | BTS3900A | LTE-4CC | 4T4R | U2100 (F2) + U900 (F1+F2) | L700+L800+L1800F1+L1800F2+L2100 | 2CC | 1026400 | 35 |  | 3 | N78 | 3 | 3 | [32 empty] | IIB | DXB-1410-CSG-SAR-X-1
DXB1412 | Site 8787 | DXB | DXB1412 | DXB1412 | DXBL1412 | DXBNR1412 | Locked | On Air | On Air | On Air | 2014 | Permanent | 25.2313 | 55.2702 | Huawei | Outdoor | EITC Passive Infrastructure | Rooftop | RT-du Owned |  |  | 3G+4G+5G | BTS3900A | LTE-4CC | 2T2R | U2100 (F2) + U900 (F1+F2) | L800+L1800F1+L1800F2+L2100 | 2CC | 1033300 | 23 |  | 3 | N78 | 3 | 3 | [32 empty] | IIB | DXB-1412-CSG-IXR-E-1
DXB1414 | Site 8788 | DXB | DXB1414 | DXB1414 | DXBL1414 | DXBNR1414 | On Air | On Air | On Air | On Air | 2011 | Permanent | 25.1637 | 55.3905 | Nokia/Huawei | Outdoor | EITC Passive Infrastructure | RDU | Outdoor Green field-du Owned |  |  | 2G+3G+4G+5G | BTS3900/Flexi 2G | LTE-4CC | 2T2R | U2100 (F2) + U900 (F1+F2) | L700+L800+L1800F1+L1800F2+L2100 | 2CC | 1061400 | 30 |  | 3 | N78 | 4 | 3 | [32 empty] | IIB | DXB-1414-CSG-ASR920-LD-1
DXB1417 | Site 8789 | DXB | DXB1417 | DXB1417 | DXBL1417 | DXBNR1417 | On Air | On Air | On Air | On Air | 2012 | Permanent | 25.146 | 55.4015 | Nokia/Huawei | Outdoor | EITC Passive Infrastructure | Rooftop | RT-du Owned |  |  | 2G+3G+4G+5G | BTS3900A/Flexi 2G | LTE-4CC | 2T2R | U2100 (F2) + U900 (F1+F2) | L800+L1800F1+L1800F2+L2100 | 1CC | 1062400 | 28 |  | 3 | N41 | 3 | 3 | [32 empty] | IIB | DXB-1417-CSG-SAR-X-1
DXB1419 | Site 8790 | DXB | DXB1419 | DXB1419 | DXBL1419 | DXBNR1419 | On Air | On Air | On Air | On Air | 2014 | Permanent | 25.1846 | 55.408 | Nokia/Huawei | Outdoor | EITC Passive Infrastructure | Rooftop | RT-du Owned |  |  | 2G+3G+4G+5G | BTS3900A/Flexi 2G | LTE-4CC | 4T4R | U2100 (F2) + U900 (F1+F2) | L800+L1800F1+L1800F2+L2100 | 1CC | 1042100 | 28 |  | 3 | N41 | 3 | 3 | [32 empty] | IIB | DXB-1419-CSG-SAR-X-1
DXB1421 | Site 8791 | DXB | DXB1421 | DXB1421 | DXBL1421 | DXBNR1421 | Locked | On Air | On Air | On Air | 2012 | Permanent | 25.2775 | 55.3335 | Huawei | Outdoor | EITC Passive Infrastructure | Rooftop | RT-du Owned |  |  | 3G+4G+5G | BTS3900 | LTE-3CC | 2T2R | U2100 (F2) + U900 (F1+F2) | L800+L1800F1+L1800F2 | 1CC | 1012700 | 17 |  | 3 | N41 | 3 | 3 | [32 empty] | IIB | DXB-1421-CSG-IXR-E-1
DXB1424 | Site 8792 | DXB | DXB1424 | DXB1424 | DXBL1424 | DXBNR1424 | On Air | On Air | On Air | On Air | 2012 | Permanent | 25.285 | 55.3526 | Nokia/Huawei | Outdoor | EITC Passive Infrastructure | Rooftop | RT-du Owned |  |  | 2G+3G+4G+5G | BTS3900/Flexi 2G | LTE-3CC | 2T2R | U2100 (F2) + U900 (F1+F2) | L800+L1800F1+L1800F2 | 2CC | 1013400 | 22 |  | 3 | N78 | 3 | 3 | [32 empty] | IIB | DXB-1424-CSG-SAR-X-1
DXB1426 | Site 8793 | DXB | DXB1426 | DXB1426 | DXBL1426 | DXBNR1426 | On Air | On Air | On Air | On Air | 2012 | Permanent | 25.1436 | 55.2033 | Nokia/Huawei | Outdoor | EITC Passive Infrastructure | Greenfield | Outdoor Green field-du Owned |  |  | 2G+3G+4G+5G | BTS3900/Flexi 2G | LTE-4CC | 4T4R | U2100 (F2) + U900 (F1+F2) | L800+L1800F1+L1800F2+L2100 | 2CC | 1036200 | 38 |  | 3 | N78 | 3 | 3 | [32 empty] | IIB | DXB-1426-CSG-IXR-E-1
DXB1427 | Site 8794 | DXB | DXB1427 | DXB1427 | DXBL1427 | DXBNR1427 | On Air | On Air | On Air | On Air | 2012 | Permanent | 25.1317 | 55.1172 | Nokia/Huawei | Outdoor | EITC Passive Infrastructure | Rooftop | RT-du Owned |  |  | 2G+3G+4G+5G | BTS3900/Flexi 2G | LTE-3CC | 2T2R | U2100 (F2) + U900 (F1+F2) | L800+L1800F1+L1800F2 | 2CC | 1038100 | 45 |  | 3 | N78 | 3 | 3 | [32 empty] | IIB | DXB-1427-CSG-IXR-E-1
DXB1429 | Site 8795 | DXB | DXB1429 | DXB1429 | DXBL1429 | DXBNR1429 | On Air | On Air | On Air | On Air | 2010 | Permanent | 25.279 | 55.3761 | Nokia/Huawei | Outdoor | EITC Passive Infrastructure | Rooftop | RT-du Owned |  |  | 2G+3G+4G+5G | BTS3900/Flexi 2G | LTE-4CC | 2T2R | U2100 (F2) + U900 (F1+F2) | L800+L1800F1+L1800F2+L2100 | 2CC | 1023200 | 24 |  | 3 | N78 | 3 | 3 | [32 empty] | IIB | DXB-1429-CSG-SAR-X-1
DXB1432 | Site 8796 | DXB | DXB1432 | DXB1432 | DXBL1432 |  | On Air | On Air | On Air |  | 2012 | Permanent | 24.8229 | 55.6624 | Nokia/Huawei | Outdoor | EITC Passive Infrastructure | Rooftop | RT-du Owned |  |  | 2G+3G+4G | BTS3900A/Flexi 2G | LTE | 2T2R | U2100 (F2) + U900 (F1+F2) | L800 | - | 1085100 | 8.5 |  |  | - | 3 | - | [32 empty] | MW | 0
DXB1434 | Site 8797 | DXB | DXB1434 | DXB1434 | DXBL1434 | DXBNR1434 | Locked | On Air | On Air | On Air | 2012 | Permanent | 24.9876 | 55.2022 | Huawei | Outdoor | EITC Passive Infrastructure | Rooftop | RT-du Owned |  |  | 3G+4G+5G | BTS3900A | LTE-3CC | 2T2R | U2100 (F2) + U900 (F1+F2) | L800+L1800F1+L1800F2 | 2CC | 1059700 | 29 |  | 3 | N78 | 4 | 3 | [32 empty] | MW | 0
DXB1435 | Site 8798 | DXB | DXB1435 | DXB1435 | DXBL1435 | DXBNR1435 | Locked | On Air | On Air | On Air | 2012 | Permanent | 25.1561 | 55.3342 | Huawei | Outdoor | Site Sharing | Site Share | Outdoor Site Sharing-Etisalat Owned |  |  | 3G+4G+5G | BTS3900 | LTE-3CC | 2T2R | U2100 (F2) + U900 (F1+F2) | L800+L1800F1+L1800F2 | 2CC | 1061800 | 35 |  | 3 | N78 | 3 | 3 | [32 empty] | MW | 0
DXB1436 | Site 8799 | DXB | DXB1436 | DXB1436 | DXBL1436 | DXBNR1436 | On Air | On Air | On Air | On Air | 2013 | Permanent | 25.1673 | 55.4073 | Nokia/Huawei | Outdoor | EITC Passive Infrastructure | Rooftop | RT-du Owned |  |  | 2G+3G+4G+5G | BTS3900/Flexi 2G | LTE-4CC | 2T2R | U2100 (F2) + U900 (F1+F2) | L800+L1800F1+L1800F2+L2100 | 2CC | 1062100 | 42 |  | 3 | N78 | 3 | 3 | [32 empty] | IIB | DXB-1436-CSG-IXR-E-1
DXB1442 | Site 8800 | DXB | DXB1442 | DXB1442 | DXBL1442 | DXBNR1442 | On Air | On Air | On Air | On Air | 2012 | Permanent | 25.2293 | 55.2731 | Nokia/Huawei | Outdoor | EITC Passive Infrastructure | Rooftop | RT-du Owned |  |  | 2G+3G+4G+5G | BTS3900A/Flexi 2G | LTE-4CC | 2T2R | U2100 (F2) + U900 (F1+F2) | L800+L1800F1+L1800F2+L2100 | 2CC | 1033300 | 19 |  | 3 | N78 | 3 | 3 | [32 empty] | IIB | DXB-1442-CSG-IXR-E-1
DXB1446 | Site 8801 | DXB | DXB1446 | DXB1446 | DXBL1446 | DXBNR1446 | On Air | On Air | On Air | On Air | 2013 | Permanent | 25.1779 | 55.3928 | Nokia/Huawei | Outdoor | Site Sharing | Site Share | Outdoor Site Sharing-Etisalat Owned |  |  | 2G+3G+4G+5G | BTS3900A/Flexi 2G | LTE-4CC | 2T2R | U2100 (F2) + U900 (F1+F2) | L800+L1800F1+L1800F2+L2100 | 2CC | 1061400 | 30 |  | 3 | N78 | 3 | 3 | [32 empty] | IIB | DXB-1446-CSG-SAR-X-1
DXB1447 | Site 8802 | DXB | DXB1447 | DXB1447 | DXBL1447 |  | On Air | On Air | On Air |  | 2014 | Permanent | 25.1069 | 55.5703 | Nokia/Huawei | Outdoor | Site Sharing | Site Share - Palm Tree | Outdoor Site Sharing-Etisalat Owned |  |  | 2G+3G+4G | BTS3900A/Flexi 2G | LTE | 2T2R | U2100 (F2) | L800 | - | 1072400 | 32 |  |  | - | 3 | - | [32 empty] | MW | 0
DXB1448 | Site 8803 | DXB | DXB1448 | DXB1448 | DXBL1448 | DXBNR1448 | On Air | On Air | On Air | On Air | 2014 | Permanent | 25.233 | 55.4428 | Nokia/Huawei | Outdoor | Site Sharing | Site Share | Outdoor Site Sharing-Etisalat Owned |  |  | 2G+3G+4G+5G | BTS3900A/Flexi 2G | LTE-3CC | 2T2R | U2100 (F2) + U900 (F1+F2) | L800+L1800F1+L1800F2 | 2CC | 1026200 | 30 |  | 3 | N78 | 3 | 3 | [32 empty] | IIB | DXB-1448-CSG-SAR-X-1
DXB1449 | Site 8804 | DXB | DXB1449 | DXB1449 | DXBL1449 | DXBNR1449 | On Air | On Air | On Air | On Air | 2012 | Permanent | 25.2959 | 55.3969 | Nokia/Huawei | Outdoor | EITC Passive Infrastructure | Rooftop | RT-du Owned |  |  | 2G+3G+4G+5G | BTS3900A/Flexi 2G | LTE-3CC | 2T2R | U2100 (F2) + U900 (F1+F2) | L800+L1800F1+L1800F2 | 2CC | 1024700 | 24 |  | 3 | N78 | 3 | 3 | [32 empty] | IIB | DXB-1449-CSG-SAR-X-1
DXB1450 | Site 8805 | DXB | DXB1450 | DXB1450 | DXBL1450 | DXBNR1450 | Locked | On Air | On Air | On Air | 2012 | Permanent | 25.1504 | 55.2452 | Huawei | Outdoor | EITC Passive Infrastructure | Rooftop | RT-du Owned |  |  | 3G+4G+5G | BTS3900A | LTE-4CC | 4T4R | U2100 (F2) + U900 (F1+F2) | L800+L1800F1+L1800F2+L2100 | 2CC | 1035900 | 17 |  | 3 | N78 | 3 | 3 | [32 empty] | IIB | DXB-1450-CSG-SAR-X-1
DXB1451 | Site 8806 | DXB | DXB1451 | DXB1451 | DXBL1451 | DXBNR1451 | On Air | On Air | On Air | On Air | 2012 | Permanent | 25.2736 | 55.3029 | Nokia/Huawei | Outdoor | EITC Passive Infrastructure | Rooftop | RT-du Owned |  |  | 2G+3G+4G+5G | BTS3900A/Flexi 2G | LTE-CA | 2T2R | U2100 (F2) + U900 (F1+F2) | L800+L1800F1 | 2CC | 1011600 | 22 |  | 3 | N78 | 3 | 3 | [32 empty] | IIB | DXB-1451-CSG-ASR920-LD-1
DXB1456 | Site 8807 | DXB | DXB1456 | DXB1456 | DXBL1456 | DXBNR1456 | Locked | On Air | On Air | On Air | 2016 | Permanent | 25.2705 | 55.3159 | Huawei | Outdoor | EITC Passive Infrastructure | Rooftop | RT-du Owned |  |  | 3G+4G+5G | BTS3900A | LTE-4CC | 4T4R | U2100 (F2) + U900 (F1+F2) | L800+L1800F1+L1800F2+L2100 | 1CC | 1011800 | 21 |  | 3 | N41 | 3 | 3 | [32 empty] | IIB | DXB-1456-CSG-SAR-X-1
DXB1458 | Site 8808 | DXB | DXB2458 | DXB2458 | DXBL1458 | DXBNR1458 | On Air | On Air | On Air | On Air | 2010 | Permanent | 25.223 | 55.3511 | Nokia/Huawei | Outdoor | EITC Passive Infrastructure | Rooftop | RT-du Owned |  |  | 2G+3G+4G+5G | BTS3900A | LTE-3CC | 2T2R | U2100 (F2) + U900 (F1+F2) | L800+L1800F1+L1800F2 | 2CC | 1041200 | 25 |  | 3 | N78 | 3 | 3 | [32 empty] | IIB | DXB-1458-CSG-SAR-X-1
DXB1462 | Site 8809 | DXB | DXB1462 | DXB1462 | DXBL1462 | DXBNR1462 | On Air | On Air | On Air | On Air | 2012 | Permanent | 25.2561 | 55.3288 | Nokia/Huawei | Outdoor | EITC Passive Infrastructure | Rooftop | RT-du Owned |  |  | 2G+3G+4G+5G | BTS3900A/Flexi 2G | LTE-4CC | 4T4R | U2100 (F2) + U900 (F1+F2) | L800+L1800F1+L1800F2+L2100 | 2CC | 1012900 | 50 |  | 3 | N78 | 3 | 3 | [32 empty] | IIB | DXB-1462-CSG-ASR920-LD-1
DXB1463 | Site 8810 | DXB | DXB1463 | DXB1463 | DXBL1463 | DXBNR1463 | On Air | On Air | On Air | On Air | 2009 | Permanent | 24.8611 | 55.3598 | Nokia/Huawei | Outdoor | Site Sharing | Site Share | Outdoor Site Sharing-Etisalat Owned |  |  | 2G+3G+4G+5G | BTS3900/Ultra 2G | LTE-CA | 2T2R | U2100 (F2) + U900 (F1+F2) | L800+L1800F1 | 1CC | 1095100 | 60 |  | 3 | N41 | 3 | 3 | [32 empty] | IIB | DXB-1463-CSG-IXR-E-1
DXB1466 | Site 8811 | DXB | DXB1466 | DXB1466 | DXBL1466 | DXBNR1466 | On Air | On Air | On Air | On Air | 2012 | Permanent | 25.164 | 55.3998 | Nokia/Huawei | Outdoor | EITC Passive Infrastructure | Rooftop | RT-du Owned |  |  | 2G+3G+4G+5G | BTS3900A/Flexi 2G | LTE-4CC | 4T4R | U2100 (F2) + U900 (F1+F2) | L800+L1800F1+L1800F2+L2100 | 2CC | 1062100 | 18 |  | 3 | N78 | 3 | 3 | [32 empty] | IIB | DXB-1466-CSG-IXR-E-1
DXB1467 | Site 8812 | DXB | DXB1467 | DXB1467 | DXBL1467 | DXBNR1467 | On Air | On Air | On Air | On Air | 2012 | Permanent | 25.1719 | 55.4047 | Nokia/Huawei | Outdoor | EITC Passive Infrastructure | Rooftop | RT-du Owned |  |  | 2G+3G+4G+5G | BTS3900A/Flexi 2G | LTE-4CC | 4T4R | U2100 (F2) + U900 (F1+F2) | L800+L1800F1+L1800F2+L2100 | 2CC | 1062100 | 17 |  | 3 | N78 | 3 | 3 | [32 empty] | IIB | DXB-1467-CSG-SAR-X-1
DXB1468 | Site 8813 | DXB | DXB1468 | DXB1468 | DXBL1468 | DXBNR1468 | On Air | On Air | On Air | On Air | 2012 | Permanent | 25.1708 | 55.4102 | Nokia/Huawei | Outdoor | EITC Passive Infrastructure | Rooftop | RT-du Owned |  |  | 2G+3G+4G+5G | BTS3900A/Flexi 2G | LTE-4CC | 2T2R | U2100 (F2) + U900 (F1+F2) | L800+L1800F1+L1800F2+L2100 | 2CC | 1062100 | 20 |  | 3 | N78 | 3 | 3 | [32 empty] | IIB | DXB-1468-CSG-IXR-E-1
DXB1470 | Site 8814 | DXB | DXB1470 | DXB1470 | DXBL1470 |  | On Air | On Air | On Air |  | 2010 | Permanent | 24.9199 | 55.5663 | Nokia/Huawei | Outdoor | EITC Passive Infrastructure | Palm Tree | Outdoor Green field-du Owned |  |  | 2G+3G+4G | BTS3900/Flexi 2G | LTE-4CC | 4T4R | U2100 (F2) + U900 (F1+F2) | L800+L1800F1+L1800F2+L2100 | - | 1084100 | 30 |  |  | - | 3 | - | [32 empty] | IIB | DXB-1470-IBS-SAR-M-1
DXB1475 | Site 8815 | DXB | DXB6475 | DXB6475 | DXBL1475 | DXBNR1475 | On Air | On Air | On Air | On Air | 2009 | Permanent | 24.9476 | 55.2608 | Nokia/Huawei | Outdoor | EITC Passive Infrastructure | Greenfield | Outdoor Green field-du Owned |  |  | 2G+3G+4G+5G | BTS3900/Ultra 2G | LTE-4CC | 2T2R | U2100 (F2) + U900 (F1+F2) | L800+L1800F1+L1800F2+L2100 | 1CC | 1096100 | 40 |  | 3 | N41 | 3 | 3 | [32 empty] | OSN/IIB | DXB-1475-CSG-ASR920-LD-1
DXB1476 | Site 8816 | DXB | DXB1476 | DXB1476 | DXBL1476 |  | On Air | On Air | On Air |  | 2012 | Permanent | 24.9051 | 55.5184 | Nokia/Huawei | Outdoor | EITC Passive Infrastructure | Rooftop | RT-du Owned |  |  | 2G+3G+4G | BTS3900/Flexi 2G | LTE-3CC | 2T2R | U2100 (F2) + U900 (F1+F2) | L800+L1800F1+L1800F2 | - | 1094100 | 22.5 |  |  | - | 3 | - | [32 empty] | MW | 0
DXB1477 | Site 8817 | DXB | DXB1477 | DXB2477 | DXBL1477 |  | On Air | On Air | On Air |  | 2009 | Permanent | 25.1246 | 55.298 | Nokia/Huawei | Outdoor | Site Sharing | Site Share - Palm Tree | Outdoor Site Sharing-Etisalat Owned |  |  | 2G+3G+4G | BTS3900/Flexi 2G | LTE-3CC | 2T2R | U2100 (F2) + U900 (F1+F2) | L800+L1800F1+L1800F2 | - | 1064500 | 30 |  |  | - | 3 | - | [32 empty] | MW | 0
DXB1479 | Site 8818 | DXB | DXB6479 | DXB6479 | DXBL1479 | DXBNR1479 | On Air | On Air | On Air | On Air | 2009 | Permanent | 25.1493 | 55.2875 | Nokia/Huawei | Outdoor | Site Sharing | Site Share | Outdoor Site Sharing-Etisalat Owned |  |  | 2G+3G+4G+5G | BTS3900/Ultra 2G | LTE | 2T2R | U2100 (F2) + U900 (F1+F2) | L1800F1 | 2CC | 1061800 | 30 |  | 3 | N78 | 3 | 3 | [32 empty] | IIB | DXB-1479-CSG-IXR-E-1
DXB1480 | Site 8819 | DXB | DXB1480 | DXB1480 | DXBL1480 | DXBNR1480 | On Air | On Air | On Air | On Air | 2010 | Permanent | 25.1618 | 55.2986 | Nokia/Huawei | Outdoor | Site Sharing | Site Share | Outdoor Site Sharing-Etisalat Owned |  |  | 2G+3G+4G+5G | BTS3900/Flexi 2G | LTE-4CC | 4T4R | U2100 (F2) + U900 (F1+F2) | L800+L1800F1+L1800F2+L2100 | 2CC | 1061800 | 25 |  | 3 | N78 | 3 | 3 | [32 empty] | IIB | DXB-1480-CSG-IXR-E-1
DXB1483 | Site 8820 | DXB | DXB6483 | DXB6483 | DXBL1483 | DXBNR1483 | On Air | On Air | On Air | On Air | 2009 | Permanent | 25.2231 | 55.2991 | Nokia/Huawei | Outdoor | Site Sharing | Site Share - Palm Tree | Outdoor Site Sharing-Etisalat Owned |  |  | 2G+3G+4G+5G | BTS3900/Ultra 2G | LTE-4CC | 2T2R | U2100 (F2) + U900 (F1+F2) | L800+L1800F1+L1800F2+L2100 | 2CC | 1032500 | 30 |  | 3 | N78 | 3 | - | [32 empty] | IIB | DXB-1483-CSG-SAR-X-1
DXB1484 | Site 8821 | DXB | DXB1484 | DXB1484 | DXBL1484 | DXBNR1484 | Locked | On Air | On Air | On Air | 2012 | Permanent | 24.8623 | 55.1782 | Huawei | Outdoor | EITC Passive Infrastructure | Greenfield | Outdoor Green field-du Owned |  |  | 3G+4G+5G | BTS3900 | LTE-3CC | 2T2R | U2100 (F2) + U900 (F1+F2) | L800+L1800F1+L1800F2 | 1CC | 1098100 | 30 |  | 3 | N41 | 3 | 3 | [32 empty] | IIB | DXB-1484-CSG-SAR-X-1
DXB1485 | Site 8822 | DXB | DXB6485 | DXB6485 | DXBL1485 | DXBNR1485 | On Air | On Air | On Air | On Air | 2009 | Permanent | 25.1828 | 55.5444 | Nokia/Huawei | Outdoor | Site Sharing | Site Share | Outdoor Site Sharing-Etisalat Owned |  |  | 2G+3G+4G+5G | BTS3900/Ultra 2G | LTE-4CC | 2T2R | U2100 (F2) + U900 (F1+F2) | L800+L1800F1+L1800F2+L2100 | 1CC | 1071100 | 50 |  | 3 | N41 | 3 | 3 | [32 empty] | IIB | DXB-1485-CSG-ASR920-LD-1
DXB1486 | Site 8823 | DXB | DXB1486 | DXB1486 | DXBL1486 | DXBNR1486 | On Air | On Air | On Air | On Air | 2011 | Permanent | 25.2207 | 55.4345 | Nokia/Huawei | Outdoor | Site Sharing | Site Share | Outdoor Site Sharing-Etisalat Owned |  |  | 2G+3G+4G+5G | BTS3900/Flexi 2G | LTE | 2T2R | U2100 (F2) + U900 (F1+F2) | L800 | 1CC | 1025100 | 25 |  | 3 | N41 | 3 | 3 | [32 empty] | IIB | DXB-1486-CSG-SAR-X-1
DXB1492 | Site 8824 | DXB | DXB1492 | DXB1492 | DXBL1492 | DXBNR1492 | On Air | On Air | On Air | On Air | 2009 | Permanent | 25.235 | 55.2781 | Nokia/Huawei | Outdoor | EITC Passive Infrastructure | Microsite | RT-du Owned |  |  | 2G+3G+4G+5G | BTS3900A/Flexi 2G | LTE-3CC | 2T2R | U2100 (F2) + U900 (F1+F2) | L1800F1+L1800F2+L2100 | 2CC | 1033300 | 20 |  | 3 | N78 | 3 | 3 | [32 empty] | IIB | DXB-1492-CSG-SAR-X-1
DXB1494 | Site 8825 | DXB | DXB1494 | DXB1494 | DXBL1494 | DXBNR1494 | On Air | On Air | On Air | On Air | 2015 | Permanent | 25.026 | 55.2777 | Nokia/Huawei | Outdoor | EITC Passive Infrastructure | Palm Tree | Outdoor Green field-du Owned |  |  | 2G+3G+4G+5G | BTS3900/Flexi 2G | LTE | 2T2R | U2100 (F2) + U900 (F1+F2) | L800 | 2CC | 1066500 | 30 |  | 3 | N78 | 3 | 3 | [32 empty] | IIB | Passive fiber on DXB1635-PREAGG-SAR-7
DXB1500 | Site 8826 | DXB | DXB1500 | DXB1500 | DXBL1500 | DXBNR1500 | On Air | On Air | On Air | On Air | 2010 | Permanent | 25.2727 | 55.3475 | Nokia/Huawei | Outdoor | EITC Passive Infrastructure | Rooftop | RT-du Owned |  |  | 2G+3G+4G+5G | BTS3900/Ultra 2G | LTE-3CC | 2T2R | U2100 (F2) + U900 (F1+F2) | L800+L1800F1+L1800F2 | 2CC | 1022100 | 20 |  | 3 | N78 | 3 | 3 | [32 empty] | IIB | DXB-1500-CSG-SAR-X-1
DXB1502 | Site 8827 | DXB | DXB1502 | DXB1502 | DXBL1502 | DXBNR1502 | On Air | On Air | On Air | On Air | 2010 | Permanent | 25.2398 | 55.2721 | Nokia/Huawei | Outdoor | EITC Passive Infrastructure | Rooftop | RT-du Owned |  |  | 2G+3G+4G+5G | BTS3900/Flexi 2G | LTE-3CC | 2T2R | U2100 (F2) + U900 (F1+F2) | L800+L1800F1+L1800F2 | 2CC | 1032100 | 44 |  | 3 | N78 | 3 | 3 | [32 empty] | IIB | DXB-1502-CSG-IXR-E-1
DXB1503 | Site 8828 | DXB | DXB1503 | DXB1503 | DXBL1503 | DXBNR1503 | On Air | On Air | On Air | On Air | 2009 | Permanent | 25.2483 | 55.301 | Nokia/Huawei | Outdoor | EITC Passive Infrastructure | Microsite | RT-du Owned |  |  | 2G+3G+4G+5G | BTS3900/Flexi 2G | LTE-4CC | 2T2R | U2100 (F2) + U900 (F1+F2) | L800+L1800F1+L1800F2+L2100 | 2CC | 1031800 | 27 |  | 3 | N78 | 3 | 3 | [32 empty] | IIB | DXB-1503-CSG-IXR-E-1
DXB1505 | Site 8829 | DXB | DXB2505 | DXB2505 | DXBL1505 | DXBNR1505 | On Air | On Air | On Air | On Air | 2010 | Permanent | 25.1745 | 55.4358 | Nokia/Huawei | Outdoor | EITC Passive Infrastructure | Greenfield | Outdoor Green field-du Owned |  |  | 2G+3G+4G+5G | BTS3900/Flexi 2G | LTE-4CC | 4T4R | U2100 (F2) + U900 (F1+F2) | L800+L1800F1+L1800F2+L2100 | 2CC | 1042400 | 30 |  | 3 | N78 | 4 | 3 | Y | [31 empty] | IIB | DXB-1505-CSG-SAR-X-1
DXB1506 | Site 8830 | DXB | DXB1506 | DXB1506 | DXBL1506 | DXBNR1506 | On Air | On Air | On Air | On Air | 2012 | Permanent | 25.2756 | 55.306 | Nokia/Huawei | Outdoor | EITC Passive Infrastructure | Rooftop | RT-du Owned |  |  | 2G+3G+4G+5G | BTS3900A/Flexi 2G | LTE-3CC | 2T2R | U2100 (F2) + U900 (F1+F2) | L800+L1800F1+L1800F2 | 1CC | 1011700 | 22 |  | 3 | N41 | 3 | 3 | [32 empty] | IIB | DXB-1506-CSG-ASR920-LD-1
DXB1508 | Site 8831 | DXB | DXB1508 | DXB1508 | DXBL1508 | DXBNR1508 | On Air | On Air | On Air | On Air | 2010 | Permanent | 25.1004 | 55.3322 | Nokia/Huawei | Outdoor | EITC Passive Infrastructure | Greenfield | Outdoor Green field-du Owned |  |  | 2G+3G+4G+5G | BTS3900/Flexi 2G | LTE-3CC | 2T2R | U2100 (F2) + U900 (F1+F2) | L800+L1800F1+L1800F2 | 1CC | 1064500 | 35 |  | 3 | N41 | 3 | 3 | [32 empty] | IIB | DXB-1508-CSG-SAR-X-1
DXB1509 | Site 8832 | DXB | DXB1509 | DXB1509 | DXBL1509 | DXBNR1509 | On Air | On Air | On Air | On Air | 2011 | Permanent | 25.2074 | 55.412 | Nokia/Huawei | Outdoor | EITC Passive Infrastructure | Greenfield | Outdoor Green field-du Owned |  |  | 2G+3G+4G+5G | BTS3900/Flexi 2G | LTE-4CC | 2T2R | U2100 (F2) + U900 (F1+F2) | L800+L1800F1+L1800F2+L2100 | 2CC | 1042200 | 30 |  | 3 | N78 | 4 | 3 | [32 empty] | IIB | DXB-1509-CSG-SAR-X-1
DXB1512 | Site 8833 | DXB | DXB2512 | DXB2512 | DXBL1512 | DXBNR1512 | On Air | On Air | On Air | On Air | 2010 | Permanent | 25.2366 | 55.4474 | Nokia/Huawei | Outdoor | Site Sharing | Site Share | Outdoor Site Sharing-Etisalat Owned |  |  | 2G+3G+4G+5G | BTS3900/Ultra 2G | LTE-4CC | 2T2R | U2100 (F2) + U900 (F1+F2) | L800+L1800F1+L1800F2+L2100 | 2CC | 1026200 | 30 |  | 3 | N78 | 3 | 3 | [32 empty] | IIB | DXB-1512-CSG-SAR-X-1
DXB1513 | Site 8834 | DXB | DXB2513 | DXB2513 | DXBL1513 | DXBNR1513 | On Air | On Air | On Air | On Air | 2010 | Permanent | 25.1371 | 55.3804 | Nokia/Huawei | Outdoor | Site Sharing | Site Share | Outdoor Site Sharing-Etisalat Owned |  |  | 2G+3G+4G+5G | BTS3900/Ultra 2G | LTE-3CC | 2T2R | U2100 (F2) + U900 (F1+F2) | L700+L800+L1800F1+L1800F2 | 1CC | 1061700 | 30 |  | 3 | N41 | 3 | 3 | [32 empty] | IIB | DXB-1513-CSG-ASR920-LD-1
DXB1515 | Site 8835 | DXB | DXB1515 | DXB1515 | DXBL1515 |  | On Air | On Air | On Air |  | 2011 | Permanent | 25.0203 | 55.3709 | Nokia/Huawei | Outdoor | EITC Passive Infrastructure | RDU | Outdoor Green field-du Owned |  |  | 2G+3G+4G | BTS3900/Flexi 2G | LTE | 2T2R | U2100 (F2) + U900 (F1+F2) | L800 | - | 1091400 | 30 |  |  | - | 3 | - | [32 empty] | IIB | DXB-1515-IBS-SAR-M-1
DXB1516 | Site 8836 | DXB | DXB1516 | DXB1516 | DXBL1516 | DXBNR1516 | On Air | On Air | On Air | On Air | 2012 | Permanent | 25.2239 | 55.3329 | Nokia/Huawei | Outdoor | EITC Passive Infrastructure | Greenfield | Outdoor Green field-du Owned |  |  | 2G+3G+4G+5G | BTS3900/Flexi 2G | LTE-4CC | 2T2R | U2100 (F2) + U900 (F1+F2) | L800+L1800F1+L1800F2+L2100 | 2CC | 1032600 | 30 |  | 3 | N78 | 3 | 3 | [32 empty] | IIB | DXB-1516-CSG-SAR-X-1
DXB1517 | Site 8837 | DXB | DXB2517 | DXB2517 | DXBL1517 | DXBNR1517 | Locked | On Air | On Air | On Air | 2010 | Permanent | 25.2556 | 55.4744 | Huawei | Outdoor | Site Sharing | Site Share | Outdoor Site Sharing-Etisalat Owned |  |  | 3G+4G+5G | BTS3900 | LTE-3CC | 2T2R | U2100 (F2) + U900 (F1+F2) | L800+L1800F1+L1800F2 | 2CC | 1028100 | 30 |  | 3 | N78 | 3 | 3 | [32 empty] | IIB | DXB-1517-CSG-SAR-X-1
DXB1519 | Site 8838 | DXB | DXB1519 | DXB1519 | DXBL1519 | DXBNR1519 | On Air | On Air | On Air | On Air | 2010 | Permanent | 25.0403 | 55.1444 | Nokia/Huawei | Outdoor | EITC Passive Infrastructure | Rooftop | RT-du Owned |  |  | 2G+3G+4G+5G | BTS3900A/Flexi 2G | LTE-3CC | 2T2R | U2100 (F2) + U900 (F1+F2) | L800+L1800F1+L1800F2 | 2CC | 1059101 | 30 |  | 3 | N78 | 3 | 3 | [32 empty] | IIB | DXB-1519-CSG-SAR-X-1
DXB1520 | Site 8839 | DXB | DXB1520 | DXB1520 | DXBL1520 | DXBNR1520 | On Air | On Air | On Air | On Air | 2010 | Permanent | 25.2036 | 55.2761 | Nokia/Huawei | Outdoor | EITC Passive Infrastructure | Rooftop | RT-du Owned |  |  | 2G+3G+4G+5G | BTS3900/Flexi 2G | LTE-4CC | 4T4R | U2100 (F2) + U900 (F1+F2) | L800+L1800F1+L1800F2+L2100 | 2CC | 1033600 | 35 |  | 3 | N78 | 3 | 3 | [32 empty] | IIB | DXB-1520-CSG-SAR-X-1
DXB1521 | Site 8840 | DXB | DXB1521 | DXB1521 | DXBL1521 | DXBNR1521 | On Air | On Air | On Air | On Air | 2009 | Permanent | 25.1906 | 55.399 | Nokia/Huawei | Outdoor | Site Sharing | Site Share | Outdoor Site Sharing-Etisalat Owned |  |  | 2G+3G+4G+5G | BTS3900/Flexi 2G | LTE-4CC | 2T2R | U2100 (F2) + U900 (F1+F2) | L800+L1800F1+L1800F2+L2100 | 1CC | 1042100 | 30 |  | 3 | N41 | 3 | 3 | [32 empty] | IIB | DXB-1521-CSG-SAR-X-1
DXB1522 | Site 8841 | DXB | DXB1522 | DXB1522 | DXBL1522 | DXBNR1522 | On Air | On Air | On Air | On Air | 2010 | Permanent | 24.8086 | 55.2154 | Nokia/Huawei | Outdoor | EITC Passive Infrastructure | Greenfield | Outdoor Green field-du Owned |  |  | 2G+3G+4G+5G | BTS3900/Flexi 2G | LTE-3CC | 2T2R | U2100 (F2) + U900 (F1+F2) | L800+L1800F1+L1800F2 | 1CC | 1098100 | 40 |  | 3 | N41 | 3 | 3 | [32 empty] | IIB | DXB-1522-SCSG-SR7B-1
DXB1525 | Site 8842 | DXB | DXB1525 | DXB1525 | DXBL1525 | DXBNR1525 | On Air | On Air | On Air | On Air | 2009 | Permanent | 25.1739 | 55.3507 | Nokia/Huawei | Outdoor | Site Sharing | Site Share | Outdoor Site Sharing-Etisalat Owned |  |  | 2G+3G+4G+5G | BTS3900/Flexi 2G | LTE-4CC | 2T2R | U2100 (F2) + U900 (F1+F2) | L800+L1800F1+L1800F2+L2100 | 2CC | 1061300 | 30 |  | 3 | N78 | 3 | 3 | [32 empty] | IIB | DXB-1525-CSG-SAR-X-1
DXB1526 | Site 8843 | DXB | DXB1526 | DXB1526 | DXBL1526 | DXBNR1526 | On Air | On Air | On Air | On Air | 2010 | Permanent | 25.1249 | 55.3732 | Nokia/Huawei | Outdoor | Site Sharing | Site Share | Outdoor Site Sharing-Etisalat Owned |  |  | 2G+3G+4G+5G | BTS3900/Flexi 2G | LTE-3CC | 2T2R | U2100 (F2) + U900 (F1+F2) | L700+L800+L1800F1+L1800F2 | 1CC | 1062600 | 25 |  | 3 | N41 | 3 | 3 | [32 empty] | IIB | DXB-1526-CSG-ASR920-LD-1
DXB1527 | Site 8844 | DXB | DXB2527 | DXB2527 | DXBL1527 | DXBNR1527 | On Air | On Air | On Air | On Air | 2009 | Permanent | 25.1084 | 55.3822 | Nokia/Huawei | Outdoor | Site Sharing | Site Share | Outdoor Site Sharing-Etisalat Owned |  |  | 2G+3G+4G+5G | BTS3900/Flexi 2G | LTE-4CC | 2T2R | U2100 (F2) + U900 (F1+F2) | L800+L1800F1+L1800F2+L2100 | 1CC | 1062600 | 30 |  | 3 | N41 | 4 | 3 | [32 empty] | IIB | DXB-1527-CSG-ASR920-LD-1
DXB1528 | Site 8845 | DXB | DXB1528 | DXB1528 | DXBL1528 | DXBNR1528 | On Air | On Air | On Air | On Air | 2015 | Permanent | 25.1238 | 55.401 | Nokia/Huawei | Outdoor | EITC Passive Infrastructure | Rooftop | RT-du Owned |  |  | 2G+3G+4G+5G | BTS3900A/MultiRadio 2G | LTE-4CC | 2T2R | U2100 (F2) + U900 (F1+F2) | L800+L1800F1+L1800F2+L2100 | 1CC | 1062600 | 45.8 |  | 3 | N41 | 4 | 3 | [32 empty] | IIB | DXB-1528-CSG-IXR-E-1
DXB1529 | Site 8846 | DXB | DXB1529 | DXB1529 | DXBL1529 | DXBNR1529 | Locked | On Air | On Air | On Air | 2009 | Permanent | 25.2927 | 55.3959 | Huawei | Outdoor | EITC Passive Infrastructure | Microsite | RT-du Owned |  |  | 3G+4G+5G | BTS3900A | LTE-3CC | 2T2R | U2100 (F2) + U900 (F1+F2) | L800+L1800F1+L1800F2 | 2CC | 1024700 | 33 |  | 3 | N78 | 3 | 3 | [32 empty] | MW | 0
DXB1530 | Site 8847 | DXB | DXB1530 | DXB1530 | DXBL1530 | DXBNR1530 | On Air | On Air | On Air | On Air | 2013 | Permanent | 25.2765 | 55.4252 | Nokia/Huawei | Outdoor | Site Sharing | Site Share | Outdoor Site Sharing-Etisalat Owned |  |  | 2G+3G+4G+5G | BTS3900/Flexi 2G | LTE-4CC | 4T4R | U2100 (F2) + U900 (F1+F2) | L800+L1800F1+L1800F2+L2100 | 2CC | 1026400 | 25 |  | 3 | N78 | 3 | 3 | [32 empty] | IIB | DXB-1530-CSG-IXR-E-1
DXB1531 | Site 8848 | DXB | DXB1531 | DXB1531 | DXBL1531 | DXBNR1531 | On Air | On Air | On Air | On Air | 2009 | Permanent | 25.2071 | 55.3859 | Nokia/Huawei | Outdoor | Site Sharing | Site Share | Outdoor Site Sharing-Etisalat Owned |  |  | 2G+3G+4G+5G | BTS3900/Ultra 2G | LTE-3CC | 2T2R | U2100 (F2) + U900 (F1+F2) | L800+L1800F1+L1800F2 | 2CC | 1041600 | 25 |  | 3 | N78 | 4 | 3 | Y | [31 empty] | IIB | DXB-1531-CSG-SAR-X-1
DXB1533 | Site 8849 | DXB | DXB1533 | DXB1533 | DXBL1533 | DXBNR1533 | On Air | On Air | On Air | On Air | 2009 | Permanent | 25.2496 | 55.5079 | Nokia/Huawei | Outdoor | EITC Passive Infrastructure | Greenfield | Outdoor Green field-du Owned |  |  | 2G+3G+4G+5G | BTS3900/Flexi 2G | LTE-4CC | 2T2R | U2100 (F2) + U900 (F1+F2) | L800+L1800F1+L1800F2+L2100 | 2CC | 1028100 | 40 |  | 3 | N78 | 3 | 3 | [32 empty] | IIB | DXB-1533-CSG-ASR920-LD-1
DXB1534 | Site 8850 | DXB | DXB1534 | DXB1534 | DXBL1534 | DXBNR1534 | On Air | On Air | On Air | On Air | 2009 | Permanent | 25.2455 | 55.3945 | Nokia/Huawei | Outdoor | EITC Passive Infrastructure | Greenfield | Outdoor Green field-du Owned |  |  | 2G+3G+4G+5G | BTS3900/Ultra 2G | LTE-4CC | 2T2R | U2100 (F2) + U900 (F1+F2) | L800+L1800F1+L1800F2+L2100 | 2CC | 1022800 | 25 |  | 3 | N78 | 3 | 3 | [32 empty] | IIB | DXB-1534-CSG-SAR-X-1
DXB1536 | Site 8851 | DXB | DXB1536 | DXB1536 | DXBL1536 | DXBNR1536 | On Air | On Air | On Air | On Air | 2009 | Permanent | 25.2403 | 55.4246 | Nokia/Huawei | Outdoor | Site Sharing | Site Share | Outdoor Site Sharing-Etisalat Owned |  |  | 2G+3G+4G+5G | BTS3900/Flexi 2G | LTE-4CC | 4T4R | U2100 (F2) + U900 (F1+F2) | L800+L1800F1+L1800F2+L2100 | 2CC | 1026100 | 25 |  | 3 | N78 | 3 | 3 | [32 empty] | IIB | DXB-1536-CSG-SAR-X-1
DXB1537 | Site 8852 | DXB | DXB1537 | DXB1537 | DXBL1537 | DXBNR1537 | On Air | On Air | On Air | On Air | 2009 | Permanent | 25.2688 | 55.3915 | Nokia/Huawei | Outdoor | Site Sharing | Site Share | Outdoor Site Sharing-Etisalat Owned |  |  | 2G+3G+4G+5G | BTS3900/Ultra 2G | LTE-3CC | 2T2R | U2100 (F2) + U900 (F1+F2) | L800+L1800F1+L1800F2 | 2CC | 1023300 | 30 |  | 3 | N78 | 3 | 3 | [32 empty] | IIB | DXB-1537-CSG-ASR920-LD-1
DXB1538 | Site 8853 | DXB | DXB1538 | DXB1538 | DXBL1538 | DXBNR1538 | On Air | On Air | On Air | On Air | 2009 | Permanent | 25.269 | 55.4027 | Nokia/Huawei | Outdoor | Site Sharing | Site Share | Outdoor Site Sharing-Etisalat Owned |  |  | 2G+3G+4G+5G | BTS3900/Ultra 2G | LTE-4CC | 2T2R | U2100 (F2) + U900 (F1+F2) | L800+L1800F1+L1800F2+L2100 | 2CC | 1024400 | 30 |  | 3 | N78 | 3 | 3 | [32 empty] | IIB | DXB-1538-CSG-SAR-X-1
DXB1540 | Site 8854 | DXB | DXB1540 | DXB1540 | DXBL1540 | DXBNR1540 | On Air | On Air | On Air | On Air | 2012 | Permanent | 25.2912 | 55.3646 | Nokia/Huawei | Outdoor | Site Sharing | Site Share | Outdoor Site Sharing-Etisalat Owned |  |  | 2G+3G+4G+5G | BTS3900A/Flexi 2G | LTE-4CC | 2T2R | U2100 (F2) + U900 (F1+F2) | L800+L1800F1+L1800F2+L2100 | 2CC | 1023100 | 30 |  | 3 | N78 | 3 | 3 | [32 empty] | IIB | DXB-1540-CSG-ASR920-LD-1
DXB1541 | Site 8855 | DXB | DXB1541 | DXB1541 | DXBL1541 | DXBNR1541 | On Air | On Air | On Air | On Air | 2010 | Permanent | 25.2773 | 55.3725 | Nokia/Huawei | Outdoor | EITC Passive Infrastructure | Rooftop | RT-du Owned |  |  | 2G+3G+4G+5G | BTS3900/Flexi 2G | LTE-4CC | 2T2R | U2100 (F2) + U900 (F1+F2) | L800+L1800F1+L1800F2+L2100 | 2CC | 1023200 | 20 |  | 3 | N78 | 3 | 3 | [32 empty] | IIB | DXB-1541-CSG-IXR-E-1
DXB1545 | Site 8856 | DXB | DXB1545 | DXB1545 | DXBL1545 | DXBNR1545 | On Air | On Air | On Air | On Air | 2010 | Permanent | 25.2684 | 55.3146 | Nokia/Huawei | Outdoor | EITC Passive Infrastructure | Rooftop | RT-du Owned |  |  | 2G+3G+4G+5G | BTS3900/Flexi 2G | LTE-4CC | 4T4R | U2100 (F2) + U900 (F1+F2) | L800+L1800F1+L1800F2+L2100 | 1CC | 1011900 | 20 |  | 3 | N41 | 3 | 3 | [32 empty] | MW | 0
DXB1546 | Site 8857 | DXB | DXB1546 | DXB1546 | DXBL1546 | DXBNR1546 | On Air | On Air | On Air | On Air | 2010 | Permanent | 25.2762 | 55.422 | Nokia/Huawei | Outdoor | EITC Passive Infrastructure | Greenfield | Outdoor Green field-du Owned |  |  | 2G+3G+4G+5G | BTS3900/Ultra 2G | LTE-4CC | 2T2R | U2100 (F2) + U900 (F1+F2) | L800+L1800F1+L1800F2+L2100 | 2CC | 1026400 | 30 |  | 3 | N78 | 3 | 3 | [32 empty] | OSN/IIB | DXB-1546-CSG-IXR-E-1
DXB1549 | Site 8858 | DXB | DXB1549 | DXB1549 | DXBL1549 | DXBNR1549 | On Air | On Air | On Air | On Air | 2010 | Permanent | 25.2714 | 55.4382 | Nokia/Huawei | Outdoor | EITC Passive Infrastructure | Greenfield | Outdoor Green field-du Owned |  |  | 2G+3G+4G+5G | BTS3900/Flexi 2G | LTE-4CC | 2T2R | U2100 (F2) + U900 (F1+F2) | L800+L1800F1+L1800F2+L2100 | 2CC | 1026400 | 30 |  | 3 | N78 | 3 | 3 | [32 empty] | IIB | DXB-1549-CSG-SAR-X-1
DXB1551 | Site 8859 | DXB | DXB1551 | DXB1551 | DXBL1551 | DXBNR1551 | On Air | On Air | On Air | On Air | 2014 | Permanent | 25.0397 | 55.2065 | Nokia/Huawei | Outdoor | EITC Passive Infrastructure | Palm Tree | Outdoor Green field-du Owned |  |  | 2G+3G+4G+5G | BTS3900A/Flexi 2G | LTE-4CC | 2T2R | U2100 (F2) + U900 (F1+F2) | L800+L1800F1+L1800F2+L2100 | 2CC | 1068200 | 30 |  | 3 | N78 | 3 | 3 | [32 empty] | IIB | DXB-1551-CSG-SAR-X-1
DXB1557 | Site 8860 | DXB | DXB1557 | DXB1557 | DXBL1557 | DXBNR1557 | On Air | On Air | On Air | On Air | 2010 | Permanent | 25.084 | 55.3466 | Nokia/Huawei | Outdoor | EITC Passive Infrastructure | Greenfield | Outdoor Green field-du Owned |  |  | 2G+3G+4G+5G | BTS3900/Flexi 2G | LTE-3CC | 2T2R | U2100 (F2) + U900 (F1+F2) | L800+L1800F1+L1800F2 | 1CC | 1064800 | 30 |  | 3 | N41 | 3 | 3 | [32 empty] | IIB | DXB-1557-CSG-SAR-X-1
DXB1558 | Site 8861 | DXB | DXB1558 | DXB1558 | DXBL1558 | DXBNR1558 | On Air | On Air | On Air | On Air | 2010 | Permanent | 25.0943 | 55.3716 | Nokia/Huawei | Outdoor | EITC Passive Infrastructure | Greenfield | Outdoor Green field-du Owned |  |  | 2G+3G+4G+5G | BTS3900/Flexi 2G | LTE-4CC | 2T2R | U2100 (F2) + U900 (F1+F2) | L800+L1800F1+L1800F2+L2100 | 1CC | 1064800 | 30 |  | 3 | N41 | 4 | 3 | [32 empty] | IIB | DXB-1558-CSG-SAR-X-1
DXB1559 | Site 8862 | DXB | DXB1559 | DXB1559 | DXBL1559 | DXBNR1559 | On Air | On Air | On Air | On Air | 2009 | Permanent | 25.1957 | 55.2814 | Nokia/Huawei | Outdoor | EITC Passive Infrastructure | Rooftop | RT-du Owned |  |  | 2G+3G+4G+5G | BTS3900/MultiRadio 2G | LTE-4CC | 4T4R | U2100 (F2) | L800+L1800F1+L1800F2+L2100 | 2CC | 1034500 | 42 |  | 3 | N78 | 3 | 3 | [32 empty] | IIB | DXB-1559-CSG-IXR-E-1
DXB1560 | Site 8863 | DXB | DXB1560 | DXB1560 | DXBL1560 | DXBNR1560 | Locked | On Air | On Air | On Air | 2010 | Permanent | 25.2608 | 55.2961 | Huawei | Outdoor | EITC Passive Infrastructure | Microsite | RT-du Owned |  |  | 3G+4G+5G | BTS3900A | LTE | 2T2R | U2100 (F2) | L1800F1 | 2CC | 1031200 | 23 |  | 3 | N78 | 3 | 3 | [32 empty] | MW | 0
DXB1561 | Site 8864 | DXB | DXB1561 | DXB1561 | DXBL1561 | DXBNR1561 | On Air | On Air | On Air | On Air | 2011 | Permanent | 25.2609 | 55.3045 | Nokia/Huawei | Outdoor | EITC Passive Infrastructure | Rooftop | RT-du Owned |  |  | 2G+3G+4G+5G | BTS3900/Flexi 2G | LTE-3CC | 2T2R | U2100 (F2) + U900 (F1+F2) | L800+L1800F1+L1800F2 | 2CC | 1031300 | 22 |  | 3 | N78 | 3 | 3 | [32 empty] | IIB | DXB-1561-CSG-IXR-E-1
DXB1562 | Site 8865 | DXB | DXB1562 | DXB1562 | DXBL1562 | DXBNR1562 | On Air | On Air | On Air | On Air | 2009 | Permanent | 25.158 | 55.4111 | Nokia/Huawei | Outdoor | Site Sharing | Site Share | Outdoor Site Sharing-Etisalat Owned |  |  | 2G+3G+4G+5G | BTS3900/Ultra 2G | LTE-4CC | 4T4R | U2100 (F2) + U900 (F1+F2) | L800+L1800F1+L1800F2+L2100 | 2CC | 1062100 | 30 |  | 3 | N78 | 3 | 3 | [32 empty] | IIB | DXB-1562-CSG-IXR-E-1
DXB1563 | Site 8866 | DXB | DXB1563 | DXB1563 | DXBL1563 | DXBNR1563 | On Air | On Air | On Air | On Air | 2009 | Permanent | 25.1655 | 55.4123 | Nokia/Huawei | Outdoor | Site Sharing | Site Share | Outdoor Site Sharing-Etisalat Owned |  |  | 2G+3G+4G+5G | BTS3900/Ultra 2G | LTE-4CC | 4T4R | U2100 (F2) + U900 (F1+F2) | L800+L1800F1+L1800F2+L2100 | 2CC | 1062100 | 30 |  | 3 | N78 | 3 | 3 | [32 empty] | IIB | DXB-1563-CSG-IXR-E-1
DXB1564 | Site 8867 | DXB | DXB1564 | DXB1564 | DXBL1564 | DXBNR1564 | On Air | On Air | On Air | On Air | 2009 | Permanent | 25.1606 | 55.4194 | Nokia/Huawei | Outdoor | Site Sharing | Site Share | Outdoor Site Sharing-Etisalat Owned |  |  | 2G+3G+4G+5G | BTS3900/Ultra 2G | LTE-4CC | 2T2R | U2100 (F2) + U900 (F1+F2) | L800+L1800F1+L1800F2+L2100 | 2CC | 1062100 | 30 |  | 3 | N78 | 3 | 3 | [32 empty] | IIB | DXB-1564-CSG-IXR-E-1
DXB1565 | Site 8868 | DXB | DXB1565 | DXB1565 | DXBL1565 | DXBNR1565 | On Air | On Air | On Air | On Air | 2009 | Permanent | 25.173 | 55.4129 | Nokia/Huawei | Outdoor | Site Sharing | Site Share | Outdoor Site Sharing-Etisalat Owned |  |  | 2G+3G+4G+5G | BTS3900/Ultra 2G | LTE-4CC | 2T2R | U2100 (F2) + U900 (F1+F2) | L800+L1800F1+L1800F2+L2100 | 2CC | 1062100 | 30 |  | 3 | N78 | 3 | 3 | [32 empty] | IIB | DXB-1565-CSG-IXR-E-1
DXB1566 | Site 8869 | DXB | DXB1566 | DXB1566 | DXBL1566 | DXBNR1566 | On Air | On Air | On Air | On Air | 2009 | Permanent | 25.1675 | 55.3988 | Nokia/Huawei | Outdoor | Site Sharing | Site Share | Outdoor Site Sharing-Etisalat Owned |  |  | 2G+3G+4G+5G | BTS3900/Ultra 2G | LTE-4CC | 2T2R | U2100 (F2) + U900 (F1+F2) | L800+L1800F1+L1800F2+L2100 | 2CC | 1062100 | 25 |  | 3 | N78 | 3 | 3 | [32 empty] | IIB | DXB-1566-CSG-IXR-E-1
DXB1567 | Site 8870 | DXB | DXB1567 | DXB1567 | DXBL1567 | DXBNR1567 | On Air | On Air | On Air | On Air | 2012 | Permanent | 25.1684 | 55.4207 | Nokia/Huawei | Outdoor | Site Sharing | Site Share | Outdoor Site Sharing-Etisalat Owned |  |  | 2G+3G+4G+5G | BTS3900A/Flexi 2G | LTE-4CC | 2T2R | U2100 (F2) + U900 (F1+F2) | L800+L1800F1+L1800F2+L2100 | 2CC | 1062100 | 30 |  | 3 | N78 | 3 | 3 | [32 empty] | IIB | DXB-1567-CSG-IXR-E-1
DXB1568 | Site 8871 | DXB | DXB1568 | DXB1568 | DXBL1568 | DXBNR1568 | On Air | On Air | On Air | On Air | 2011 | Permanent | 25.1945 | 55.2877 | Nokia/Huawei | Outdoor | EITC Passive Infrastructure | Greenfield | Outdoor Green field-du Owned |  |  | 2G+3G+4G+5G | BTS3900/Ultra 2G | LTE-4CC | 4T4R | U2100 (F2) + U900 (F1+F2) | L700+L800+L1800F1+L1800F2+L2100 | 3CC | 1034500 | 30 |  | 3 | N41+N78 | 3 | 3 | [32 empty] | IIB | DXB-1568-CSG-IXR-E-1
DXB1570 | Site 8872 | DXB | DXB1570 | DXB1570 | DXBL1570 | DXBNR1570 | On Air | On Air | On Air | On Air | 2011 | Permanent | 24.9973 | 55.4727 | Nokia/Huawei | Outdoor | EITC Passive Infrastructure | Greenfield | Outdoor Green field-du Owned |  |  | 2G+3G+4G+5G | BTS3900/Flexi 2G | LTE-4CC | 2T2R | U2100 (F2) + U900 (F1+F2) | L800+L1800F1+L1800F2+L2100 | 2CC | 1083500 | 30 |  | 3 | N78 | 4 | 3 | [32 empty] | IIB | DXB-1570-CSG-ASR920-LD-1
DXB1573 | Site 8873 | DXB | DXB1573 | DXB1573 | DXBL1573 | DXBNR1573 | On Air | On Air | On Air | On Air | 2013 | Permanent | 25.1879 | 55.276 | Nokia/Huawei | Outdoor | EITC Passive Infrastructure | Rooftop | RT-du Owned |  |  | 2G+3G+4G+5G | BTS3900A/Flexi 2G | LTE-3CC | 4T4R | U2100 (F2) | L800+L1800F1+L1800F2 | 2CC | 1034500 | 27 |  | 3 | N78 | 7 | 3 | [32 empty] | IIB | DXB-1573-CSG-SAR-X-1
DXB1574 | Site 8874 | DXB | DXB1574 | DXB1574 | DXBL1574 | DXBNR1574 | On Air | On Air | On Air | On Air | 2013 | Permanent | 25.1946 | 55.2681 | Nokia/Huawei | Outdoor | EITC Passive Infrastructure | Rooftop | RT-du Owned |  |  | 2G+3G+4G+5G | BTS3900/Flexi 2G | LTE-4CC | 4T4R | U2100 (F2) + U900 (F1+F2) | L800+L1800F1+L1800F2+L2100 | 2CC | 1034500 | 37 |  | 3 | N78 | 3 | 3 | [32 empty] | IIB | DXB-1574-CSG-SAR-X-1
DXB1575 | Site 8875 | DXB | DXB1575 | DXB1575 | DXBL1575 | DXBNR1575 | On Air | On Air | On Air | On Air | 2009 | Permanent | 25.1992 | 55.277 | Nokia/Huawei | Outdoor | EITC Passive Infrastructure | Rooftop | RT-du Owned |  |  | 2G+3G+4G+5G | BTS3900/Flexi 2G | LTE-4CC | 4T4R | U2100 (F2) | L800+L1800F1+L1800F2+L2100 | 2CC | 1034500 | 41 |  | 3 | N78 | 3 | 3 | [32 empty] | IIB | DXB-1575-CSG-IXR-E-1
DXB1576 | Site 8876 | DXB | DXB1576 | DXB1576 | DXBL1576 | DXBNR1576 | On Air | On Air | On Air | On Air | 2012 | Permanent | 25.2619 | 55.3728 | Nokia/Huawei | Outdoor | EITC Passive Infrastructure | Rooftop | RT-du Owned |  |  | 2G+3G+4G+5G | BTS3900/Flexi 2G | LTE-3CC | 2T2R | U2100 (F2) + U900 (F1+F2) | L800+L1800F1+L1800F2 | 2CC | 1022100 | 30 |  | 3 | N78 | 3 | 3 | [32 empty] | IIB | DXB-1576-CSG-SAR-X-1
DXB1577 | Site 8877 | DXB | DXB1577 | DXB1577 | DXBL1577 | DXBNR1577 | Locked | On Air | On Air | On Air | 2010 | Permanent | 25.0078 | 55.156 | Huawei | Outdoor | EITC Passive Infrastructure | Rooftop | RT-du Owned |  |  | 3G+4G+5G | BTS3900 | LTE-3CC | 2T2R | U2100 (F2) + U900 (F1+F2) | L700+L800+L1800F1+L1800F2 | 2CC | 1059802 | 22 |  | 3 | N78 | 3 | 3 | [32 empty] | MW | 0
DXB1579 | Site 8878 | DXB | DXB1579 | DXB1579 | DXBL1579 | DXBNR1579 | On Air | On Air | On Air | On Air | 2011 | Permanent | 24.9745 | 55.1019 | Nokia/Huawei | Outdoor | Site Sharing | Site Share | Outdoor Site Sharing-Etisalat Owned |  |  | 2G+3G+4G+5G | BTS3900/Flexi 2G | LTE-3CC | 2T2R | U2100 (F2) + U900 (F1+F2) | L800+L1800F1+L1800F2 | 2CC | 1051800 | 25 |  | 3 | N78 | 3 | 3 | [32 empty] | IIB | DXB-1579-CSG-ASR920-LD-1
DXB1580 | Site 8879 | DXB | DXB1580 | DXB1580 | DXBL1580 | DXBNR1580 | On Air | On Air | On Air | On Air | 2009 | Permanent | 24.9908 | 55.1042 | Nokia/Huawei | Outdoor | Site Sharing | Site Share | Outdoor Site Sharing-Etisalat Owned |  |  | 2G+3G+4G+5G | BTS3900/Flexi 2G | LTE-4CC | 2T2R | U2100 (F2) + U900 (F1+F2) | L800+L1800F1+L1800F2+L2100 | 2CC | 1059900 | 30 |  | 3 | N78 | 3 | 3 | [32 empty] | IIB | DXB-1580-CSG-SAR-X-1
DXB1581 | Site 8880 | DXB | DXB2581 | DXB2581 | DXBL1581 | DXBNR1581 | On Air | On Air | On Air | On Air | 2009 | Permanent | 24.9658 | 55.0879 | Nokia/Huawei | Outdoor | Site Sharing | Site Share | Outdoor Site Sharing-Etisalat Owned |  |  | 2G+3G+4G+5G | BTS3900/Flexi 2G | LTE-CA | 2T2R | U2100 (F2) + U900 (F1+F2) | L800+L1800F1 | 1CC | 1051800 | 20 |  | 3 | N41 | 3 | 3 | [32 empty] | IIB | DXB-2581-CSG-SAR-X-1
DXB1582 | Site 8881 | DXB | DXB1582 | DXB1582 | DXBL1582 | DXBNR1582 | On Air | On Air | On Air | On Air | 2009 | Permanent | 25.0032 | 55.1059 | Nokia/Huawei | Outdoor | Site Sharing | Site Share | Outdoor Site Sharing-Etisalat Owned |  |  | 2G+3G+4G+5G | BTS3900/Flexi 2G | LTE-4CC | 4T4R | U2100 (F2) + U900 (F1+F2) | L800+L1800F1+L1800F2+L2100 | 2CC | 1059900 | 30 |  | 3 | N78 | 3 | 3 | [32 empty] | IIB | DXB-1582-CSG-IXR-E-1
DXB1583 | Site 8882 | DXB | DXB1583 | DXB1583 | DXBL1583 | DXBNR1583 | Locked | On Air | On Air | On Air | 2010 | Permanent | 25.0007 | 55.1233 | Huawei | Outdoor | EITC Passive Infrastructure | Greenfield | Outdoor Green field-du Owned |  |  | 3G+4G+5G | BTS3900 | LTE-4CC | 4T4R | U2100 (F2) + U900 (F1+F2) | L800+L1800F1+L1800F2+L2100 | 2CC | 1059900 | 30 |  | 3 | N78 | 4 | 3 | [32 empty] | IIB | DXB-1583-SCSG-IXR-R6-1
DXB1584 | Site 8883 | DXB | DXB1584 | DXB1584 | DXBL1584 | DXBNR1584 | On Air | On Air | On Air | On Air | 2010 | Permanent | 24.9852 | 55.0497 | Nokia/Huawei | Outdoor | Site Sharing | Site Share | Outdoor Site Sharing-Etisalat Owned |  |  | 2G+3G+4G+5G | BTS3900/Flexi 2G | LTE-3CC | 2T2R | U2100 (F2) + U900 (F1+F2) | L800+L1800F1+L1800F2 | 1CC | 1059400 | 30 |  | 3 | N41 | 3 | 3 | [32 empty] | MW | 0
DXB1585 | Site 8884 | DXB | DXB1585 | DXB1585 | DXBL1585 | DXBNR1585 | On Air | On Air | On Air | On Air | 2011 | Permanent | 25.2034 | 55.2823 | Nokia/Huawei | Outdoor | EITC Passive Infrastructure | Greenfield | Outdoor Green field-du Owned |  |  | 2G+3G+4G+5G | BTS3900/Flexi 2G | LTE-4CC | 2T2R | U2100 (F2) + U900 (F1+F2) | L800+L1800F1+L1800F2+L2100 | 2CC | 1033700 | 30 |  | 3 | N78 | 3 | 3 | [32 empty] | IIB | DXB-1585-CSG-SAR-X-1
DXB1586 | Site 8885 | DXB | DXB1586 | DXB1586 | DXBL1586 |  | On Air | On Air | On Air |  | 2010 | Permanent | 25.0721 | 55.1306 | Nokia/Huawei | Outdoor | EITC Passive Infrastructure | Rooftop | RT-du Owned |  |  | 2G+3G+4G | BTS3900/Flexi 2G | LTE-3CC | 2T2R | U2100 (F2) | L800+L1800F1+L1800F2 | - | 1039200 | 22 |  |  | N78 | 6 | 3 | [32 empty] | IIB | DXB-1586-CSG-SAR-X-1
DXB1587 | Site 8886 | DXB | DXB1587 | DXB1587 | DXBL1587 | DXBNR1587 | On Air | On Air | On Air | On Air | 2009 | Permanent | 25.0682 | 55.131 | Nokia/Huawei | Outdoor | EITC Passive Infrastructure | Rooftop | RT-du Owned |  |  | 2G+3G+4G+5G | BTS3900/Ultra 2G | LTE-4CC | 2T2R | U2100 (F2) + U900 (F1+F2) | L800+L1800F1+L1800F2+L2100 | 2CC | 1039200 | 29 |  | 3 | N78 | 3 | 3 | [32 empty] | IIB | DXB-1587-CSG-IXR-E-1
DXB1588 | Site 8887 | DXB | DXB1588 | DXB1588 | DXBL1588 | DXBNR1588 | On Air | On Air | On Air | On Air | 2010 | Permanent | 25.0966 | 55.1797 | Nokia/Huawei | Outdoor | EITC Passive Infrastructure | Rooftop | RT-du Owned |  |  | 2G+3G+4G+5G | BTS3900/Flexi 2G | LTE-4CC | 4T4R | U2100 (F2) + U900 (F1+F2) | L800+L1800F1+L1800F2+L2100 | 2CC | 1038300 | 47 |  | 3 | N78 | 3 | 3 | [32 empty] | IIB | DXB-1588-CSG-SAR-X-1
DXB1589 | Site 8888 | DXB | DXB1589 | DXB1589 | DXBL1589 | DXBNR1589 | On Air | On Air | On Air | On Air | 2010 | Permanent | 25.1315 | 55.3811 | Nokia/Huawei | Outdoor | Site Sharing | Site Share | Outdoor Site Sharing-Etisalat Owned |  |  | 2G+3G+4G+5G | BTS3900/Flexi 2G | LTE-4CC | 2T2R | U2100 (F2) + U900 (F1+F2) | L800+L1800F1+L1800F2+L2100 | 1CC | 1062600 | 25 |  | 3 | N41 | 3 | 3 | [32 empty] | IIB | DXB-1589-CSG-ASR920-LD-1
DXB1590 | Site 8889 | DXB | DXB1590 | DXB1590 | DXBL1590 | DXBNR1590 | On Air | On Air | On Air | On Air | 2009 | Permanent | 25.2574 | 55.3807 | Nokia/Huawei | Outdoor | EITC Passive Infrastructure | Rooftop | RT-du Owned |  |  | 2G+3G+4G+5G | BTS3900/Flexi 2G | LTE-CA | 2T2R | U2100 (F2) + U900 (F1+F2) | L1800F1+L1800F2 | 2CC | 1022100 | 23 |  | 3 | N78 | 6 | 3 | [32 empty] | IIB | DXB-1590-CSG-IXR-E-1
DXB1591 | Site 8890 | DXB | DXB1591 | DXB1591 | DXBL1591 | DXBNR1591 | On Air | On Air | On Air | On Air | 2011 | Permanent | 25.2903 | 55.3717 | Nokia/Huawei | Outdoor | EITC Passive Infrastructure | Rooftop | RT-du Owned |  |  | 2G+3G+4G+5G | BTS3900/Flexi 2G | LTE-3CC | 2T2R | U2100 (F2) + U900 (F1+F2) | L800+L1800F1+L1800F2 | 1CC | 1024100 | 21 |  | 3 | N41 | 3 | 3 | [32 empty] | IIB | DXB-1591-CSG-IXR-E-1
DXB1592 | Site 8891 | DXB | DXB1592 | DXB1592 | DXBL1592 | DXBNR1592 | On Air | On Air | On Air | On Air | 2010 | Permanent | 25.2891 | 55.3739 | Nokia/Huawei | Outdoor | Site Sharing | Site Share | Outdoor Site Sharing-Etisalat Owned |  |  | 2G+3G+4G+5G | BTS3900/Flexi 2G | LTE | 2T2R | U2100 (F2) + U900 (F1+F2) | L1800F1 | 1CC | 1024100 | 25 |  | 3 | N41 | 3 | 3 | [32 empty] | IIB | DXB-1592-CSG-SAR-X-1
DXB1593 | Site 8892 | DXB | DXB1593 | DXB1593 | DXBL1593 | DXBNR1593 | On Air | On Air | On Air | On Air | 2010 | Permanent | 25.2838 | 55.3886 | Nokia/Huawei | Outdoor | EITC Passive Infrastructure | Rooftop | RT-du Owned |  |  | 2G+3G+4G+5G | BTS3900/Flexi 2G | LTE-4CC | 4T4R | U2100 (F2) + U900 (F1+F2) | L800+L1800F1+L1800F2+L2100 | 2CC | 1024200 | 25 |  | 3 | N78 | 3 | 3 | [32 empty] | IIB | DXB-1593-CSG-IXR-E-1
DXB1594 | Site 8893 | DXB | DXB1594 | DXB1594 | DXBL1594 | DXBNR1594 | On Air | On Air | On Air | On Air | 2010 | Permanent | 25.2777 | 55.3514 | Nokia/Huawei | Outdoor | EITC Passive Infrastructure | Rooftop | RT-du Owned |  |  | 2G+3G+4G+5G | BTS3900/Flexi 2G | LTE-3CC | 2T2R | U2100 (F2) + U900 (F1+F2) | L800+L1800F1+L1800F2 | 2CC | 1013300 | 25 |  | 3 | N78 | 3 | 3 | [32 empty] | IIB | DXB-1594-CSG-ASR920-LD-1
DXB1597 | Site 8894 | DXB | DXB1597 | DXB1597 | DXBL1597 | DXBNR1597 | On Air | On Air | On Air | On Air | 2010 | Permanent | 25.2005 | 55.2669 | Nokia/Huawei | Outdoor | EITC Passive Infrastructure | Rooftop | RT-du Owned |  |  | 2G+3G+4G+5G | BTS3900/Flexi 2G | LTE-4CC | 4T4R | U2100 (F2) + U900 (F1+F2) | L800+L1800F1+L1800F2+L2100 | 3CC | 1034300 | 20 |  | 3 | N41+N78 | 3 | 3 | [32 empty] | IIB | DXB-1597-CSG-IXR-E-1
DXB1598 | Site 8895 | DXB | DXB1598 | DXB1598 | DXBL1598 | DXBNR1598 | On Air | On Air | On Air | On Air | 2011 | Permanent | 25.2482 | 55.3916 | Nokia/Huawei | Outdoor | EITC Passive Infrastructure | Greenfield | Outdoor Green field-du Owned |  |  | 2G+3G+4G+5G | BTS3900/Flexi 2G | LTE-4CC | 2T2R | U2100 (F2) + U900 (F1+F2) | L800+L1800F1+L1800F2+L2100 | 2CC | 1022800 | 20 |  | 3 | N78 | 3 | 3 | [32 empty] | IIB | DXB-1598-CSG-SAR-X-1
DXB1600 | Site 8896 | DXB | DXB1600 | DXB1600 | DXBL1600 | DXBNR1600 | On Air | On Air | On Air | On Air | 2009 | Permanent | 25.0306 | 55.284 | Nokia/Huawei | Outdoor | EITC Passive Infrastructure | Greenfield | Outdoor Green field-du Owned |  |  | 2G+3G+4G+5G | BTS3900/Flexi 2G | LTE-4CC | 4T4R | U2100 (F2) + U900 (F1+F2) | L800+L1800F1+L1800F2+L2100 | 2CC | 1066500 | 30 |  | 3 | N78 | 4 | 3 | [32 empty] | OSN/IIB | DXB-1600-CSG-IXR-E-1
DXB1601 | Site 8897 | DXB | DXB1601 | DXB1601 | DXBL1601 | DXBNR1601 | On Air | On Air | On Air | On Air | 2009 | Permanent | 25.1319 | 55.4198 | Nokia/Huawei | Outdoor | EITC Passive Infrastructure | Rooftop | RT-du Owned |  |  | 2G+3G+4G+5G | BTS3900A/Flexi 2G | LTE-4CC | 4T4R | U2100 (F2) + U900 (F1+F2) | L800+L1800F1+L1800F2+L2100 | 1CC | 1081200 | 24 |  | 3 | N41 | 3 | 3 | [32 empty] | IIB | DXB-1601-CSG-IXR-E-1
DXB1602 | Site 8898 | DXB | DXB1602 | DXB1602 | DXBL1602 | DXBNR1602 | Locked | On Air | On Air | On Air | 2011 | Permanent | 25.0768 | 55.1767 | Huawei | Outdoor | EITC Passive Infrastructure | RDU | Outdoor Green field-du Owned |  |  | 3G+4G+5G | BTS3900 | LTE-4CC | 2T2R | U2100 (F2) + U900 (F1+F2) | L800+L1800F1+L1800F2+L2100 | 2CC | 1039400 | 30 |  | 3 | N78 | 3 | 3 | [32 empty] | IIB | DXB-1602-CSG-SAR-X-1
DXB1603 | Site 8899 | DXB | DXB1603 | DXB1603 | DXBL1603 | DXBNR1603 | On Air | On Air | On Air | On Air | 2011 | Permanent | 25.1376 | 55.2553 | Nokia/Huawei | Outdoor | EITC Passive Infrastructure | Rooftop | RT-du Owned |  |  | 2G+3G+4G+5G | BTS3900/Ultra 2G | LTE-4CC | 2T2R | U2100 (F2) + U900 (F1+F2) | L800+L1800F1+L1800F2+L2100 | 2CC | 1036500 | 36 |  | 3 | N78 | 3 | 3 | [32 empty] | IIB | DXB-1603-CSG-SAR-X-1
DXB1604 | Site 8900 | DXB | DXB1604 | DXB1604 | DXBL1604 | DXBNR1604 | Locked | On Air | On Air | On Air | 2009 | Permanent | 25.1518 | 55.2419 | Huawei | Outdoor | EITC Passive Infrastructure | Rooftop | RT-du Owned |  |  | 3G+4G+5G | BTS3900 | LTE-4CC | 2T2R | U2100 (F2) + U900 (F1+F2) | L800+L1800F1+L1800F2+L2100 | 2CC | 1035800 | 20 |  | 3 | N78 | 3 | 3 | [32 empty] | IIB | DXB-1604-CSG-IXR-E-1
DXB1605 | Site 8901 | DXB | DXB1605 | DXB1605 | DXBL1605 |  | Locked | On Air | On Air |  | 2010 | Permanent | 25.1817 | 55.2819 | Huawei | Outdoor | EITC Passive Infrastructure | Greenfield | Outdoor Green field-du Owned |  |  | 3G+4G | BTS3900 | LTE-3CC | 4T4R | U2100 (F2) + U900 (F1+F2) | L800+L1800F1+L1800F2 | - | 1034500 | 30 |  |  | - | 4 | - | [32 empty] | IIB | DXB-1605-CSG-SAR-X-1
DXB1609 | Site 8902 | DXB | DXB1609 | DXB1609 | DXBL1609 | DXBNR1609 | On Air | On Air | On Air | On Air | 2012 | Permanent | 25.1913 | 55.2777 | Nokia/Huawei | Outdoor | EITC Passive Infrastructure | Rooftop | RT-du Owned |  |  | 2G+3G+4G+5G | BTS3900A/Flexi 2G | LTE-4CC | 4T4R | U2100 (F2) + U900 (F1+F2) | L800+L1800F1+L1800F2+L2100 | 2CC | 1034500 | 37 |  | 3 | N78 | 6 | 3 | [32 empty] | IIB | DXB-1609-CSG-SAR-X-1
DXB1611 | Site 8903 | DXB | DXB1611 | DXB1611 | DXBL1611 | DXBNR1611 | On Air | On Air | On Air | On Air | 2010 | Permanent | 25.2409 | 55.3419 | Nokia/Huawei | Outdoor | EITC Passive Infrastructure | Rooftop | RT-du Owned |  |  | 2G+3G+4G+5G | BTS3900A/Flexi 2G | LTE-4CC | 2T2R | U2100 (F2) + U900 (F1+F2) | L800+L1800F1+L1800F2+L2100 | 2CC | 1021400 | 38 |  | 3 | N78 | 3 | 3 | [32 empty] | IIB | Passive on DXB-0870-CSG-IXR-E-1
DXB1612 | Site 8904 | DXB | DXB1612 | DXB1612 | DXBL1612 | DXBNR1612 | Locked | On Air | On Air | On Air | 2011 | Permanent | 25.1229 | 55.3911 | Huawei | Outdoor | Site Sharing | Site Share | Outdoor Site Sharing-Etisalat Owned |  |  | 3G+4G+5G | BTS3900 | LTE-CA | 2T2R | U2100 (F2) + U900 (F1+F2) | L1800F1+L1800F2 | 1CC | 1062600 | 30 |  | 3 | N41 | 3 | 3 | [32 empty] | MW | 0
DXB1613 | Site 8905 | DXB | DXB1613 | DXB1613 | DXBL1613 | DXBNR1613 | Locked | On Air | On Air | On Air | 2010 | Permanent | 25.2273 | 55.3536 | Huawei | Outdoor | EITC Passive Infrastructure | Greenfield | Outdoor Green field-du Owned |  |  | 3G+4G+5G | BTS3900 | LTE-4CC | 4T4R | U2100 (F2) + U900 (F1+F2) | L800+L1800F1+L1800F2+L2100 | 2CC | 1041200 | 30 |  | 3 | N78 | 3 | 3 | [32 empty] | IIB | DXB-1613-CSG-IXR-E-1
DXB1618 | Site 8906 | DXB | DXB1618 | DXB1618 | DXBL1618 | DXBNR1618 | Locked | On Air | On Air | On Air | 2011 | Permanent | 24.9603 | 55.072 | Huawei | Outdoor | Site Sharing | Site Share | Outdoor Site Sharing-Etisalat Owned |  |  | 3G+4G+5G | BTS3900 | LTE-3CC | 2T2R | U2100 (F2) + U900 (F1+F2) | L800+L1800F1+L1800F2 | 1CC | 1059400 | 25 |  | 3 | N41 | 3 | 3 | [32 empty] | MW | 0
DXB1619 | Site 8907 | DXB | DXB1619 | DXB1619 | DXBL1619 | DXBNR1619 | Locked | On Air | On Air | On Air | 2011 | Permanent | 25.2095 | 55.317 | Huawei | Outdoor | EITC Passive Infrastructure | Greenfield | Outdoor Green field-du Owned |  |  | 3G+4G+5G | BTS3900 | LTE-4CC | 4T4R | U2100 (F2) + U900 (F1+F2) | L800+L1800F1+L1800F2+L2100 | 2CC | 1032600 | 30 |  | 3 | N78 | 3 | 3 | [32 empty] | IIB | DXB-1619-CSG-SAR-X-1
DXB1622 | Site 8908 | DXB | DXB1622 | DXB1622 | DXBL1622 | DXBNR1622 | On Air | On Air | On Air | On Air | 2012 | Permanent | 25.2623 | 55.2653 | Nokia/Huawei | Outdoor | EITC Passive Infrastructure | Rooftop | RT-du Owned |  |  | 2G+3G+4G+5G | BTS3900A/Flexi 2G | LTE-4CC | 2T2R | U2100 (F2) + U900 (F1+F2) | L800+L1800F1+L1800F2+L2100 | 2CC | 1032100 | 52 |  | 3 | N78 | 3 | 3 | [32 empty] | IIB | DXB-1622-CSG-SAR-X-1
DXB1623 | Site 8909 | DXB | DXB1623 | DXB1623 | DXBL1623 | DXBNR1623 | On Air | On Air | On Air | On Air | 2010 | Permanent | 25.0471 | 55.2383 | Nokia/Huawei | Outdoor | EITC Passive Infrastructure | Rooftop | RT-du Owned |  |  | 2G+3G+4G+5G | BTS3900/Flexi 2G | LTE-4CC | 4T4R | U2100 (F2) + U900 (F1+F2) | L800+L1800F1+L1800F2+L2100 | 2CC | 1067400 | 25 |  | 3 | N78 | 3 | 3 | [32 empty] | IIB | DXB-1623-CSG-SAR-X-1
DXB1624 | Site 8910 | DXB | DXB1624 | DXB1624 | DXBL1624 | DXBNR1624 | On Air | On Air | On Air | On Air | 2011 | Permanent | 25.0527 | 55.2306 | Nokia/Huawei | Outdoor | Site Sharing | Site Share | Outdoor Site Sharing-Etisalat Owned |  |  | 2G+3G+4G+5G | BTS3900/Flexi 2G | LTE-4CC | 2T2R | U2100 (F2) + U900 (F1+F2) | L800+L1800F1+L1800F2+L2100 | 2CC | 1067400 | 30 |  | 3 | N78 | 3 | 3 | [32 empty] | IIB | DXB-1624-CSG-SAR-X-1
DXB1626 | Site 8911 | DXB | DXB1626 | DXB1626 | DXBL1626 | DXBNR1626 | On Air | On Air | On Air | On Air | 2009 | Permanent | 25.1234 | 55.4262 | Nokia/Huawei | Outdoor | EITC Passive Infrastructure | Rooftop | RT-du Owned |  |  | 2G+3G+4G+5G | BTS3900/Flexi 2G | LTE-3CC | 2T2R | U2100 (F2) + U900 (F1+F2) | L800+L1800F1+L1800F2 | 1CC | 1081200 | 25 |  | 3 | N41 | 3 | 3 | [32 empty] | IIB | DXB-1626-CSG-IXR-E-1
DXB1634 | Site 8912 | DXB | DXB1634 | DXB1634 | DXBL1634 | DXBNR1634 | On Air | On Air | On Air | On Air | 2009 | Permanent | 25.0287 | 55.1931 | Nokia/Huawei | Outdoor | EITC Passive Infrastructure | Greenfield | Outdoor Green field-du Owned |  |  | 2G+3G+4G+5G | BTS3900/Flexi 2G | LTE-3CC | 2T2R | U2100 (F2) + U900 (F1+F2) | L800+L1800F1+L1800F2 | 2CC | 1068500 | 30 |  | 3 | N78 | 3 | 3 | [32 empty] | IIB | DXB-1634-CSG-SAR-X-1
DXB1635 | Site 8913 | DXB | DXB1635 | DXB1635 | DXBL1635 | DXBNR1635 | Locked | On Air | On Air | On Air | 2010 | Permanent | 25.0237 | 55.1865 | Huawei | Outdoor | EITC Passive Infrastructure | Greenfield | Outdoor Green field-du Owned |  |  | 3G+4G+5G | BTS3900 | LTE | 2T2R | U2100 (F2) | L800 | 2CC | 1068500 | 30 |  | 3 | N78 | 6 | 3 | [32 empty] | IIB | DXB-1635-PREAGG-SR7-1
DXB1636 | Site 8914 | DXB | DXB1636 | DXB1636 | DXBL1636 | DXBNR1636 | On Air | On Air | On Air | On Air | 2010 | Permanent | 25.096 | 55.1709 | Nokia/Huawei | Outdoor | EITC Passive Infrastructure | Rooftop | RT-du Owned |  |  | 2G+3G+4G+5G | BTS3900/Ultra 2G | LTE-3CC | 2T2R | U2100 (F2) + U900 (F1+F2) | L800+L1800F1+L1800F2 | 2CC | 1038800 | 28 |  | 3 | N78 | 3 | 3 | [32 empty] | IIB | DXB-1636-CSG-SAR-X-1
DXB1637 | Site 8915 | DXB | DXB1637 | DXB1637 | DXBL1637 | DXBNR1637 | On Air | On Air | On Air | On Air | 2009 | Permanent | 25.0091 | 55.2976 | Nokia/Huawei | Outdoor | Site Sharing | Site Share | Outdoor Site Sharing-Etisalat Owned |  |  | 2G+3G+4G+5G | BTS3900/Flexi 2G | LTE-CA | 2T2R | U2100 (F2) + U900 (F1+F2) | L800+L1800F1 | 1CC | 1092100 | 35 |  | 3 | N41 | 3 | 3 | [32 empty] | IIB | DXB-1637-CSG-SAR-X-1
DXB1638 | Site 8916 | DXB | DXB1638 | DXB1638 | DXBL1638 | DXBNR1638 | On Air | On Air | On Air | On Air | 2011 | Permanent | 24.9739 | 55.073 | Nokia/Huawei | Outdoor | Site Sharing | Site Share | Outdoor Site Sharing-Etisalat Owned |  |  | 2G+3G+4G+5G | BTS3900/Flexi 2G | LTE | 2T2R | U2100 (F2) + U900 (F1+F2) | L800 | 1CC | 1059400 | 35 |  | 3 | N41 | 3 | 3 | [32 empty] | MW | 0
DXB1639 | Site 8917 | DXB | DXB1639 | DXB1639 | DXBL1639 | DXBNR1639 | On Air | On Air | On Air | On Air | 2010 | Permanent | 25.2107 | 55.2766 | Nokia/Huawei | Outdoor | EITC Passive Infrastructure | Microsite | RT-du Owned |  |  | 2G+3G+4G+5G | BTS3900A/Flexi 2G | LTE-4CC | 4T4R | U2100 (F2) + U900 (F1+F2) | L800+L1800F1+L1800F2+L2100 | 2CC | 1033600 | 33 |  | 3 | N78 | 3 | 3 | [32 empty] | IIB | DXB-1639-CSG-SAR-X-1
DXB1640 | Site 8918 | DXB | DXB1640 | DXB1640 | DXBL1640 | DXBNR1640 | On Air | On Air | On Air | On Air | 2011 | Permanent | 25.0107 | 55.089 | Nokia/Huawei | Outdoor | Site Sharing | Site Share | Outdoor Site Sharing-Etisalat Owned |  |  | 2G+3G+4G+5G | BTS3900/Flexi 2G | LTE-3CC | 2T2R | U2100 (F2) + U900 (F1+F2) | L800+L1800F1+L1800F2 | 2CC | 1059400 | 30 |  | 3 | N78 | 4 | 3 | [32 empty] | MW | 0
DXB1641 | Site 8919 | DXB | DXB1641 | DXB1641 | DXBL1641 | DXBNR1641 | On Air | On Air | On Air | On Air | 2010 | Permanent | 25.1257 | 55.4037 | Nokia/Huawei | Outdoor | EITC Passive Infrastructure | Rooftop | RT-du Owned |  |  | 2G+3G+4G+5G | BTS3900/Ultra 2G | LTE-3CC | 2T2R | U2100 (F2) + U900 (F1+F2) | L800+L1800F1+L1800F2 | 1CC | 1062600 | 43 |  | 3 | N41 | 3 | 3 | [32 empty] | IIB | DXB-1641-CSG-IXR-E-1
DXB1642 | Site 8920 | DXB | DXB1642 | DXB1642 | DXBL1642 | DXBNR1642 | On Air | On Air | On Air | On Air | 2009 | Permanent | 25.072 | 55.5659 | Nokia/Huawei | Outdoor | Site Sharing | Site Share | Outdoor Site Sharing-Etisalat Owned |  |  | 2G+3G+4G+5G | BTS3900/Flexi 2G | LTE-4CC | 2T2R | U2100 (F2) + U900 (F1+F2) | L800+L1800F1+L1800F2+L2100 | 2CC | 1073100 | 50 |  | 3 | N78 | 3 | - | [32 empty] | IIB | DXB-1642-CSG-IXR-E-1
DXB1647 | Site 8921 | DXB | DXB1647 | DXB1647 | DXBL1647 | DXBNR1647 | On Air | On Air | On Air | On Air | 2012 | Permanent | 25.2063 | 55.4238 | Nokia/Huawei | Outdoor | Site Sharing | Site Share | Outdoor Site Sharing-Etisalat Owned |  |  | 2G+3G+4G+5G | BTS3900/Flexi 2G | LTE-3CC | 2T2R | U2100 (F2) + U900 (F1+F2) | L800+L1800F1+L1800F2 | 2CC | 1042300 | 25 |  | 3 | N78 | 3 | 3 | [32 empty] | IIB | DXB-1647-CSG-SAR-X-1
DXB1648 | Site 8922 | DXB | DXB1648 | DXB1648 | DXBL1648 | DXBNR1648 | Locked | On Air | On Air | On Air | 2010 | Permanent | 25.2189 | 55.3697 | Huawei | Outdoor | EITC Passive Infrastructure | Rooftop | RT-du Owned |  |  | 3G+4G+5G | BTS3900 | LTE-4CC | 2T2R | U2100 (F2) + U900 (F1+F2) | L800+L1800F1+L1800F2+L2100 | 2CC | 1041200 | 23 |  | 3 | N78 | 3 | 3 | [32 empty] | IIB | DXB-1648-CSG-IXR-E-1
DXB1651 | Site 8923 | DXB | DXB1651 | DXB1651 | DXBL1651 | DXBNR1651 | On Air | On Air | On Air | On Air | 2009 | Permanent | 25.1239 | 55.397 | Nokia/Huawei | Outdoor | Site Sharing | Site Share | Outdoor Site Sharing-Etisalat Owned |  |  | 2G+3G+4G+5G | BTS3900/Flexi 2G | LTE-CA | 2T2R | U2100 (F2) + U900 (F1+F2) | L800+L1800F1 | 1CC | 1062600 | 25 |  | 3 | N41 | 3 | 3 | [32 empty] | IIB | DXB-1651-CSG-ASR920-LD-1
DXB1652 | Site 8924 | DXB | DXB1652 | DXB1652 | DXBL1652 | DXBNR1652 | On Air | On Air | On Air | On Air | 2010 | Permanent | 25.1155 | 55.38 | Nokia/Huawei | Outdoor | Site Sharing | Site Share | Outdoor Site Sharing-Etisalat Owned |  |  | 2G+3G+4G+5G | BTS3900/Flexi 2G | LTE-4CC | 2T2R | U2100 (F2) + U900 (F1+F2) | L800+L1800F1+L1800F2+L2100 | 1CC | 1062600 | 30 |  | 3 | N41 | 3 | 3 | [32 empty] | IIB | DXB-1652-CSG-IXR-E-1
DXB1653 | Site 8925 | DXB | DXB1653 | DXB1653 | DXBL1653 | DXBNR1653 | On Air | On Air | On Air | On Air | 2010 | Permanent | 25.0843 | 55.3546 | Nokia/Huawei | Outdoor | EITC Passive Infrastructure | Greenfield | Outdoor Green field-du Owned |  |  | 2G+3G+4G+5G | BTS3900/Flexi 2G | LTE-3CC | 2T2R | U2100 (F2) + U900 (F1+F2) | L800+L1800F1+L1800F2 | 1CC | 1064800 | 30 |  | 3 | N41 | 3 | 3 | [32 empty] | IIB | DXB-1653-CSG-IXR-E-1
DXB1658 | Site 8926 | DXB | DXB1658 | DXB1658 | DXBL1658 | DXBNR1658 | On Air | On Air | On Air | On Air | 2010 | Permanent | 25.0488 | 55.4259 | Nokia/Huawei | Outdoor | EITC Passive Infrastructure | Greenfield | Outdoor Green field-du Owned |  |  | 2G+3G+4G+5G | BTS3900/Flexi 2G | LTE-4CC | 2T2R | U2100 (F2) + U900 (F1+F2) | L700+L800+L1800F1+L1800F2+L2100 | 1CC | 1091300 | 30 |  | 3 | N41 | 3 | 3 | [32 empty] | IIB | DXB-1658-CSG-IXR-E-1
DXB1659 | Site 8927 | DXB | DXB1659 | DXB1659 | DXBL1659 | DXBNR1659 | On Air | On Air | On Air | On Air | 2010 | Permanent | 25.1822 | 55.4321 | Nokia/Huawei | Outdoor | EITC Passive Infrastructure | Greenfield | Outdoor Green field-du Owned |  |  | 2G+3G+4G+5G | BTS3900/Flexi 2G | LTE-3CC | 2T2R | U2100 (F2) + U900 (F1+F2) | L800+L1800F1+L1800F2 | 2CC | 1042400 | 30 |  | 3 | N78 | 3 | 3 | [32 empty] | IIB | DXB-1659-CSG-SAR-X-1
DXB1660 | Site 8928 | DXB | DXB1660 | DXB1660 | DXBL1660 | DXBNR1660 | On Air | On Air | On Air | On Air | 2009 | Permanent | 25.1789 | 55.434 | Nokia/Huawei | Outdoor | EITC Passive Infrastructure | Greenfield | Outdoor Green field-du Owned |  |  | 2G+3G+4G+5G | BTS3900/Flexi 2G | LTE-4CC | 2T2R | U2100 (F2) + U900 (F1+F2) | L800+L1800F1+L1800F2+L2100 | 2CC | 1042400 | 30 |  | 3 | N78 | 3 | 3 | [32 empty] | IIB | DXB-1660-CSG-SAR-X-1
DXB1661 | Site 8929 | DXB | DXB2661 | DXB2661 | DXBL1661 | DXBNR1661 | On Air | On Air | On Air | On Air | 2009 | Permanent | 25.1813 | 55.4422 | Nokia/Huawei | Outdoor | EITC Passive Infrastructure | Greenfield | Outdoor Green field-du Owned |  |  | 2G+3G+4G+5G | BTS3900/Ultra 2G | LTE-4CC | 2T2R | U2100 (F2) + U900 (F1+F2) | L800+L1800F1+L1800F2+L2100 | 2CC | 1042400 | 25 |  | 3 | N78 | 3 | 3 | [32 empty] | IIB | DXB-1661-CSG-SAR-X-1
DXB1662 | Site 8930 | DXB | DXB2662 | DXB2662 | DXBL1662 | DXBNR1662 | On Air | On Air | On Air | On Air | 2010 | Permanent | 25.1889 | 55.4409 | Nokia/Huawei | Outdoor | EITC Passive Infrastructure | Greenfield | Outdoor Green field-du Owned |  |  | 2G+3G+4G+5G | BTS3900/Ultra 2G | LTE-4CC | 2T2R | U2100 (F2) + U900 (F1+F2) | L800+L1800F1+L1800F2+L2100 | 2CC | 1042400 | 25 |  | 3 | N78 | 4 | 3 | [32 empty] | IIB | DXB-1662-CSG-SAR-X-1
DXB1663 | Site 8931 | DXB | DXB1663 | DXB1663 | DXBL1663 | DXBNR1663 | On Air | On Air | On Air | On Air | 2010 | Permanent | 25.1879 | 55.4466 | Nokia/Huawei | Outdoor | EITC Passive Infrastructure | Greenfield | Outdoor Green field-du Owned |  |  | 2G+3G+4G+5G | BTS3900/Flexi 2G | LTE-3CC | 2T2R | U2100 (F2) + U900 (F1+F2) | L800+L1800F1+L1800F2 | 2CC | 1042400 | 30 |  | 3 | N78 | 3 | 3 | [32 empty] | IIB | DXB-1663-CSG-SAR-X-1
DXB1664 | Site 8932 | DXB | DXB1664 | DXB1664 | DXBL1664 | DXBNR1664 | On Air | On Air | On Air | On Air | 2009 | Permanent | 25.0851 | 55.2219 | Nokia/Huawei | Outdoor | EITC Passive Infrastructure | Greenfield | Outdoor Green field-du Owned |  |  | 2G+3G+4G+5G | BTS3900/Ultra 2G | LTE-4CC | 2T2R | U2100 (F2) + U900 (F1+F2) | L800+L1800F1+L1800F2+L2100 | 2CC | 1067100 | 30 |  | 3 | N78 | 3 | 3 | [32 empty] | IIB | DXB-1664-CSG-SAR-X-1
DXB1665 | Site 8933 | DXB | DXB1665 | DXB1665 | DXBL1665 | DXBNR1665 | On Air | On Air | On Air | On Air | 2010 | Permanent | 25.0774 | 55.2353 | Nokia/Huawei | Outdoor | EITC Passive Infrastructure | Greenfield | Outdoor Green field-du Owned |  |  | 2G+3G+4G+5G | BTS3900/Flexi 2G | LTE-4CC | 4T4R | U2100 (F2) + U900 (F1+F2) | L800+L1800F1+L1800F2+L2100 | 2CC | 1067200 | 30 |  | 3 | N78 | 3 | 3 | [32 empty] | IIB | DXB-1665-CSG-SAR-X-1
DXB1666 | Site 8934 | DXB | DXB1666 | DXB1666 | DXBL1666 | DXBNR1666 | On Air | On Air | On Air | On Air | 2012 | Permanent | 25.1353 | 55.3884 | Nokia/Huawei | Outdoor | EITC Passive Infrastructure | Rooftop | RT-du Owned |  |  | 2G+3G+4G+5G | BTS3900A/Flexi 2G | LTE-CA | 2T2R | U2100 (F2) + U900 (F1+F2) | L800+L1800F1 | 1CC | 1062600 | 17 |  | 3 | N41 | 3 | 3 | [32 empty] | IIB | DXB-1666-CSG-ASR920-LD-1
DXB1667 | Site 8935 | DXB | DXB1667 | DXB1667 | DXBL1667 | DXBNR1667 | On Air | On Air | On Air | On Air | 2010 | Permanent | 25.0432 | 55.2318 | Nokia/Huawei | Outdoor | Site Sharing | Site Share | Outdoor Site Sharing-Etisalat Owned |  |  | 2G+3G+4G+5G | BTS3900/Ultra 2G | LTE | 2T2R | U2100 (F2) | L1800F1 | 2CC | 1067400 | 25 |  | 3 | N78 | 3 | 3 | [32 empty] | IIB | DXB-1667-CSG-SAR-X-1
DXB1668 | Site 8936 | DXB | DXB1668 | DXB1668 | DXBL1668 | DXBNR1668 | On Air | On Air | On Air | On Air | 2010 | Permanent | 25.0361 | 55.2337 | Nokia/Huawei | Outdoor | Site Sharing | Site Share | Outdoor Site Sharing-Etisalat Owned |  |  | 2G+3G+4G+5G | BTS3900/Ultra 2G | LTE-CA | 2T2R | U2100 (F2) + U900 (F1+F2) | L800+L1800F1 | 2CC | 1067400 | 25 |  | 3 | N78 | 3 | 3 | [32 empty] | IIB | DXB-1668-CSG-SAR-X-1
DXB1670 | Site 8937 | DXB | DXB1670 | DXB1670 | DXBL1670 | DXBNR1670 | On Air | On Air | On Air | On Air | 2011 | Permanent | 25.1661 | 55.4479 | Nokia/Huawei | Outdoor | Site Sharing | Site Share | Outdoor Site Sharing-Etisalat Owned |  |  | 2G+3G+4G+5G | BTS3900/Flexi 2G | LTE-3CC | 2T2R | U2100 (F2) + U900 (F1+F2) | L800+L1800F1+L1800F2 | 1CC | 1062200 | 30 |  | 3 | N41 | 3 | 3 | [32 empty] | IIB | DXB-1670-CSG-ASR920-LD-1
DXB1671 | Site 8938 | DXB | DXB1671 | DXB1671 | DXBL1671 | DXBNR1671 | On Air | On Air | On Air | On Air | 2010 | Permanent | 25.0718 | 55.2354 | Nokia/Huawei | Outdoor | EITC Passive Infrastructure | Greenfield | Outdoor Green field-du Owned |  |  | 2G+3G+4G+5G | BTS3900/Flexi 2G | LTE-3CC | 2T2R | U2100 (F2) + U900 (F1+F2) | L800+L1800F1+L1800F2 | 2CC | 1067200 | 30 |  | 3 | N78 | 3 | 3 | [32 empty] | IIB | DXB-1671-CSG-SAR-X-1
DXB1676 | Site 8939 | DXB | DXB1676 | DXB1676 | DXBL1676 | DXBNR1676 | On Air | On Air | On Air | On Air | 2011 | Permanent | 25.2286 | 55.3185 | Nokia/Huawei | Outdoor | EITC Passive Infrastructure | Microsite | RT-du Owned |  |  | 2G+3G+4G+5G | BTS3900A/Flexi 2G | LTE-4CC | 4T4R | U2100 (F2) + U900 (F1+F2) | L800+L1800F1+L1800F2+L2100 | 2CC | 1031500 | 33 |  | 3 | N78 | 3 | 3 | [32 empty] | IIB | DXB-1676-CSG-IXR-E-1
DXB1677 | Site 8940 | DXB | DXB1677 | DXB1677 | DXBL1677 | DXBNR1677 | Locked | On Air | On Air | On Air | 2011 | Permanent | 24.9915 | 55.1799 | Huawei | Outdoor | Site Sharing | Site Share | Outdoor Site Sharing-Etisalat Owned |  |  | 3G+4G+5G | BTS3900 | LTE-4CC | 2T2R | U2100 (F2) + U900 (F1+F2) | L800+L1800F1+L1800F2+L2100 | 2CC | 1059802 | 30 |  | 3 | N78 | 3 | 3 | [32 empty] | MW | 0
DXB1679 | Site 8941 | DXB | DXB1679 | DXB1679 | DXBL1679 | DXBNR1679 | On Air | On Air | On Air | On Air | 2009 | Permanent | 25.2373 | 55.2762 | Nokia/Huawei | Outdoor | EITC Passive Infrastructure | Rooftop | RT-du Owned |  |  | 2G+3G+4G+5G | BTS3900/Flexi 2G | LTE-3CC | 2T2R | U2100 (F2) + U900 (F1+F2) | L800+L1800F1+L1800F2 | 2CC | 1032200 | 23 |  | 3 | N78 | 6 | 3 | [32 empty] | IIB | DXB-1679-CSG-N540-LD-1
DXB1680 | Site 8942 | DXB | DXB1680 | DXB2680 | DXBL1680 | DXBNR1680 | Locked | On Air | On Air | On Air | 2010 | Permanent | 25.0271 | 55.2851 | Huawei | Outdoor | EITC Passive Infrastructure | Greenfield | Outdoor Green field-du Owned |  |  | 3G+4G+5G | BTS3900 | LTE-3CC | 2T2R | U2100 (F2) + U900 (F1+F2) | L800+L1800F1+L1800F2 | 2CC | 1066500 | 30 |  | 3 | N78 | 3 | 3 | [32 empty] | IIB | DXB-1680-CSG-IXR-E-1
DXB1683 | Site 8943 | DXB | DXB1683 | DXB1683 | DXBL1683 | DXBNR1683 | On Air | On Air | On Air | On Air | 2010 | Permanent | 25.2946 | 55.3509 | Nokia/Huawei | Outdoor | EITC Passive Infrastructure | Rooftop | RT-du Owned |  |  | 2G+3G+4G+5G | BTS3900/Flexi 2G | LTE-3CC | 2T2R | U2100 (F2) | L800+L1800F1+L1800F2 | 2CC | 1013400 | 20 |  | 3 | N78 | 3 | 3 | [32 empty] | IIB | DXB-1683-PREAGG-SR7-1
DXB1684 | Site 8944 | DXB | DXB1684 | DXB1684 | DXBL1684 | DXBNR1684 | Locked | On Air | On Air | On Air | 2011 | Permanent | 25.2478 | 55.3452 | Huawei | Outdoor | EITC Passive Infrastructure | Microsite | RT-du Owned |  |  | 3G+4G+5G | BTS3900A | LTE-4CC | 2T2R | U2100 (F2) + U900 (F1+F2) | L800+L1800F1+L1800F2+L2100 | 2CC | 1021400 | 32 |  | 3 | N78 | 3 | 3 | [32 empty] | IIB | DXB-1684-CSG-IXR-E-1
DXB1685 | Site 8945 | DXB | DXB1685 | DXB1685 | DXBL1685 | DXBNR1685 | Locked | On Air | On Air | On Air | 2012 | Permanent | 24.9872 | 55.1981 | Huawei | Outdoor | EITC Passive Infrastructure | Rooftop | RT-du Owned |  |  | 3G+4G+5G | BTS3900A | LTE-4CC | 2T2R | U2100 (F2) + U900 (F1+F2) | L800+L1800F1+L1800F2+L2100 | 2CC | 1059700 | 17 |  | 3 | N78 | 4 | 3 | [32 empty] | MW | 0
DXB1686 | Site 8946 | DXB | DXB1686 | DXB1686 | DXBL1686 | DXBNR1686 | On Air | On Air | On Air | On Air | 2012 | Permanent | 24.9775 | 55.2028 | Nokia/Huawei | Outdoor | EITC Passive Infrastructure | Rooftop | RT-du Owned |  |  | 2G+3G+4G+5G | BTS3900A/Flexi 2G | LTE-4CC | 2T2R | U2100 (F2) + U900 (F1+F2) | L700+L800+L1800F1+L1800F2+L2100 | 2CC | 1059700 | 24 |  | 3 | N78 | 4 | 3 | [32 empty] | MW | 0
DXB1690 | Site 8947 | DXB | DXB1690 | DXB1690 | DXBL1690 | DXBNR1690 | On Air | On Air | On Air | On Air | 2010 | Permanent | 25.2654 | 55.4179 | Nokia/Huawei | Outdoor | EITC Passive Infrastructure | Rooftop | RT-du Owned |  |  | 2G+3G+4G+5G | BTS3900/Flexi 2G | LTE-4CC | 4T4R | U2100 (F2) + U900 (F1+F2) | L700+L800+L1800F1+L1800F2+L2100 | 2CC | 1026400 | 16.5 |  | 3 | N78 | 3 | 3 | [32 empty] | IIB | DXB-1690-CSG-SAR-X-1
DXB1693 | Site 8948 | DXB | DXB1693 | DXB1693 | DXBL1693 | DXBNR1693 | Locked | On Air | On Air | On Air | 2009 | Permanent | 25.1563 | 55.4064 | Huawei | Outdoor | EITC Passive Infrastructure | Rooftop | RT-du Owned |  |  | 3G+4G+5G | BTS3900 | LTE-4CC | 2T2R | U2100 (F2) + U900 (F1+F2) | L800+L1800F1+L1800F2+L2100 | 2CC | 1062100 | 24 |  | 3 | N78 | 3 | 3 | [32 empty] | IIB | DXB-1693-PREAGG-SR7-1
DXB1694 | Site 8949 | DXB | DXB1694 | DXB1694 | DXBL1694 | DXBNR1694 | On Air | On Air | On Air | On Air | 2009 | Permanent | 25.1711 | 55.4023 | Nokia/Huawei | Outdoor | Site Sharing | Site Share | Outdoor Site Sharing-Etisalat Owned |  |  | 2G+3G+4G+5G | BTS3900/Flexi 2G | LTE-4CC | 2T2R | U2100 (F2) + U900 (F1+F2) | L800+L1800F1+L1800F2+L2100 | 2CC | 1062100 | 20 |  | 3 | N78 | 4 | 3 | Y | [31 empty] | IIB | DXB-1694-CSG-IXR-E-1
DXB1695 | Site 8950 | DXB | DXB1695 | DXB1695 | DXBL1695 | DXBNR1695 | On Air | On Air | On Air | On Air | 2009 | Permanent | 25.1633 | 55.4039 | Nokia/Huawei | Outdoor | Site Sharing | Site Share | Outdoor Site Sharing-Etisalat Owned |  |  | 2G+3G+4G+5G | BTS3900/Flexi 2G | LTE-4CC | 4T4R | U2100 (F2) + U900 (F1+F2) | L800+L1800F1+L1800F2+L2100 | 2CC | 1062100 | 20 |  | 3 | N78 | 4 | 3 | [32 empty] | IIB | DXB-1695-CSG-IXR-E-1
DXB1696 | Site 8951 | DXB | DXB1696 | DXB1696 | DXBL1696 | DXBNR1696 | On Air | On Air | On Air | On Air | 2010 | Permanent | 25.155 | 55.4109 | Nokia/Huawei | Outdoor | EITC Passive Infrastructure | Rooftop | RT-du Owned |  |  | 2G+3G+4G+5G | BTS3900/Flexi 2G | LTE-3CC | 2T2R | U2100 (F2) + U900 (F1+F2) | L800+L1800F1+L1800F2 | 2CC | 1062100 | 23 |  | 3 | N78 | 3 | 3 | [32 empty] | IIB | DXB-1696-CSG-SAR-X-1
DXB1698 | Site 8952 | DXB | DXB1698 | DXB1698 | DXBL1698 | DXBNR1698 | Locked | On Air | On Air | On Air | 2010 | Permanent | 25.1759 | 55.4228 | Huawei | Outdoor | Site Sharing | Site Share | Outdoor Site Sharing-Etisalat Owned |  |  | 3G+4G+5G | BTS3900 | LTE-3CC | 2T2R | U2100 (F2) + U900 (F1+F2) | L800+L1800F1+L1800F2 | 2CC | 1042300 | 30 |  | 3 | N78 | 4 | 3 | [32 empty] | IIB | DXB-1698-CSG-ASR920-LD-1
DXB1699 | Site 8953 | DXB | DXB1699 | DXB1699 | DXBL1699 | DXBNR1699 | On Air | On Air | On Air | On Air | 2010 | Permanent | 25.1686 | 55.4101 | Nokia/Huawei | Outdoor | EITC Passive Infrastructure | Rooftop | RT-du Owned |  |  | 2G+3G+4G+5G | BTS3900/Flexi 2G | LTE-4CC | 2T2R | U2100 (F2) + U900 (F1+F2) | L800+L1800F1+L1800F2+L2100 | 2CC | 1062100 | 30 |  | 3 | N78 | 3 | 3 | [32 empty] | IIB | DXB-1699-CSG-SAR-X-1
DXB1702 | Site 8954 | DXB | DXB1702 | DXB1702 | DXBL1702 | DXBNR1702 | On Air | On Air | On Air | On Air | 2009 | Permanent | 25.122 | 55.2452 | Nokia/Huawei | Outdoor | EITC Passive Infrastructure | Rooftop | RT-du Owned |  |  | 2G+3G+4G+5G | BTS3900/Flexi 2G | LTE-4CC | 4T4R | U2100 (F2) + U900 (F1+F2) | L800+L1800F1+L1800F2+L2100 | 2CC | 1036500 | 16 |  | 3 | N78 | 3 | 3 | [32 empty] | IIB | DXB-1702-CSG-IXR-E-1
DXB1703 | Site 8955 | DXB | DXB1703 | DXB1703 | DXBL1703 | DXBNR1703 | On Air | On Air | On Air | On Air | 2009 | Permanent | 25.1314 | 55.2138 | Nokia/Huawei | Outdoor | EITC Passive Infrastructure | Rooftop | RT-du Owned |  |  | 2G+3G+4G+5G | BTS3900/Ultra 2G | LTE-3CC | 2T2R | U2100 (F2) + U900 (F1+F2) | L800+L1800F1+L1800F2 | 2CC | 1036800 | 16 |  | 3 | N78 | 3 | 3 | [32 empty] | IIB | DXB-1703-CSG-SAR-X-1
DXB1704 | Site 8956 | DXB | DXB1704 | DXB1704 | DXBL1704 | DXBNR1704 | Locked | On Air | On Air | On Air | 2010 | Permanent | 25.1563 | 55.2464 | Huawei | Outdoor | EITC Passive Infrastructure | Microsite | RT-du Owned |  |  | 3G+4G+5G | BTS3900A | LTE-4CC | 4T4R | U2100 (F2) + U900 (F1+F2) | L800+L1800F1+L1800F2+L2100 | 2CC | 1035800 | 20 |  | 3 | N78 | 3 | 3 | [32 empty] | IIB | DXB-1704-CSG-IXR-E-1
DXB1705 | Site 8957 | DXB | DXB1705 | DXB1705 | DXBL1705 | DXBNR1705 | Locked | On Air | On Air | On Air | 2011 | Permanent | 25.1428 | 55.2521 | Huawei | Outdoor | EITC Passive Infrastructure | Rooftop | RT-du Owned |  |  | 3G+4G+5G | BTS3900 | LTE-4CC | 2T2R | U2100 (F2) + U900 (F1+F2) | L800+L1800F1+L1800F2+L2100 | 2CC | 1036500 | 24 |  | 3 | N78 | 3 | 3 | [32 empty] | IIB | DXB-1705-CSG-SAR-X-1
DXB1706 | Site 8958 | DXB | DXB1706 | DXB1706 | DXBL1706 | DXBNR1706 | Locked | On Air | On Air | On Air | 2011 | Permanent | 25.1415 | 55.2552 | Huawei | Outdoor | EITC Passive Infrastructure | Rooftop | RT-du Owned |  |  | 3G+4G+5G | BTS3900 | LTE-4CC | 2T2R | U2100 (F2) + U900 (F1+F2) | L800+L1800F1+L1800F2+L2100 | 2CC | 1036500 | 25 |  | 3 | N78 | 3 | 3 | [32 empty] | IIB | DXB-1706-CSG-SAR-X-1
DXB1707 | Site 8959 | DXB | DXB1707 | DXB1707 | DXBL1707 | DXBNR1707 | On Air | On Air | On Air | On Air | 2011 | Permanent | 25.1396 | 55.251 | Nokia/Huawei | Outdoor | EITC Passive Infrastructure | Rooftop | RT-du Owned |  |  | 2G+3G+4G+5G | BTS3900/Ultra 2G | LTE | 2T2R | U2100 (F2) + U900 (F1+F2) | L1800F1 | 2CC | 1036500 | 44 |  | 3 | N78 | 3 | 3 | [32 empty] | IIB | DXB-1707-CSG-SAR-X-1
DXB1708 | Site 8960 | DXB | DXB1708 | DXB1708 | DXBL1708 | DXBNR1708 | Locked | On Air | On Air | On Air | 2011 | Permanent | 25.11 | 55.2018 | Huawei | Outdoor | Site Sharing | Site Share | Outdoor Site Sharing-Etisalat Owned |  |  | 3G+4G+5G | BTS3900 | LTE-3CC | 2T2R | U2100 (F2) + U900 (F1+F2) | L800+L1800F1+L1800F2 | 2CC | 1037300 | 25 |  | 3 | N78 | 3 | 3 | [32 empty] | IIB | DXB-1708-CSG-IXR-E-1
DXB1709 | Site 8961 | DXB | DXB1709 | DXB1709 | DXBL1709 | DXBNR1709 | On Air | On Air | On Air | On Air | 2013 | Permanent | 25.1154 | 55.2055 | Nokia/Huawei | Outdoor | EITC Passive Infrastructure | Rooftop | RT-du Owned |  |  | 2G+3G+4G+5G | BTS3900/Flexi 2G | LTE-3CC | 2T2R | U2100 (F2) + U900 (F1+F2) | L800+L1800F1+L1800F2 | 2CC | 1037300 | 42 |  | 3 | N78 | 3 | 3 | [32 empty] | IIB | DXB-1709-CSG-SAR-X-1
DXB1710 | Site 8962 | DXB | DXB1710 | DXB1710 | DXBL1710 | DXBNR1710 | On Air | On Air | On Air | On Air | 2010 | Permanent | 25.1248 | 55.2088 | Nokia/Huawei | Outdoor | EITC Passive Infrastructure | Greenfield | Outdoor Green field-du Owned |  |  | 2G+3G+4G+5G | BTS3900/Ultra 2G | LTE-3CC | 2T2R | U2100 (F2) + U900 (F1+F2) | L800+L1800F1+L1800F2 | 2CC | 1036800 | 30 |  | 3 | N78 | 3 | 3 | [32 empty] | IIB | DXB-1710-CSG-SAR-X-1
DXB1718 | Site 8963 | DXB | DXB1718 | DXB1718 | DXBL1718 | DXBNR1718 | On Air | On Air | On Air | On Air | 2011 | Permanent | 25.2451 | 55.3019 | Nokia/Huawei | Outdoor | EITC Passive Infrastructure | Rooftop | RT-du Owned |  |  | 2G+3G+4G+5G | BTS3900/Flexi 2G | LTE-CA | 2T2R | U2100 (F2) + U900 (F1+F2) | L800+L1800F1 | 2CC | 1031800 | 23 |  | 3 | N78 | 3 | 3 | [32 empty] | IIB | DXB-1718-CSG-SAR-X-1
DXB1720 | Site 8964 | DXB | DXB1720 | DXB1720 | DXBL1720 | DXBNR1720 | On Air | On Air | On Air | On Air | 2010 | Permanent | 25.1581 | 55.4245 | Nokia/Huawei | Outdoor | EITC Passive Infrastructure | Greenfield | Outdoor Green field-du Owned |  |  | 2G+3G+4G+5G | BTS3900/Flexi 2G | LTE-CA | 2T2R | U2100 (F2) + U900 (F1+F2) | L800+L1800F1 | 2CC | 1062200 | 30 |  | 3 | N78 | 3 | 3 | [32 empty] | IIB | DXB-1720-CSG-ASR920-LD-1
DXB1721 | Site 8965 | DXB | DXB1721 | DXB1721 | DXBL1721 | DXBNR1721 | Locked | On Air | On Air | On Air | 2012 | Permanent | 25.2172 | 55.3028 | Huawei | Outdoor | Site Sharing | Site Share - Palm Tree | Outdoor Site Sharing-Etisalat Owned |  |  | 3G+4G+5G | BTS3900 | LTE | 2T2R | U2100 (F2) + U900 (F1+F2) | L1800F1 | 2CC | 1032500 | 35 |  | 3 | N78 | 4 | 3 | [32 empty] | IIB | DXB-1721-CSG-IXR-E-1
DXB1722 | Site 8966 | DXB | DXB1722 | DXB1722 | DXBL1722 | DXBNR1722 | On Air | On Air | On Air | On Air | 2012 | Permanent | 25.2015 | 55.3061 | Nokia/Huawei | Outdoor | Site Sharing | Site Share - Palm Tree | Outdoor Site Sharing-Etisalat Owned |  |  | 2G+3G+4G+5G | BTS3900/Flexi 2G | LTE-4CC | 4T4R | U2100 (F2) + U900 (F1+F2) | L800+L1800F1+L1800F2+L2100 | 2CC | 1033700 | 35 |  | 3 | N78 | 3 | 3 | [32 empty] | IIB | DXB-1722-CSG-IXR-E-1
DXB1727 | Site 8967 | DXB | DXB1727 | DXB1727 | DXBL1727 | DXBNR1727 | On Air | On Air | On Air | On Air | 2011 | Permanent | 25.093 | 55.1862 | Nokia/Huawei | Outdoor | Site Sharing | Site Share | Outdoor Site Sharing-Etisalat Owned |  |  | 2G+3G+4G+5G | BTS3900/Flexi 2G | LTE-4CC | 4T4R | U2100 (F2) + U900 (F1+F2) | L800+L1800F1+L1800F2+L2100 | 2CC | 1037500 | 30 |  | 3 | N78 | 3 | 3 | [32 empty] | IIB | DXB-1727-CSG-IXR-E-1
DXB1731 | Site 8968 | DXB | DXB1731 | DXB1731 | DXBL1731 | DXBNR1731 | On Air | On Air | On Air | On Air | 2011 | Permanent | 24.9946 | 55.1123 | Nokia/Huawei | Outdoor | EITC Passive Infrastructure | Rooftop | RT-du Owned |  |  | 2G+3G+4G+5G | BTS3900/Ultra 2G | LTE-3CC | 2T2R | U2100 (F2) + U900 (F1+F2) | L800+L1800F1+L1800F2 | 2CC | 1059900 | 17 |  | 3 | N78 | 4 | 3 | [32 empty] | IIB | DXB-1731-CSG-ASR920-LD-1
DXB1733 | Site 8969 | DXB | DXB1733 | DXB1733 | DXBL1733 | DXBNR1733 | On Air | On Air | On Air | On Air | 2012 | Permanent | 25.0428 | 55.1227 | Nokia/Huawei | Outdoor | EITC Passive Infrastructure | Rooftop | RT-du Owned |  |  | 2G+3G+4G+5G | BTS3900A/Flexi 2G | LTE-3CC | 2T2R | U2100 (F2) + U900 (F1+F2) | L800+L1800F1+L1800F2 | 2CC | 1059102 | 15 |  | 3 | N78 | 3 | 3 | [32 empty] | IIB | DXB-1733-CSG-ASR920-LD-1
DXB1735 | Site 8970 | DXB | DXB1735 | DXB1735 | DXBL1735 | DXBNR1735 | On Air | On Air | On Air | On Air | 2012 | Permanent | 25.0413 | 55.1307 | Nokia/Huawei | Outdoor | EITC Passive Infrastructure | Rooftop | RT-du Owned |  |  | 2G+3G+4G+5G | BTS3900A | LTE-3CC | 2T2R | U2100 (F2) + U900 (F1+F2) | L800+L1800F1+L1800F2 | 2CC | 1059102 | 15 |  | 3 | N78 | 4 | 3 | [32 empty] | IIB | DXB-1735-CSG-ASR920-LD-1
DXB1736 | Site 8971 | DXB | DXB1736 | DXB1736 | DXBL1736 | DXBNR1736 | On Air | On Air | On Air | On Air | 2011 | Permanent | 24.9813 | 55.1607 | Nokia/Huawei | Outdoor | EITC Passive Infrastructure | Rooftop | RT-du Owned |  |  | 2G+3G+4G+5G | BTS3900/Flexi 2G | LTE-3CC | 2T2R | U2100 (F2) + U900 (F1+F2) | L800+L1800F1+L1800F2 | 2CC | 1059801 | 30 |  | 3 | N78 | 3 | 3 | [32 empty] | MW | 0
DXB1737 | Site 8972 | DXB | DXB1737 | DXB1737 | DXBL1737 | DXBNR1737 | On Air | On Air | On Air | On Air | 2011 | Permanent | 24.9755 | 55.1503 | Nokia/Huawei | Outdoor | Site Sharing | Site Share | Outdoor Site Sharing-Etisalat Owned |  |  | 2G+3G+4G+5G | BTS3900/Ultra 2G | LTE-3CC | 2T2R | U2100 (F2) + U900 (F1+F2) | L800+L1800F1+L1800F2 | 2CC | 1059801 | 25 |  | 3 | N78 | 3 | 3 | [32 empty] | MW | 0
DXB1739 | Site 8973 | DXB | DXB1739 | DXB1739 | DXBL1739 | DXBNR1739 | On Air | On Air | On Air | On Air | 2013 | Permanent | 24.9788 | 55.1594 | Nokia/Huawei | Outdoor | EITC Passive Infrastructure | Greenfield | Outdoor Green field-du Owned |  |  | 2G+3G+4G+5G | BTS3900/Flexi 2G | LTE-4CC | 2T2R | U2100 (F2) + U900 (F1+F2) | L800+L1800F1+L1800F2+L2100 | 2CC | 1059801 | 30 |  | 3 | N78 | 4 | 3 | [32 empty] | MW | 0
DXB1740 | Site 8974 | DXB | DXB1740 | DXB1740 | DXBL1740 | DXBNR1740 | On Air | On Air | On Air | On Air | 2011 | Permanent | 25.2653 | 55.4693 | Nokia/Huawei | Outdoor | Site Sharing | Site Share | Outdoor Site Sharing-Etisalat Owned |  |  | 2G+3G+4G+5G | BTS3900/Flexi 2G | LTE-3CC | 2T2R | U2100 (F2) + U900 (F1+F2) | L800+L1800F1+L1800F2 | 2CC | 1026600 | 25 |  | 3 | N78 | 3 | 3 | [32 empty] | IIB | DXB-1740-CSG-ASR920-LD-1
DXB1744 | Site 8975 | DXB | DXB1744 | DXB1744 | DXBL1744 | DXBNR1744 | On Air | On Air | On Air | On Air | 2010 | Permanent | 25.233 | 55.5626 | Nokia/Huawei | Outdoor | EITC Passive Infrastructure | Greenfield | Outdoor Green field-du Owned |  |  | 2G+3G+4G+5G | BTS3900/Flexi 2G | LTE-4CC | 2T2R | U2100 (F2) + U900 (F1+F2) | L800+L1800F1+L1800F2+L2100 | 1CC | 1028400 | 40 |  | 3 | N41 | 3 | 3 | [32 empty] | OSN/IIB | DXB-1744-CSG-SAR-X-1
DXB1745 | Site 8976 | DXB | DXB1745 | DXB1745 | DXBL1745 | DXBNR1745 | Locked | On Air | On Air | On Air | 2010 | Permanent | 25.2231 | 55.4534 | Huawei | Outdoor | Site Sharing | Site Share | Outdoor Site Sharing-Etisalat Owned |  |  | 3G+4G+5G | BTS3900 | LTE-4CC | 2T2R | U2100 (F2) + U900 (F1+F2) | L800+L1800F1+L1800F2+L2100 | 1CC | 1025200 | 30 |  | 3 | N41 | 3 | 3 | [32 empty] | MW | 0
DXB1746 | Site 8977 | DXB | DXB1746 | DXB1746 | DXBL1746 | DXBNR1746 | On Air | On Air | On Air | On Air | 2010 | Permanent | 24.9957 | 55.0743 | Nokia/Huawei | Outdoor | EITC Passive Infrastructure | Rooftop | RT-du Owned |  |  | 2G+3G+4G+5G | BTS3900/Flexi 2G | LTE-3CC | 2T2R | U2100 (F2) + U900 (F1+F2) | L800+L1800F1+L1800F2 | 1CC | 1059400 | 37 |  | 3 | N41 | 3 | 3 | [32 empty] | MW | 0
DXB1747 | Site 8978 | DXB | DXB1747 | DXB1747 | DXBL1747 | DXBNR1747 | On Air | On Air | On Air | On Air | 2009 | Permanent | 25.1417 | 55.2496 | Nokia/Huawei | Outdoor | EITC Passive Infrastructure | Rooftop | RT-du Owned |  |  | 2G+3G+4G+5G | BTS3900/Ultra 2G | LTE-4CC | 2T2R | U2100 (F2) + U900 (F1+F2) | L800+L1800F1+L1800F2+L2100 | 2CC | 1036500 | 33 |  | 3 | N78 | 3 | 3 | [32 empty] | IIB | DXB-1747-CSG-SAR-X-1
DXB1748 | Site 8979 | DXB | DXB1748 | DXB1748 | DXBL1748 | DXBNR1748 | On Air | On Air | On Air | On Air | 2012 | Permanent | 25.0209 | 55.08 | Nokia/Huawei | Outdoor | EITC Passive Infrastructure | Greenfield | Outdoor Green field-du Owned |  |  | 2G+3G+4G+5G | BTS3900/Flexi 2G | LTE-4CC | 2T2R | U2100 (F2) + U900 (F1+F2) | L800+L1800F1+L1800F2+L2100 | 1CC | 1059400 | 30 |  | 3 | N41 | 3 | 3 | [32 empty] | MW | 0
DXB1750 | Site 8980 | DXB | DXB1750 | DXB1750 | DXBL1750 | DXBNR1750 | On Air | On Air | On Air | On Air | 2010 | Permanent | 24.8739 | 55.411 | Nokia/Huawei | Outdoor | EITC Passive Infrastructure | Greenfield | Outdoor Green field-du Owned |  |  | 2G+3G+4G+5G | BTS3900/Flexi 2G | LTE-3CC | 2T2R | U2100 (F2) + U900 (F1+F2) | L800+L1800F1+L1800F2 | 1CC | 1095100 | 60 |  | 3 | N41 | 3 | 3 | [32 empty] | MW | 0
DXB1752 | Site 8981 | DXB | DXB1752 | DXB1752 | DXBL1752 | DXBNR1752 | On Air | On Air | On Air | On Air | 2010 | Permanent | 25.2122 | 55.5487 | Nokia/Huawei | Outdoor | EITC Passive Infrastructure | Greenfield | Outdoor Green field-du Owned |  |  | 2G+3G+4G+5G | BTS3900/Flexi 2G | LTE-4CC | 2T2R | U2100 (F2) + U900 (F1+F2) | L800+L1800F1+L1800F2+L2100 | 1CC | 1028300 | 40 |  | 3 | N41 | 3 | 3 | [32 empty] | IIB | DXB-1752-CSG-SAR-X-1
DXB1753 | Site 8982 | DXB | DXB1753 | DXB1753 | DXBL1753 | DXBNR1753 | On Air | On Air | On Air | On Air | 2011 | Permanent | 25.2657 | 55.3207 | Nokia/Huawei | Outdoor | EITC Passive Infrastructure | Rooftop | RT-du Owned |  |  | 2G+3G+4G+5G | BTS3900/Flexi 2G | LTE | 2T2R | U2100 (F2) + U900 (F1+F2) | L1800F1 | 1CC | 1012400 | 36 |  | 3 | N41 | 3 | 3 | [32 empty] | MW | 0
DXB1755 | Site 8983 | DXB | DXB1755 | DXB1755 | DXBL1755 | DXBNR1755 | On Air | On Air | On Air | On Air | 2011 | Permanent | 24.9543 | 55.0744 | Nokia/Huawei | Outdoor | EITC Passive Infrastructure | Greenfield | Outdoor Green field-du Owned |  |  | 2G+3G+4G+5G | BTS3900/Flexi 2G | LTE-3CC | 2T2R | U2100 (F2) + U900 (F1+F2) | L800+L1800F1+L1800F2 | 1CC | 1059400 | 30 |  | 3 | N41 | 3 | 3 | [32 empty] | IIB | DXB-1755-CSG-IXR-E-1
DXB1756 | Site 8984 | DXB | DXB1756 | DXB1756 | DXBL1756 | DXBNR1756 | Locked | On Air | On Air | On Air | 2010 | Permanent | 25.0377 | 55.4321 | Huawei | Outdoor | EITC Passive Infrastructure | Greenfield | Outdoor Green field-du Owned |  |  | 3G+4G+5G | BTS3900 | LTE-4CC | 4T4R | U2100 (F2) + U900 (F1+F2) | L700+L800+L1800F1+L1800F2+L2100 | 1CC | 1091300 | 30 |  | 3 | N41 | 3 | 3 | [32 empty] | IIB | DXB-1756-CSG-SAR-X-1
DXB1757 | Site 8985 | DXB | DXB1757 | DXB1757 | DXBL1757 | DXBNR1757 | On Air | On Air | On Air | On Air | 2010 | Permanent | 25.2163 | 55.4349 | Nokia/Huawei | Outdoor | EITC Passive Infrastructure | Rooftop | RT-du Owned |  |  | 2G+3G+4G+5G | BTS3900/Flexi 2G | LTE-3CC | 2T2R | U2100 (F2) + U900 (F1+F2) | L800+L1800F1+L1800F2 | 1CC | 1025100 | 21 |  | 3 | N41 | 3 | 3 | [32 empty] | IIB | DXB-1757-CSG-SAR-X-1
DXB1759 | Site 8986 | DXB | DXB1759 | DXB1759 | DXBL1759 | DXBNR1759 | On Air | On Air | On Air | On Air | 2010 | Permanent | 25.2646 | 55.4504 | Nokia/Huawei | Outdoor | Site Sharing | Site Share | Outdoor Site Sharing-Etisalat Owned |  |  | 2G+3G+4G+5G | BTS3900/Flexi 2G | LTE-4CC | 2T2R | U2100 (F2) + U900 (F1+F2) | L800+L1800F1+L1800F2+L2100 | 2CC | 1026500 | 30 |  | 3 | N78 | 3 | 3 | [32 empty] | IIB | DXB-1759-CSG-SAR-X-1
DXB1760 | Site 8987 | DXB | DXB1760 | DXB1760 | DXBL1760 | DXBNR1760 | On Air | On Air | On Air | On Air | 2011 | Permanent | 25.2672 | 55.4409 | Nokia/Huawei | Outdoor | EITC Passive Infrastructure | Greenfield | Outdoor Green field-du Owned |  |  | 2G+3G+4G+5G | BTS3900/Flexi 2G | LTE | 2T2R | U2100 (F2) + U900 (F1+F2) | L800 | 2CC | 1026500 | 30 |  | 3 | N78 | 3 | 3 | [32 empty] | IIB | DXB-1760-CSG-IXR-E-1
DXB1761 | Site 8988 | DXB | DXB1761 | DXB1761 | DXBL1761 | DXBNR1761 | On Air | On Air | On Air | On Air | 2009 | Permanent | 25.1938 | 55.5919 | Nokia/Huawei | Outdoor | EITC Passive Infrastructure | Greenfield | Outdoor Green field-du Owned |  |  | 2G+3G+4G+5G | BTS3900/Flexi 2G | LTE-4CC | 2T2R | U2100 (F2) + U900 (F1+F2) | L800+L1800F1+L1800F2+L2100 | 1CC | 1071100 | 60 |  | 3 | N41 | 4 | 3 | Y | [31 empty] | IIB | DXB-1761-CSG-ASR920-LD-1
DXB1762 | Site 8989 | DXB | DXB1762 | DXB1762 | DXBL1762 | DXBNR1762 | On Air | On Air | On Air | On Air | 2009 | Permanent | 25.1807 | 55.2774 | Nokia/Huawei | Outdoor | EITC Passive Infrastructure | Greenfield | Outdoor Green field-du Owned |  |  | 2G+3G+4G+5G | BTS3900/Ultra 2G | LTE-4CC | 4T4R | U2100 (F2) + U900 (F1+F2) | L700+L800+L1800F1+L1800F2+L2100 | 2CC | 1034500 | 30 |  | 3 | N78 | 3 | 3 | [32 empty] | IIB | DXB-1762-CSG-SAR-X-1
DXB1764 | Site 8990 | DXB | DXB2764 | DXB2764 | DXBL1764 | DXBNR1764 | On Air | On Air | On Air | On Air | 2010 | Permanent | 25.1543 | 55.2579 | Nokia/Huawei | Outdoor | Site Sharing | Site Share | Outdoor Site Sharing-Etisalat Owned |  |  | 2G+3G+4G+5G | BTS3900/Flexi 2G | LTE-4CC | 2T2R | U2100 (F2) + U900 (F1+F2) | L800+L1800F1+L1800F2+L2100 | 2CC | 1035900 | 30 |  | 3 | N78 | 4 | 3 | Y | [31 empty] | IIB | DXB-2764-CSG-IXR-E-1
DXB1765 | Site 8991 | DXB | DXB2765 | DXB2765 | DXBL1765 | DXBNR1765 | On Air | On Air | On Air | On Air | 2010 | Permanent | 25.148 | 55.2506 | Nokia/Huawei | Outdoor | EITC Passive Infrastructure | Greenfield | Outdoor Green field-du Owned |  |  | 2G+3G+4G+5G | BTS3900/Ultra 2G | LTE-4CC | 2T2R | U2100 (F2) + U900 (F1+F2) | L800+L1800F1+L1800F2+L2100 | 2CC | 1035900 | 30 |  | 3 | N78 | 3 | 3 | [32 empty] | IIB | DXB-1765-CSG-ASR920-LD-1
DXB1766 | Site 8992 | DXB | DXB2766 | DXB2766 | DXBL1766 | DXBNR1766 | On Air | On Air | On Air | On Air | 2010 | Permanent | 25.1522 | 55.2721 | Nokia/Huawei | Outdoor | EITC Passive Infrastructure | Greenfield | Outdoor Green field-du Owned |  |  | 2G+3G+4G+5G | BTS3900/Flexi 2G | LTE-4CC | 4T4R | U2100 (F2) + U900 (F1+F2) | L800+L1800F1+L1800F2+L2100 | 2CC | 1035500 | 30 |  | 3 | N78 | 3 | 3 | [32 empty] | IIB | DXB-1766-CSG-SAR-X-1
DXB1767 | Site 8993 | DXB | DXB1767 | DXB1767 | DXBL1767 |  | On Air | On Air | On Air |  | 2011 | Permanent | 25.1198 | 55.2811 | Nokia/Huawei | Outdoor | Site Sharing | Site Share | Outdoor Site Sharing-Etisalat Owned |  |  | 2G+3G+4G | BTS3900/Flexi 2G | LTE-CA | 2T2R | U2100 (F2) | L800+L1800F1 | - | 1064500 | 35 |  |  | - | 3 | - | [32 empty] | MW | 0
DXB1768 | Site 8994 | DXB | DXB1768 | DXB1768 | DXBL1768 | DXBNR1768 | On Air | On Air | On Air | On Air | 2011 | Permanent | 25.2336 | 55.5173 | Nokia/Huawei | Outdoor | EITC Passive Infrastructure | Greenfield | Outdoor Green field-du Owned |  |  | 2G+3G+4G+5G | BTS3900/Flexi 2G | LTE-3CC | 2T2R | U2100 (F2) + U900 (F1+F2) | L800+L1800F1+L1800F2 | 1CC | 1028200 | 40 |  | 3 | N41 | 4 | 3 | [32 empty] | IIB | DXB-1768-CSG-SAR-X-1
DXB1769 | Site 8995 | DXB | DXB1769 | DXB1769 | DXBL1769 | DXBNR1769 | On Air | On Air | On Air | On Air | 2010 | Permanent | 24.9217 | 55.4567 | Nokia/Huawei | Outdoor | EITC Passive Infrastructure | Greenfield | Outdoor Green field-du Owned |  |  | 2G+3G+4G+5G | BTS3900/Flexi 2G | LTE-4CC | 2T2R | U2100 (F2) | L800+L1800F1+L1800F2+L2100 | 1CC | 1093100 | 40 |  | 3 | N41 | 3 | 3 | [32 empty] | IIB | DXB-1769-CSG-ASR920-LD-1
DXB1772 | Site 8996 | DXB | DXB1772 | DXB1772 | DXBL1772 | DXBNR1772 | On Air | On Air | On Air | On Air | 2010 | Permanent | 25.2715 | 55.306 | Nokia/Huawei | Outdoor | EITC Passive Infrastructure | Microsite | RT-du Owned |  |  | 2G+3G+4G+5G | BTS3900A/Flexi 2G | LTE-4CC | 2T2R | U2100 (F2) + U900 (F1+F2) | L800+L1800F1+L1800F2+L2100 | 1CC | 1011800 | 28 |  | 3 | N41 | 3 | 3 | [32 empty] | MW | 0
DXB1773 | Site 8997 | DXB | DXB2773 | DXB2773 | DXBL1773 | DXBNR1773 | On Air | On Air | On Air | On Air | 2010 | Permanent | 24.8937 | 55.0692 | Nokia/Huawei | Outdoor | EITC Passive Infrastructure | Rooftop | RT-du Owned |  |  | 2G+3G+4G+5G | BTS3900/Flexi 2G | LTE | 2T2R | U2100 (F2) + U900 (F1+F2) | L800 | 1CC | 1053100 | 23 |  | 3 | N41 | 3 | 3 | [32 empty] | OSN/IIB | OptiX OSN 3500 + DXB1NDC SR-12e
DXB1776 | Site 8998 | DXB | DXB1776 | DXB1776 | DXBL1776 | DXBNR1776 | On Air | On Air | On Air | On Air | 2010 | Permanent | 25.2125 | 55.4221 | Nokia/Huawei | Outdoor | EITC Passive Infrastructure | Rooftop | RT-du Owned |  |  | 2G+3G+4G+5G | BTS3900/Flexi 2G | LTE-4CC | 4T4R | U2100 (F2) + U900 (F1+F2) | L800+L1800F1+L1800F2+L2100 | 1CC | 1025100 | 23 |  | 3 | N41 | 3 | 3 | [32 empty] | IIB | DXB-1776-CSG-SAR-X-1
DXB1777 | Site 8999 | DXB | DXB1777 | DXB1777 | DXBL1777 | DXBNR1777 | On Air | On Air | On Air | On Air | 2011 | Permanent | 25.1285 | 55.3981 | Nokia/Huawei | Outdoor | Site Sharing | Site Share | Outdoor Site Sharing-Etisalat Owned |  |  | 2G+3G+4G+5G | BTS3900/Flexi 2G | LTE-4CC | 2T2R | U2100 (F2) + U900 (F1+F2) | L800+L1800F1+L1800F2+L2100 | 1CC | 1062600 | 30 |  | 3 | N41 | 3 | 3 | [32 empty] | MW | 0
DXB1778 | Site 9000 | DXB | DXB1778 | DXB1778 | DXBL1778 | DXBNR1778 | On Air | On Air | On Air | On Air | 2010 | Permanent | 25.1822 | 55.2603 | Nokia/Huawei | Outdoor | EITC Passive Infrastructure | Greenfield | Outdoor Green field-du Owned |  |  | 2G+3G+4G+5G | BTS3900/Ultra 2G | LTE-4CC | 4T4R | U2100 (F2) + U900 (F1+F2) | L800+L1800F1+L1800F2+L2100 | 2CC | 1034500 | 30 |  | 3 | N78 | 3 | 3 | [32 empty] | IIB | DXB-1778-CSG-SAR-X-1
DXB1780 | Site 9001 | DXB | DXB2780 | DXB2780 | DXBL1780 | DXBNR1780 | On Air | On Air | On Air | On Air | 2010 | Permanent | 25.1893 | 55.4244 | Nokia/Huawei | Outdoor | Site Sharing | Site Share | Outdoor Site Sharing-Etisalat Owned |  |  | 2G+3G+4G+5G | BTS3900/Flexi 2G | LTE-4CC | 2T2R | U2100 (F2) + U900 (F1+F2) | L800+L1800F1+L1800F2+L2100 | 2CC | 1042300 | 30 |  | 3 | N78 | 4 | 3 | Y | [31 empty] | IIB | DXB-1780-CSG-IXR-E-1
DXB1784 | Site 9002 | DXB | DXB1784 | DXB1784 | DXBL1784 | DXBNR1784 | On Air | On Air | On Air | On Air | 2011 | Permanent | 25.1846 | 55.3685 | Nokia/Huawei | Outdoor | EITC Passive Infrastructure | RDU | Outdoor Green field-du Owned |  |  | 2G+3G+4G+5G | BTS3900/Flexi 2G | LTE-4CC | 4T4R | U2100 (F2) + U900 (F1+F2) | L800+L1800F1+L1800F2+L2100 | 2CC | 1061300 | 30 |  | 3 | N78 | 3 | 3 | [32 empty] | IIB | DXB-1784-CSG-ASR920-LD-1
DXB1785 | Site 9003 | DXB | DXB1785 | DXB1785 | DXBL1785 | DXBNR1785 | On Air | On Air | On Air | On Air | 2011 | Permanent | 25.1957 | 55.3766 | Nokia/Huawei | Outdoor | Site Sharing | Site Share | Outdoor Site Sharing-Etisalat Owned |  |  | 2G+3G+4G+5G | BTS3900/Flexi 2G | LTE-CA | 2T2R | U2100 (F2) + U900 (F1+F2) | L800+L1800F1 | 2CC | 1041600 | 27 |  | 3 | N78 | 3 | 3 | [32 empty] | IIB | DXB-1785-CSG-SAR-X-1
DXB1787 | Site 9004 | DXB | DXB1787 | DXB1787 | DXBL1787 | DXBNR1787 | Locked | On Air | On Air | On Air | 2010 | Permanent | 25.2126 | 55.3226 | Huawei | Outdoor | EITC Passive Infrastructure | Greenfield | Outdoor Green field-du Owned |  |  | 3G+4G+5G | BTS3900 | LTE-4CC | 2T2R | U2100 (F2) + U900 (F1+F2) | L800+L1800F1+L1800F2+L2100 | 2CC | 1032600 | 30 |  | 3 | N78 | 4 | 3 | [32 empty] | IIB | DXB-1787-CSG-IXR-E-1
DXB1788 | Site 9005 | DXB | DXB1788 | DXB1788 | DXBL1788 | DXBNR1788 | On Air | On Air | On Air | On Air | 2010 | Permanent | 25.0311 | 55.1773 | Nokia/Huawei | Outdoor | EITC Passive Infrastructure | Greenfield | Outdoor Green field-du Owned |  |  | 2G+3G+4G+5G | BTS3900/Flexi 2G | LTE-3CC | 2T2R | U2100 (F2) + U900 (F1+F2) | L800+L1800F1+L1800F2 | 2CC | 1068500 | 30 |  | 3 | N78 | 3 | 3 | [32 empty] | IIB | DXB-1788-CSG-SAR-X-1
DXB1791 | Site 9006 | DXB | DXB2791 | DXB2791 | DXBL1791 | DXBNR1791 | On Air | On Air | On Air | On Air | 2010 | Permanent | 25.2129 | 55.4104 | Nokia/Huawei | Outdoor | EITC Passive Infrastructure | Rooftop | RT-du Owned |  |  | 2G+3G+4G+5G | BTS3900/Flexi 2G | LTE | 2T2R | U2100 (F2) + U900 (F1+F2) | L800 | 1CC | 1025100 | 21 |  | 3 | N41 | 3 | 3 | [32 empty] | IIB | DXB-1791-CSG-SAR-X-1
DXB1793 | Site 9007 | DXB | DXB1793 | DXB1793 | DXBL1793 | DXBNR1793 | On Air | On Air | On Air | On Air | 2009 | Permanent | 25.0456 | 55.2473 | Nokia/Huawei | Outdoor | EITC Passive Infrastructure | Rooftop | RT-du Owned |  |  | 2G+3G+4G+5G | BTS3900/Flexi 2G | LTE-CA | 2T2R | U2100 (F2) | L1800F1+L1800F2 | 2CC | 1067400 | 33 |  | 3 | N78 | 3 | 3 | [32 empty] | IIB | DXB-1793-CSG-SAR-X-1
DXB1794 | Site 9008 | DXB | DXB1794 | DXB1794 | DXBL1794 | DXBNR1794 | On Air | On Air | On Air | On Air | 2010 | Permanent | 25.0405 | 55.2377 | Nokia/Huawei | Outdoor | Site Sharing | Site Share | Outdoor Site Sharing-Etisalat Owned |  |  | 2G+3G+4G+5G | BTS3900/Ultra 2G | LTE-4CC | 2T2R | U2100 (F2) + U900 (F1+F2) | L800+L1800F1+L1800F2+L2100 | 2CC | 1067400 | 25 |  | 3 | N78 | 3 | 3 | [32 empty] | IIB | DXB-1794-CSG-SAR-X-1
DXB1801 | Site 9009 | DXB | DXB1801 | DXB1801 | DXBL1801 | DXBNR1801 | On Air | On Air | On Air | On Air | 2009 | Permanent | 25.1518 | 55.2482 | Nokia/Huawei | Outdoor | Site Sharing | Site Share | Outdoor Site Sharing-Etisalat Owned |  |  | 2G+3G+4G+5G | BTS3900/Flexi 2G | LTE-4CC | 4T4R | U2100 (F2) + U900 (F1+F2) | L800+L1800F1+L1800F2+L2100 | 2CC | 1035900 | 30 |  | 3 | N78 | 3 | 3 | [32 empty] | IIB | DXB-1801-CSG-SAR-X-1
DXB1805 | Site 9010 | DXB | DXB1805 | DXB1805 | DXBL1805 | DXBNR1805 | Locked | On Air | On Air | On Air | 2011 | Permanent | 24.9911 | 55.1968 | Huawei | Outdoor | EITC Passive Infrastructure | Greenfield | Outdoor Green field-du Owned |  |  | 3G+4G+5G | BTS3900 | LTE-3CC | 2T2R | U2100 (F2) + U900 (F1+F2) | L800+L1800F1+L1800F2 | 2CC | 1059700 | 30 |  | 3 | N78 | 3 | 3 | [32 empty] | MW | 0
DXB1806 | Site 9011 | DXB | DXB1806 | DXB1806 | DXBL1806 | DXBNR1806 | Locked | On Air | On Air | On Air | 2009 | Permanent | 25.2714 | 55.4279 | Huawei | Outdoor | EITC Passive Infrastructure | Microsite | RT-du Owned |  |  | 3G+4G+5G | BTS3900A | LTE-4CC | 4T4R | U2100 (F2) + U900 (F1+F2) | L800+L1800F1+L1800F2+L2100 | 2CC | 1026400 | 17 |  | 3 | N78 | 3 | 3 | [32 empty] | IIB | DXB-1806-CSG-IXR-E-1
DXB1807 | Site 9012 | DXB | DXB1807 | DXB1807 | DXBL1807 | DXBNR1807 | On Air | On Air | On Air | On Air | 2013 | Permanent | 24.9838 | 55.2041 | Nokia/Huawei | Outdoor | Site Sharing | Site Share | Outdoor Site Sharing-Etisalat Owned |  |  | 2G+3G+4G+5G | BTS3900/Flexi 2G | LTE-4CC | 2T2R | U2100 (F2) + U900 (F1+F2) | L800+L1800F1+L1800F2+L2100 | 2CC | 1059700 | 30 |  | 3 | N78 | 3 | 3 | [32 empty] | IIB | DXB-1807-CSG-IXR-E-1
DXB1808 | Site 9013 | DXB | DXB1808 | DXB1808 | DXBL1808 | DXBNR1808 | On Air | On Air | On Air | On Air | 2010 | Permanent | 25.177 | 55.5701 | Nokia/Huawei | Outdoor | Site Sharing | Site Share | Outdoor Site Sharing-Etisalat Owned |  |  | 2G+3G+4G+5G | BTS3900/Flexi 2G | LTE-4CC | 2T2R | U2100 (F2) + U900 (F1+F2) | L800+L1800F1+L1800F2+L2100 | 1CC | 1072100 | 25 |  | 3 | N41 | 3 | 3 | [32 empty] | IIB | DXB-1808-CSG-SAR-X-1
DXB1809 | Site 9014 | DXB | DXB1809 | DXB1809 | DXBL1809 | DXBNR1809 | On Air | On Air | On Air | On Air | 2009 | Permanent | 25.1241 | 55.2223 | Nokia/Huawei | Outdoor | EITC Passive Infrastructure | Microsite | RT-du Owned |  |  | 2G+3G+4G+5G | BTS3900A/Flexi 2G | LTE-3CC | 2T2R | U2100 (F2) + U900 (F1+F2) | L800+L1800F1+L1800F2 | 2CC | 1036800 | 16 |  | 3 | N78 | 3 | 3 | [32 empty] | IIB | DXB-1809-CSG-SAR-X-1
DXB1811 | Site 9015 | DXB | DXB2811 | DXB2811 | DXBL1811 | DXBNR1811 | On Air | On Air | On Air | On Air | 2009 | Permanent | 25.2718 | 55.3123 | Nokia/Huawei | Outdoor | EITC Passive Infrastructure | Rooftop | RT-du Owned |  |  | 2G+3G+4G+5G | BTS3900/Flexi 2G | LTE-CA | 2T2R | U2100 (F2) | L1800F1+L1800F2 | 1CC | 1011800 | 21 |  | 3 | N41 | 3 | 3 | [32 empty] | IIB | DXB-1811-CSG-ASR920-LD-1
DXB1814 | Site 9016 | DXB | DXB1814 | DXB1814 | DXBL1814 | DXBNR1814 | On Air | On Air | On Air | On Air | 2015 | Permanent | 25.291 | 55.3775 | Nokia/Huawei | Outdoor | EITC Passive Infrastructure | Rooftop | RT-du Owned |  |  | 2G+3G+4G+5G | BTS3900A/MultiRadio 2G | LTE-4CC | 2T2R | U2100 (F2) + U900 (F1+F2) | L800+L1800F1+L1800F2+L2100 | 3CC | 1024100 | 51 |  | 3 | N41+N78 | 3 | 3 | [32 empty] | IIB | DXB-1814-CSG-ASR920-LD-1
DXB1816 | Site 9017 | DXB | DXB1816 | DXB1816 | DXBL1816 | DXBNR1816 | Locked | On Air | On Air | On Air | 2012 | Permanent | 25.2703 | 55.3062 | Huawei | Outdoor | EITC Passive Infrastructure | Microsite | RT-du Owned |  |  | 3G+4G+5G | BTS3900A | LTE-3CC | 2T2R | U2100 (F2) + U900 (F1+F2) | L800+L1800F1+L1800F2 | 1CC | 1011800 | 14 |  | 3 | N41 | 3 | 3 | [32 empty] | IIB | DXB-1816-CSG-IXR-E-1
DXB1817 | Site 9018 | DXB | DXB1817 | DXB1817 | DXBL1817 | DXBNR1817 | Locked | On Air | On Air | On Air | 2009 | Permanent | 25.2643 | 55.4142 | Huawei | Outdoor | EITC Passive Infrastructure | Microsite | RT-du Owned |  |  | 3G+4G+5G | BTS3900A | LTE-3CC | 2T2R | U2100 (F2) + U900 (F1+F2) | L800+L1800F1+L1800F2 | 2CC | 1026400 | 27 |  | 3 | N78 | 3 | 3 | [32 empty] | IIB | DXB-1817-CSG-SAR-X-1
DXB1818 | Site 9019 | DXB | DXB1818 | DXB1818 | DXBL1818 | DXBNR1818 | On Air | On Air | On Air | On Air | 2010 | Permanent | 25.2764 | 55.3101 | Nokia/Huawei | Outdoor | EITC Passive Infrastructure | Microsite | RT-du Owned |  |  | 2G+3G+4G+5G | BTS3900A/Flexi 2G | LTE-4CC | 2T2R | U2100 (F2) + U900 (F1+F2) | L800+L1800F1+L1800F2+L2100 | 1CC | 1011700 | 26 |  | 3 | N41 | 3 | 3 | [32 empty] | IIB | DXB-1818-CSG-ASR920-LD-1
DXB1819 | Site 9020 | DXB | DXB1819 | DXB1819 | DXBL1819 | DXBNR1819 | Locked | On Air | On Air | On Air | 2012 | Permanent | 25.2738 | 55.3007 | Huawei | Outdoor | EITC Passive Infrastructure | Microsite | RT-du Owned |  |  | 3G+4G+5G | BTS3900A | LTE-3CC | 4T4R | U2100 (F2) + U900 (F1+F2) | L800+L1800F1+L1800F2 | 1CC | 1011300 | 17 |  | 3 | N41 | 3 | 3 | [32 empty] | MW | 0
DXB1820 | Site 9021 | DXB | DXB1820 | DXB1820 | DXBL1820 | DXBNR1820 | On Air | On Air | On Air | On Air | 2011 | Permanent | 25.2215 | 55.4096 | Nokia/Huawei | Outdoor | Site Sharing | Site Share | Outdoor Site Sharing-Etisalat Owned |  |  | 2G+3G+4G+5G | BTS3900/Flexi 2G | LTE-4CC | 4T4R | U2100 (F2) + U900 (F1+F2) | L800+L1800F1+L1800F2+L2100 | 1CC | 1025100 | 30 |  | 3 | N41 | 3 | 3 | [32 empty] | IIB | DXB-1820-CSG-SAR-X-1
DXB1821 | Site 9022 | DXB | DXB1821 | DXB1821 | DXBL1821 | DXBNR1821 | On Air | On Air | On Air | On Air | 2010 | Permanent | 25.2892 | 55.3327 | Nokia/Huawei | Outdoor | Site Sharing | Site Share | Outdoor Site Sharing-Etisalat Owned |  |  | 2G+3G+4G+5G | BTS3900/Flexi 2G | LTE-4CC | 2T2R | U2100 (F2) + U900 (F1+F2) | L800+L1800F1+L1800F2+L2100 | 2CC | 1013200 | 30 |  | 3 | N78 | 4 | 3 | [32 empty] | IIB | DXB-1821-CSG-SAR-X-1
DXB1822 | Site 9023 | DXB | DXB1822 | DXB1822 | DXBL1822 | DXBNR1822 | On Air | On Air | On Air | On Air | 2012 | Permanent | 25.2792 | 55.3853 | Nokia/Huawei | Outdoor | EITC Passive Infrastructure | Microsite | RT-du Owned |  |  | 2G+3G+4G+5G | BTS3900A/Flexi 2G | LTE-3CC | 2T2R | U2100 (F2) + U900 (F1+F2) | L800+L1800F1+L1800F2 | 2CC | 1024200 | 30 |  | 3 | N78 | 4 | 3 | [32 empty] | IIB | DXB-1822-CSG-IXR-E-1
DXB1823 | Site 9024 | DXB | DXB1823 | DXB1823 | DXBL1823 | DXBNR1823 | Locked | On Air | On Air | On Air | 2010 | Permanent | 25.2639 | 55.2954 | Huawei | Outdoor | EITC Passive Infrastructure | Rooftop | RT-du Owned |  |  | 3G+4G+5G | BTS3900 | LTE-4CC | 2T2R | U2100 (F2) + U900 (F1+F2) | L800+L1800F1+L1800F2+L2100 | 2CC | 1031200 | 24 |  | 3 | N78 | 3 | 3 | [32 empty] | MW | 0
DXB1824 | Site 9025 | DXB | DXB1824 | DXB1824 | DXBL1824 |  | Locked | On Air | On Air |  | 2009 | Permanent | 25.2948 | 55.3304 | Huawei | Outdoor | Site Sharing | Site Share | Outdoor Site Sharing-Etisalat Owned |  |  | 3G+4G | BTS3900 | LTE | 2T2R | U2100 (F2) + U900 (F1+F2) | L1800F1 | - | 1013100 | 30 |  |  | - | 7 | - | [32 empty] | MW | 0
DXB1825 | Site 9026 | DXB | DXB1825 | DXB1825 | DXBL1825 | DXBNR1825 | On Air | On Air | On Air | On Air | 2014 | Permanent | 25.26 | 55.4034 | Nokia/Huawei | Outdoor | Site Sharing | Site Share | Outdoor Site Sharing-Etisalat Owned |  |  | 2G+3G+4G+5G | BTS3900A/MultiRadio 2G | LTE-3CC | 2T2R | U2100 (F2) + U900 (F1+F2) | L800+L1800F1+L1800F2 | 2CC | 1023400 | 30 |  | 3 | N78 | 3 | 3 | [32 empty] | IIB | DXB-1825-CSG-SAR-X-1
DXB1826 | Site 9027 | DXB | DXB1826 | DXB1826 | DXBL1826 | DXBNR1826 | On Air | On Air | On Air | On Air | 2010 | Permanent | 25.2855 | 55.4005 | Nokia/Huawei | Outdoor | EITC Passive Infrastructure | Rooftop | RT-du Owned |  |  | 2G+3G+4G+5G | BTS3900A/Flexi 2G | LTE-4CC | 4T4R | U2100 (F2) + U900 (F1+F2) | L800+L1800F1+L1800F2+L2100 | 2CC | 1024500 | 40 |  | 3 | N78 | 3 | 3 | [32 empty] | IIB | DXB-1826-CSG-SAR-X-1
DXB1827 | Site 9028 | DXB | DXB1827 | DXB1827 | DXBL1827 | DXBNR1827 | On Air | On Air | On Air | On Air | 2011 | Permanent | 25.2594 | 55.3871 | Nokia/Huawei | Outdoor | EITC Passive Infrastructure | Greenfield | Outdoor Green field-du Owned |  |  | 2G+3G+4G+5G | BTS3900/Flexi 2G | LTE-4CC | 2T2R | U2100 (F2) + U900 (F1+F2) | L800+L1800F1+L1800F2+L2100 | 2CC | 1022700 | 30 |  | 3 | N78 | 3 | 3 | [32 empty] | IIB | DXB-1827-CSG-IXR-E-1
DXB1828 | Site 9029 | DXB | DXB1828 | DXB1828 | DXBL1828 | DXBNR1828 | Locked | On Air | On Air | On Air | 2010 | Permanent | 25.2681 | 55.3866 | Huawei | Outdoor | EITC Passive Infrastructure | Greenfield | Outdoor Green field-du Owned |  |  | 3G+4G+5G | BTS3900 | LTE-3CC | 2T2R | U2100 (F2) + U900 (F1+F2) | L800+L1800F1+L1800F2 | 2CC | 1023300 | 30 |  | 3 | N78 | 3 | 3 | [32 empty] | IIB | DXB-1828-PREAGG-SR7-1
DXB1829 | Site 9030 | DXB | DXB1829 | DXB1829 | DXBL1829 | DXBNR1829 | Locked | On Air | On Air | On Air | 2010 | Permanent | 25.2737 | 55.3756 | Huawei | Outdoor | EITC Passive Infrastructure | Rooftop | RT-du Owned |  |  | 3G+4G+5G | BTS3900 | LTE-3CC | 2T2R | U2100 (F2) + U900 (F1+F2) | L800+L1800F1+L1800F2 | 2CC | 1023200 | 23 |  | 3 | N78 | 3 | 3 | [32 empty] | IIB | DXB-1829-CSG-ASR920-LD-1
DXB1830 | Site 9031 | DXB | DXB1830 | DXB1830 | DXBL1830 | DXBNR1830 | On Air | On Air | On Air | On Air | 2012 | Permanent | 25.2724 | 55.3004 | Nokia/Huawei | Outdoor | EITC Passive Infrastructure | Microsite | RT-du Owned |  |  | 2G+3G+4G+5G | BTS3900A/Flexi 2G | LTE-3CC | 2T2R | U2100 (F2) + U900 (F1+F2) | L800+L1800F1+L1800F2 | 1CC | 1011300 | 20 |  | 3 | N41 | 3 | 3 | [32 empty] | MW | 0
DXB1832 | Site 9032 | DXB | DXB2832 | DXB2832 | DXBL1832 | DXBNR1832 | On Air | On Air | On Air | On Air | 2010 | Permanent | 25.2459 | 55.4014 | Nokia/Huawei | Outdoor | Site Sharing | Site Share | Outdoor Site Sharing-Etisalat Owned |  |  | 2G+3G+4G+5G | BTS3900/Flexi 2G | LTE-4CC | 2T2R | U2100 (F2) + U900 (F1+F2) | L800+L1800F1+L1800F2+L2100 | 2CC | 1022800 | 25 |  | 3 | N78 | 3 | 3 | [32 empty] | IIB | DXB-2832-CSG-SAR-X-1
DXB1833 | Site 9033 | DXB | DXB1833 | DXB1833 | DXBL1833 | DXBNR1833 | On Air | On Air | On Air | On Air | 2010 | Permanent | 25.232 | 55.3722 | Nokia/Huawei | Outdoor | EITC Passive Infrastructure | Microsite | RT-du Owned |  |  | 2G+3G+4G+5G | BTS3900A/Flexi 2G | LTE-CA | 2T2R | U2100 (F2) + U900 (F1+F2) | L800+L1800F1 | 2CC | 1021500 | 13 |  | 3 | N78 | 3 | 3 | [32 empty] | IIB | DXB-1833-CSG-SAR-X-1
DXB1834 | Site 9034 | DXB | DXB1834 | DXB1834 | DXBL1834 | DXBNR1834 | On Air | On Air | On Air | On Air | 2011 | Permanent | 25.2313 | 55.3794 | Nokia/Huawei | Outdoor | Site Sharing | Site Share | Outdoor Site Sharing-Etisalat Owned |  |  | 2G+3G+4G+5G | BTS3900 | LTE-4CC | 2T2R | U2100 (F2) + U900 (F1+F2) | L800+L1800F1+L1800F2+L2100 | 2CC | 1021600 | 25 |  | 3 | N78 | 4 | 3 | [32 empty] | IIB | DXB-1834-CSG-SAR-X-1
DXB1838 | Site 9035 | DXB | DXB2838 | DXB2838 | DXBL1838 | DXBNR1838 | On Air | On Air | On Air | On Air | 2010 | Permanent | 25.1661 | 55.3412 | Nokia/Huawei | Outdoor | Site Sharing | Site Share | Outdoor Site Sharing-Etisalat Owned |  |  | 2G+3G+4G+5G | BTS3900/Flexi 2G | LTE-CA | 2T2R | U2100 (F2) + U900 (F1+F2) | L800+L1800F1 | 1CC | 1061500 | 30 |  | 3 | N41 | 3 | 3 | [32 empty] | IIB | DXB-1838-CSG-SAR-X-1
DXB1839 | Site 9036 | DXB | DXB1839 | DXB1839 | DXBL1839 | DXBNR1839 | On Air | On Air | On Air | On Air | 2010 | Permanent | 25.1461 | 55.3208 | Nokia/Huawei | Outdoor | EITC Passive Infrastructure | Greenfield | Outdoor Green field-du Owned |  |  | 2G+3G+4G+5G | BTS3900/Flexi 2G | LTE | 2T2R | U2100 (F2) + U900 (F1+F2) | L1800F1 | 1CC | 1061800 | 30 |  | 3 | N41 | 4 | 3 | Y | [31 empty] | IIB | DXB-1839-CSG-IXR-E-1
DXB1840 | Site 9037 | DXB | DXB2840 | DXB2840 | DXBL1840 | DXBNR1840 | On Air | On Air | On Air | On Air | 2010 | Permanent | 25.1441 | 55.3485 | Nokia/Huawei | Outdoor | Site Sharing | Site Share | Outdoor Site Sharing-Etisalat Owned |  |  | 2G+3G+4G+5G | BTS3900/Flexi 2G | LTE-3CC | 2T2R | U2100 (F2) + U900 (F1+F2) | L800+L1800F1+L1800F2 | 2CC | 1061500 | 30 |  | 3 | N78 | 3 | 3 | [32 empty] | IIB | DXB-2840-CSG-IXR-E-1
DXB1841 | Site 9038 | DXB | DXB1841 | DXB1841 | DXBL1841 | DXBNR1841 | Locked | On Air | On Air | On Air | 2010 | Permanent | 25.2243 | 55.307 | Huawei | Outdoor | Site Sharing | Site Share - Palm Tree | Outdoor Site Sharing-Etisalat Owned |  |  | 3G+4G+5G | BTS3900 | LTE | 2T2R | U2100 (F2) + U900 (F1+F2) | L1800F1 | 2CC | 1032500 | 30 |  | 3 | N78 | 3 | 3 | [32 empty] | IIB | DXB-1841-CSG-SAR-X-1
DXB1843 | Site 9039 | DXB | DXB1843 | DXB1843 | DXBL1843 | DXBNR1843 | On Air | On Air | On Air | On Air | 2010 | Permanent | 25.2796 | 55.3483 | Nokia/Huawei | Outdoor | EITC Passive Infrastructure | Rooftop | RT-du Owned |  |  | 2G+3G+4G+5G | BTS3900A/Flexi 2G | LTE-4CC | 2T2R | U2100 (F2) + U900 (F1+F2) | L800+L1800F1+L1800F2+L2100 | 2CC | 1013300 | 24 |  | 3 | N78 | 3 | 3 | [32 empty] | IIB | DXB-1843-CSG-ASR920-LD-1
DXB1845 | Site 9040 | DXB | DXB1845 | DXB1845 | DXBL1845 | DXBNR1845 | Locked | On Air | On Air | On Air | 2010 | Permanent | 24.9476 | 55.0743 | Huawei | Outdoor | Site Sharing | Site Share | Outdoor Site Sharing-Etisalat Owned |  |  | 3G+4G+5G | BTS3900 | LTE-4CC | 4T4R | U2100 (F2) + U900 (F1+F2) | L800+L1800F1+L1800F2+L2100 | 1CC | 1051800 | 30 |  | 3 | N41 | 3 | 3 | [32 empty] | IIB | DXB-1845-CSG-IXR-E-1
DXB1846 | Site 9041 | DXB | DXB2846 | DXB2846 | DXBL1846 | DXBNR1846 | Locked | On Air | On Air | On Air | 2009 | Permanent | 24.9956 | 55.087 | Huawei | Outdoor | Site Sharing | Site Share | Outdoor Site Sharing-Etisalat Owned |  |  | 3G+4G+5G | BTS3900 | LTE-CA | 2T2R | U2100 (F2) + U900 (F1+F2) | L800+L1800F1 | 1CC | 1059400 | 30 |  | 3 | N41 | 3 | 3 | [32 empty] | IIB | DXB-1846-CSG-N540-LD-1
DXB1847 | Site 9042 | DXB | DXB1847 | DXB1847 | DXBL1847 | DXBNR1847 | On Air | On Air | On Air | On Air | 2010 | Permanent | 24.9786 | 55.1782 | Nokia/Huawei | Outdoor | EITC Passive Infrastructure | Greenfield | Outdoor Green field-du Owned |  |  | 2G+3G+4G+5G | BTS3900/Flexi 2G | LTE-3CC | 2T2R | U2100 (F2) + U900 (F1+F2) | L800+L1800F1+L1800F2 | 2CC | 1059802 | 30 |  | 3 | N78 | 3 | 3 | [32 empty] | MW | 0
DXB1848 | Site 9043 | DXB | DXB1848 | DXB1848 | DXBL1848 | DXBNR1848 | On Air | On Air | On Air | On Air | 2010 | Permanent | 24.9809 | 55.1544 | Nokia/Huawei | Outdoor | Site Sharing | Site Share | Outdoor Site Sharing-Etisalat Owned |  |  | 2G+3G+4G+5G | BTS3900/Flexi 2G | LTE-3CC | 2T2R | U2100 (F2) + U900 (F1+F2) | L800+L1800F1+L1800F2 | 2CC | 1059801 | 30 |  | 3 | N78 | 3 | 3 | [32 empty] | MW | 0
DXB1849 | Site 9044 | DXB | DXB2849 | DXB2849 | DXBL1849 | DXBNR1849 | On Air | On Air | On Air | On Air | 2010 | Permanent | 25.2442 | 55.45 | Nokia/Huawei | Outdoor | Site Sharing | Site Share | Outdoor Site Sharing-Etisalat Owned |  |  | 2G+3G+4G+5G | BTS3900/Flexi 2G | LTE-4CC | 4T4R | U2100 (F2) + U900 (F1+F2) | L800+L1800F1+L1800F2+L2100 | 2CC | 1026200 | 30 |  | 3 | N78 | 3 | 3 | [32 empty] | IIB | DXB-1849-CSG-ASR920-LD-1
DXB1850 | Site 9045 | DXB | DXB1850 | DXB1850 | DXBL1850 | DXBNR1850 | On Air | On Air | On Air | On Air | 2009 | Permanent | 25.2549 | 55.4501 | Nokia/Huawei | Outdoor | Site Sharing | Site Share | Outdoor Site Sharing-Etisalat Owned |  |  | 2G+3G+4G+5G | BTS3900/Flexi 2G | LTE | 2T2R | U2100 (F2) + U900 (F1+F2) | L1800F1 | 2CC | 1026200 | 30 |  | 3 | N78 | 3 | 3 | [32 empty] | IIB | DXB-1850-CSG-SAR-X-1
DXB1851 | Site 9046 | DXB | DXB1851 | DXB1851 | DXBL1851 | DXBNR1851 | Locked | On Air | On Air | On Air | 2010 | Permanent | 25.222 | 55.487 | Huawei | Outdoor | EITC Passive Infrastructure | Greenfield | Outdoor Green field-du Owned |  |  | 3G+4G+5G | BTS3900 | LTE-4CC | 2T2R | U2100 (F2) + U900 (F1+F2) | L800+L1800F1+L1800F2+L2100 | 1CC | 1027100 | 40 |  | 3 | N41 | 3 | 3 | [32 empty] | IIB | DXB-1851-IBS-SAR-M-1
DXB1852 | Site 9047 | DXB | DXB2852 | DXB2852 | DXBL1852 | DXBNR1852 | On Air | On Air | On Air | On Air | 2010 | Permanent | 25.2082 | 55.5278 | Nokia/Huawei | Outdoor | EITC Passive Infrastructure | Greenfield | Outdoor Green field-du Owned |  |  | 2G+3G+4G+5G | BTS3900/Flexi 2G | LTE-4CC | 2T2R | U2100 (F2) + U900 (F1+F2) | L800+L1800F1+L1800F2+L2100 | 1CC | 1028300 | 40 |  | 3 | N41 | 3 | 3 | [32 empty] | IIB | DXB-1852-PREAGG-SR7-1
DXB1853 | Site 9048 | DXB | DXB1853 | DXB1853 | DXBL1853 | DXBNR1853 | On Air | On Air | On Air | On Air | 2010 | Permanent | 25.2407 | 55.3025 | Nokia/Huawei | Outdoor | EITC Passive Infrastructure | Rooftop | RT-du Owned |  |  | 2G+3G+4G+5G | BTS3900/Ultra 2G | LTE | 2T2R | U2100 (F2) + U900 (F1+F2) | L1800F1 | 2CC | 1031800 | 21 |  | 3 | N78 | 3 | 3 | [32 empty] | IIB | DXB-1853-CSG-IXR-E-1
DXB1855 | Site 9049 | DXB | DXB2855 | DXB2855 | DXBL1855 | DXBNR1855 | On Air | On Air | On Air | On Air | 2009 | Permanent | 25.2011 | 55.4089 | Nokia/Huawei | Outdoor | Site Sharing | Site Share | Outdoor Site Sharing-Etisalat Owned |  |  | 2G+3G+4G+5G | BTS3900/Flexi 2G | LTE-4CC | 2T2R | U2100 (F2) + U900 (F1+F2) | L800+L1800F1+L1800F2+L2100 | 2CC | 1042200 | 30 |  | 3 | N78 | 3 | 3 | [32 empty] | IIB | DXB-2855-CSG-SAR-X-1
DXB1858 | Site 9050 | DXB | DXB1858 | DXB1858 | DXBL1858 | DXBNR1858 | On Air | On Air | On Air | On Air | 2010 | Permanent | 25.1244 | 55.2285 | Nokia/Huawei | Outdoor | EITC Passive Infrastructure | Rooftop | RT-du Owned |  |  | 2G+3G+4G+5G | BTS3900/Flexi 2G | LTE-3CC | 2T2R | U2100 (F2) + U900 (F1+F2) | L800+L1800F1+L1800F2 | 2CC | 1036900 | 17 |  | 3 | N78 | 3 | 3 | [32 empty] | IIB | DXB-1858-CSG-IXR-E-1
DXB1859 | Site 9051 | DXB | DXB1859 | DXB1859 | DXBL1859 | DXBNR1859 | On Air | On Air | On Air | On Air | 2009 | Permanent | 25.176 | 55.2519 | Nokia/Huawei | Outdoor | EITC Passive Infrastructure | Greenfield | Outdoor Green field-du Owned |  |  | 2G+3G+4G+5G | BTS3900/Ultra 2G | LTE-4CC | 2T2R | U2100 (F2) + U900 (F1+F2) | L800+L1800F1+L1800F2+L2100 | 2CC | 1035400 | 30 |  | 3 | N78 | 3 | 3 | [32 empty] | IIB | DXB-1859-CSG-SAR-X-1
DXB1862 | Site 9052 | DXB | DXB1862 | DXB1862 | DXBL1862 | DXBNR1862 | On Air | On Air | On Air | On Air | 2011 | Permanent | 25.2969 | 55.3932 | Nokia/Huawei | Outdoor | Site Sharing | Site Share | Outdoor Site Sharing-Etisalat Owned |  |  | 2G+3G+4G+5G | BTS3900A/Flexi 2G | LTE-3CC | 2T2R | U2100 (F2) + U900 (F1+F2) | L800+L1800F1+L1800F2 | 2CC | 1024600 | 25 |  | 3 | N78 | 3 | 3 | [32 empty] | IIB | DXB-1862-CSG-IXR-E-1
DXB1863 | Site 9053 | DXB | DXB1863 | DXB1863 | DXBL1863 | DXBNR1863 | On Air | On Air | On Air | On Air | 2010 | Permanent | 25.2957 | 55.3868 | Nokia/Huawei | Outdoor | EITC Passive Infrastructure | Rooftop | RT-du Owned |  |  | 2G+3G+4G+5G | BTS3900A/Flexi 2G | LTE-4CC | 4T4R | U2100 (F2) + U900 (F1+F2) | L800+L1800F1+L1800F2+L2100 | 1CC | 1024100 | 25 |  | 3 | N41 | 3 | 3 | [32 empty] | IIB | DXB-1863-CSG-SAR-X-1
DXB1864 | Site 9054 | DXB | DXB1864 | DXB1864 | DXBL1864 | DXBNR1864 | On Air | On Air | On Air | On Air | 2012 | Permanent | 25.2859 | 55.3806 | Nokia/Huawei | Outdoor | Site Sharing | Site Share | Outdoor Site Sharing-Etisalat Owned |  |  | 2G+3G+4G+5G | BTS3900A/Flexi 2G | LTE-4CC | 2T2R | U2100 (F2) + U900 (F1+F2) | L800+L1800F1+L1800F2+L2100 | 2CC | 1024100 | 30 |  | 3 | N78 | 3 | 3 | [32 empty] | IIB | DXB-1864-CSG-IXR-E-1
DXB1865 | Site 9055 | DXB | DXB1865 | DXB1865 | DXBL1865 | DXBNR1865 | On Air | On Air | On Air | On Air | 2010 | Permanent | 25.2928 | 55.404 | Nokia/Huawei | Outdoor | EITC Passive Infrastructure | Greenfield | Outdoor Green field-du Owned |  |  | 2G+3G+4G+5G | BTS3900/Flexi 2G | LTE-4CC | 2T2R | U2100 (F2) + U900 (F1+F2) | L800+L1800F1+L1800F2+L2100 | 2CC | 1024700 | 30 |  | 3 | N78 | 3 | 3 | [32 empty] | OSN/IIB | DXB-1865-CSG-IXR-E-1
DXB1866 | Site 9056 | DXB | DXB1866 | DXB1866 | DXBL1866 | DXBNR1866 | On Air | On Air | On Air | On Air | 2010 | Permanent | 25.2746 | 55.3973 | Nokia/Huawei | Outdoor | EITC Passive Infrastructure | Greenfield | Outdoor Green field-du Owned |  |  | 2G+3G+4G+5G | BTS3900/Ultra 2G | LTE-CA | 2T2R | U2100 (F2) + U900 (F1+F2) | L1800F1+L1800F2 | 2CC | 1024400 | 30 |  | 3 | N78 | 3 | 3 | [32 empty] | IIB | DXB-1866-SCSG-IXR-R6-1
DXB1867 | Site 9057 | DXB | DXB1867 | DXB1867 | DXBL1867 | DXBNR1867 | On Air | On Air | On Air | On Air | 2009 | Permanent | 25.2696 | 55.4108 | Nokia/Huawei | Outdoor | EITC Passive Infrastructure | Greenfield | Outdoor Green field-du Owned |  |  | 2G+3G+4G+5G | BTS3900/Flexi 2G | LTE-4CC | 4T4R | U2100 (F2) + U900 (F1+F2) | L800+L1800F1+L1800F2+L2100 | 2CC | 1024400 | 30 |  | 3 | N78 | 3 | 3 | [32 empty] | IIB | DXB-1867-CSG-ASR920-LD-1
DXB1868 | Site 9058 | DXB | DXB1868 | DXB1868 | DXBL1868 | DXBNR1868 | Locked | On Air | On Air | On Air | 2011 | Permanent | 25.2748 | 55.3673 | Huawei | Outdoor | EITC Passive Infrastructure | Microsite | RT-du Owned |  |  | 3G+4G+5G | BTS3900A | LTE | 2T2R | U2100 (F2) + U900 (F1+F2) | L1800F1 | 2CC | 1023200 | 27 |  | 3 | N78 | 3 | 3 | [32 empty] | IIB | DXB-1868-CSG-IXR-E-1
DXB1869 | Site 9059 | DXB | DXB1869 | DXB1869 | DXBL1869 | DXBNR1869 | Locked | On Air | On Air | On Air | 2010 | Permanent | 25.2538 | 55.3008 | Huawei | Outdoor | EITC Passive Infrastructure | Rooftop | RT-du Owned |  |  | 3G+4G+5G | BTS3900 | LTE | 2T2R | U2100 (F2) + U900 (F1+F2) | L1800F1 | 2CC | 1031700 | 36 |  | 3 | N78 | 3 | 3 | [32 empty] | MW | 0
DXB1871 | Site 9060 | DXB | DXB1871 | DXB1871 | DXBL1871 | DXBNR1871 | On Air | On Air | On Air | On Air | 2011 | Permanent | 25.2441 | 55.421 | Nokia/Huawei | Outdoor | Site Sharing | Site Share | Outdoor Site Sharing-Etisalat Owned |  |  | 2G+3G+4G+5G | BTS3900/Flexi 2G | LTE-CA | 2T2R | U2100 (F2) + U900 (F1+F2) | L800+L1800F1 | 2CC | 1026100 | 25 |  | 3 | N78 | 4 | 3 | Y | [31 empty] | IIB | DXB-1871-CSG-SAR-X-1
DXB1872 | Site 9061 | DXB | DXB1872 | DXB1872 | DXBL1872 | DXBNR1872 | Locked | On Air | On Air | On Air | 2009 | Permanent | 25.2548 | 55.4242 | Huawei | Outdoor | EITC Passive Infrastructure | Greenfield | Outdoor Green field-du Owned |  |  | 3G+4G+5G | BTS3900 | LTE-3CC | 2T2R | U2100 (F2) + U900 (F1+F2) | L800+L1800F1+L1800F2 | 2CC | 1026400 | 30 |  | 3 | N78 | 4 | 3 | [32 empty] | IIB | DXB-1872-SCSG-IXR-R6-1
DXB1873 | Site 9062 | DXB | DXB1873 | DXB1873 | DXBL1873 | DXBNR1873 | On Air | On Air | On Air | On Air | 2011 | Permanent | 25.1938 | 55.5099 | Nokia/Huawei | Outdoor | EITC Passive Infrastructure | Greenfield | Outdoor Green field-du Owned |  |  | 2G+3G+4G+5G | BTS3900/Flexi 2G | LTE-3CC | 2T2R | U2100 (F2) + U900 (F1+F2) | L800+L1800F1+L1800F2 | 1CC | 1027100 | 40 |  | 3 | N41 | 3 | 3 | [32 empty] | IIB | DXB-1873-CSG-SAR-8-1
DXB1874 | Site 9063 | DXB | DXB1874 | DXB1874 | DXBL1874 | DXBNR1874 | On Air | On Air | On Air | On Air | 2010 | Permanent | 25.2474 | 55.3129 | Nokia/Huawei | Outdoor | EITC Passive Infrastructure | Rooftop | RT-du Owned |  |  | 2G+3G+4G+5G | BTS3900/Flexi 2G | LTE-3CC | 2T2R | U2100 (F2) + U900 (F1+F2) | L800+L1800F1+L1800F2 | 2CC | 1031800 | 26 |  | 3 | N78 | 3 | 3 | [32 empty] | IIB | DXB-1874-CSG-IXR-E-1
DXB1875 | Site 9064 | DXB | DXB1875 | DXB1875 | DXBL1875 |  | On Air | On Air | On Air |  | 2009 | Permanent | 25.2022 | 55.4755 | Nokia/Huawei | Outdoor | Site Sharing | Site Share | Outdoor Site Sharing-Etisalat Owned |  |  | 2G+3G+4G | BTS3900/Flexi 2G | LTE-3CC | 2T2R | U2100 (F2) + U900 (F1+F2) | L800+L1800F1+L1800F2 | - | 1027100 | 35 |  |  | - | 3 | - | [32 empty] | IIB | DXB-1875-CSG-SAR-X-1
DXB1876 | Site 9065 | DXB | DXB1876 | DXB1876 | DXBL1876 |  | Locked | On Air | On Air |  | 2009 | Permanent | 25.1632 | 55.505 | Huawei | Outdoor | Site Sharing | Site Share | Outdoor Site Sharing-Etisalat Owned |  |  | 3G+4G | BTS3900 | LTE-3CC | 2T2R | U2100 (F2) + U900 (F1+F2) | L800+L1800F1+L1800F2 | - | 1081400 | 35 |  |  | - | 3 | - | [32 empty] | MW | 0
DXB1877 | Site 9066 | DXB | DXB1877 | DXB1877 | DXBL1877 | DXBNR1877 | On Air | On Air | On Air | On Air | 2010 | Permanent | 25.1554 | 55.4579 | Nokia/Huawei | Outdoor | EITC Passive Infrastructure | Greenfield | Outdoor Green field-du Owned |  |  | 2G+3G+4G+5G | BTS3900/Flexi 2G | LTE-4CC | 4T4R | U2100 (F2) + U900 (F1+F2) | L800+L1800F1+L1800F2+L2100 | 1CC | 1081100 | 30 |  | 3 | N41 | 4 | 3 | Y | [31 empty] | IIB | DXB-1877-CSG-IXR-E-1
DXB1879 | Site 9067 | DXB | DXB1879 | DXB1879 | DXBL1879 | DXBNR1879 | On Air | On Air | On Air | On Air | 2010 | Permanent | 25.2439 | 55.3042 | Nokia/Huawei | Outdoor | EITC Passive Infrastructure | Rooftop | RT-du Owned |  |  | 2G+3G+4G+5G | BTS3900/Flexi 2G | LTE-CA | 2T2R | U2100 (F2) + U900 (F1+F2) | L800+L1800F1 | 2CC | 1031800 | 22 |  | 3 | N78 | 3 | 3 | [32 empty] | IIB | DXB-1879-CSG-ASR920-LD-1
DXB1881 | Site 9068 | DXB | DXB1881 | DXB1881 | DXBL1881 | DXBNR1881 | On Air | On Air | On Air | On Air | 2010 | Permanent | 25.2365 | 55.3224 | Nokia/Huawei | Outdoor | EITC Passive Infrastructure | Rooftop | RT-du Owned |  |  | 2G+3G+4G+5G | BTS3900/Flexi 2G | LTE-3CC | 2T2R | U2100 (F2) + U900 (F1+F2) | L800+L1800F1+L1800F2 | 2CC | 1031500 | 23 |  | 3 | N78 | 3 | 3 | [32 empty] | MW | 0
DXB1882 | Site 9069 | DXB | DXB1882 | DXB1882 | DXBL1882 | DXBNR1882 | On Air | On Air | On Air | On Air | 2010 | Permanent | 25.2823 | 55.3165 | Nokia/Huawei | Outdoor | EITC Passive Infrastructure | Rooftop | RT-du Owned |  |  | 2G+3G+4G+5G | BTS3900/Ultra 2G | LTE-4CC | 2T2R | U2100 (F2) + U900 (F1+F2) | L800+L1800F1+L1800F2+L2100 | 2CC | 1012200 | 24 |  | 3 | N78 | 3 | 3 | [32 empty] | IIB | DXB-1882-CSG-IXR-E-1
DXB1883 | Site 9070 | DXB | DXB1883 | DXB1883 | DXBL1883 | DXBNR1883 | Locked | On Air | On Air | On Air | 2009 | Permanent | 25.115 | 55.203 | Huawei | Outdoor | EITC Passive Infrastructure | Rooftop | RT-du Owned |  |  | 3G+4G+5G | BTS3900 | LTE-4CC | 2T2R | U2100 (F2) + U900 (F1+F2) | L800+L1800F1+L1800F2+L2100 | 2CC | 1037300 | 30 |  | 3 | N78 | 3 | 3 | [32 empty] | IIB | DXB-1883-CSG-SAR-X-1
DXB1885 | Site 9071 | DXB | DXB1885 | DXB1885 | DXBL1885 | DXBNR1885 | On Air | On Air | On Air | On Air | 2010 | Permanent | 25.1626 | 55.2602 | Nokia/Huawei | Outdoor | EITC Passive Infrastructure | Greenfield | Outdoor Green field-du Owned |  |  | 2G+3G+4G+5G | BTS3900/Ultra 2G | LTE-4CC | 4T4R | U2100 (F2) + U900 (F1+F2) | L800+L1800F1+L1800F2+L2100 | 2CC | 1035400 | 30 |  | 3 | N78 | 3 | 3 | [32 empty] | IIB | DXB-1885-CSG-ASR920-LD-1
DXB1886 | Site 9072 | DXB | DXB1886 | DXB1886 | DXBL1886 | DXBNR1886 | On Air | On Air | On Air | On Air | 2011 | Permanent | 25.1234 | 55.2308 | Nokia/Huawei | Outdoor | EITC Passive Infrastructure | Greenfield | Outdoor Green field-du Owned |  |  | 2G+3G+4G+5G | BTS3900/Flexi 2G | LTE-4CC | 2T2R | U2100 (F2) + U900 (F1+F2) | L800+L1800F1+L1800F2+L2100 | 2CC | 1036900 | 30 |  | 3 | N78 | 4 | 3 | [32 empty] | IIB | DXB-1886-CSG-IXR-E-1
DXB1889 | Site 9073 | DXB | DXB1889 | DXB1889 | DXBL1889 | DXBNR1889 | On Air | On Air | On Air | On Air | 2010 | Permanent | 25.2834 | 55.409 | Nokia/Huawei | Outdoor | EITC Passive Infrastructure | Greenfield | Outdoor Green field-du Owned |  |  | 2G+3G+4G+5G | BTS3900/Ultra 2G | LTE-4CC | 2T2R | U2100 (F2) + U900 (F1+F2) | L800+L1800F1+L1800F2+L2100 | 2CC | 1024500 | 30 |  | 3 | N78 | 3 | 3 | [32 empty] | IIB | DXB-1889-CSG-IXR-E-1
DXB1890 | Site 9074 | DXB | DXB1890 | DXB1890 | DXBL1890 | DXBNR1890 | On Air | On Air | On Air | On Air | 2009 | Permanent | 24.9843 | 55.119 | Nokia/Huawei | Outdoor | Site Sharing | Site Share | Outdoor Site Sharing-Etisalat Owned |  |  | 2G+3G+4G+5G | BTS3900/Flexi 2G | LTE-3CC | 2T2R | U2100 (F2) + U900 (F1+F2) | L800+L1800F1+L1800F2 | 2CC | 1059900 | 30 |  | 3 | N78 | 3 | 3 | [32 empty] | IIB | DXB-1890-CSG-IXR-E-1
DXB1891 | Site 9075 | DXB | DXB1891 | DXB1891 | DXBL1891 | DXBNR1891 | On Air | On Air | On Air | On Air | 2009 | Permanent | 25.1328 | 55.2502 | Nokia/Huawei | Outdoor | EITC Passive Infrastructure | Microsite | RT-du Owned |  |  | 2G+3G+4G+5G | BTS3900A/Flexi 2G | LTE-4CC | 2T2R | U2100 (F2) + U900 (F1+F2) | L800+L1800F1+L1800F2+L2100 | 2CC | 1036500 | 13 |  | 3 | N78 | 3 | 3 | [32 empty] | IIB | DXB-1891-CSG-SAR-X-1
DXB1894 | Site 9076 | DXB | DXB1894 | DXB1894 | DXBL1894 | DXBNR1894 | On Air | On Air | On Air | On Air | 2010 | Permanent | 25.2622 | 55.4107 | Nokia/Huawei | Outdoor | EITC Passive Infrastructure | Greenfield | Outdoor Green field-du Owned |  |  | 2G+3G+4G+5G | BTS3900/Flexi 2G | LTE-4CC | 4T4R | U2100 (F2) + U900 (F1+F2) | L800+L1800F1+L1800F2+L2100 | 2CC | 1026400 | 30 |  | 3 | N78 | 3 | 3 | [32 empty] | IIB | DXB-1894-CSG-ASR920-LD-1
DXB1895 | Site 9077 | DXB | DXB1895 | DXB1895 | DXBL1895 | DXBNR1895 | Locked | On Air | On Air | On Air | 2010 | Permanent | 25.2695 | 55.4326 | Huawei | Outdoor | EITC Passive Infrastructure | Microsite | RT-du Owned |  |  | 3G+4G+5G | BTS3900A | LTE-4CC | 2T2R | U2100 (F2) + U900 (F1+F2) | L800+L1800F1+L1800F2+L2100 | 2CC | 1026400 | 17 |  | 3 | N78 | 3 | 3 | [32 empty] | IIB | DXB-1895-CSG-SAR-X-1
DXB1896 | Site 9078 | DXB | DXB1896 | DXB1896 | DXBL1896 | DXBNR1896 | On Air | On Air | On Air | On Air | 2012 | Permanent | 25.2627 | 55.4297 | Nokia/Huawei | Outdoor | EITC Passive Infrastructure | Rooftop | RT-du Owned |  |  | 2G+3G+4G+5G | BTS3900A/Flexi 2G | LTE-4CC | 2T2R | U2100 (F2) + U900 (F1+F2) | L800+L1800F1+L1800F2+L2100 | 2CC | 1026400 | 25 |  | 3 | N78 | 3 | 3 | [32 empty] | IIB | DXB-1896-CSG-SAR-X-1
DXB1899 | Site 9079 | DXB | DXB1899 | DXB1899 | DXBL1899 | DXBNR1899 | On Air | On Air | On Air | On Air | 2010 | Permanent | 24.8811 | 55.3404 | Nokia/Huawei | Outdoor | EITC Passive Infrastructure | Greenfield | Outdoor Green field-du Owned |  |  | 2G+3G+4G+5G | BTS3900/Flexi 2G | LTE-CA | 2T2R | U2100 (F2) + U900 (F1+F2) | L700+L800+L1800F1 | 1CC | 1096100 | 40 |  | 3 | N41 | 3 | 3 | [32 empty] | IIB | DXB-1899-SCSG-SR7B-1
DXB1900 | Site 9080 | DXB | DXB1900 | DXB1900 | DXBL1900 |  | On Air | On Air | On Air |  | 2012 | Permanent | 24.9591 | 55.4059 | Nokia/Huawei | Outdoor | Site Sharing | Site Share | Outdoor Site Sharing-Etisalat Owned |  |  | 2G+3G+4G | BTS3900/Flexi 2G | LTE-4CC | 2T2R | U2100 (F2) + U900 (F1+F2) | L700+L800+L1800F1+L1800F2+L2100 | - | 1091700 | 35 |  |  | - | 4 | - | [32 empty] | MW | 0
DXB1902 | Site 9081 | DXB | DXB1902 | DXB1902 | DXBL1902 | DXBNR1902 | On Air | On Air | On Air | On Air | 2011 | Permanent | 25.2659 | 55.3167 | Nokia/Huawei | Outdoor | EITC Passive Infrastructure | Rooftop | RT-du Owned |  |  | 2G+3G+4G+5G | BTS3900/Ultra 2G | LTE-4CC | 4T4R | U2100 (F2) + U900 (F1+F2) | L800+L1800F1+L1800F2+L2100 | 1CC | 1012400 | 35 |  | 3 | N41 | 3 | 3 | [32 empty] | MW | 0
DXB1903 | Site 9082 | DXB | DXB1903 | DXB1903 | DXBL1903 | DXBNR1903 | On Air | On Air | On Air | On Air | 2011 | Permanent | 24.9362 | 55.05 | Nokia/Huawei | Outdoor | EITC Passive Infrastructure | Greenfield | Outdoor Green field-du Owned |  |  | 2G+3G+4G+5G | BTS3900/Ultra 2G | LTE-4CC | 2T2R | U2100 (F2) + U900 (F1+F2) | L800+L1800F1+L1800F2+L2100 | 1CC | 1051600 | 30 |  | 3 | N41 | 4 | 3 | Y | [31 empty] | IIB | DXB-1903-CSG-IXR-E-1
DXB1905 | Site 9083 | DXB | DXB1905 | DXB1905 | DXBL1905 | DXBNR1905 | On Air | On Air | On Air | On Air | 2010 | Permanent | 24.8989 | 55.6206 | Nokia/Huawei | Outdoor | EITC Passive Infrastructure | Greenfield | Outdoor Green field-du Owned |  |  | 2G+3G+4G+5G | BTS3900/Ultra 2G | LTE-4CC | 2T2R | U2100 (F2) + U900 (F1+F2) | L800+L1800F1+L1800F2+L2100 | 1CC | 1084500 | 58 |  | 3 | N41 | 3 | 3 | [32 empty] | IIB | DXB-1905-CSG-SAR-8-1
DXB1908 | Site 9084 | DXB | DXB1908 | DXB1908 | DXBL1908 | DXBNR1908 | On Air | On Air | On Air | On Air | 2014 | Permanent | 25.1184 | 55.3944 | Nokia/Huawei | Outdoor | EITC Passive Infrastructure | Rooftop | RT-du Owned |  |  | 2G+3G+4G+5G | BTS3900A/MultiRadio 2G | LTE-4CC | 2T2R | U2100 (F2) + U900 (F1+F2) | L800+L1800F1+L1800F2+L2100 | 1CC | 1062600 | 38 |  | 3 | N41 | 3 | 3 | [32 empty] | IIB | DXB-1908-CSG-IXR-E-1
DXB1909 | Site 9085 | DXB | DXB1909 | DXB1909 | DXBL1909 | DXBNR1909 | On Air | On Air | On Air | On Air | 2014 | Permanent | 25.0475 | 55.2088 | Nokia/Huawei | Outdoor | EITC Passive Infrastructure | Rooftop | RT-du Owned |  |  | 2G+3G+4G+5G | BTS3900A/MultiRadio 2G | LTE-4CC | 2T2R | U2100 (F2) + U900 (F1+F2) | L800+L1800F1+L1800F2+L2100 | 2CC | 1068100 | 26 |  | 3 | N78 | 3 | 3 | [32 empty] | IIB | DXB-1909-CSG-SAR-X-1
DXB1910 | Site 9086 | DXB | DXB1910 | DXB1910 | DXBL1910 | DXBNR1910 | On Air | On Air | On Air | On Air | 2015 | Permanent | 25.1706 | 55.54 | Nokia/Huawei | Outdoor | Site Sharing | Site Share | Outdoor Site Sharing-Etisalat Owned |  |  | 2G+3G+4G+5G | BTS3900A/MultiRadio 2G | LTE-3CC | 2T2R | U2100 (F2) + U900 (F1+F2) | L800+L1800F1+L1800F2 | 1CC | 1072100 | 30 |  | 3 | N41 | 3 | 3 | [32 empty] | IIB | DXB-1910-CSG-ASR920-LD-1
DXB1914 | Site 9087 | DXB | DXB1914 | DXB1914 | DXBL1914 |  | On Air | On Air | On Air |  | 2009 | Permanent | 25.0062 | 55.6464 | Nokia/Huawei | Outdoor | Site Sharing | Site Share | Outdoor Site Sharing-Etisalat Owned |  |  | 2G+3G+4G | BTS3900/Flexi 2G | LTE-3CC | 2T2R | U2100 (F2) + U900 (F1+F2) | L800+L1800F1+L1800F2 | - | 1084100 | 40 |  |  | - | 4 | - | [32 empty] | IIB | DXB-1914-CSG-SAR-X-1
DXB1921 | Site 9088 | DXB | DXB1921 | DXB1921 | DXBL1921 | DXBNR1921 | On Air | On Air | On Air | On Air | 2012 | Permanent | 24.7736 | 55.3691 | Nokia/Huawei | Outdoor | EITC Passive Infrastructure | Greenfield | Outdoor Green field-du Owned |  |  | 2G+3G+4G+5G | BTS3900/Flexi 2G | LTE-4CC | 2T2R | U2100 (F2) + U900 (F1+F2) | L700+L800+L1800F1+L1800F2+L2100 | 1CC | 1097100 | 60 |  | 3 | N41 | 3 | 3 | [32 empty] | IIB | DXB-1921-CSG-ASR920-LD-1
DXB1922 | Site 9089 | DXB | DXB1922 | DXB1922 | DXBL1922 | DXBNR1922 | On Air | On Air | On Air | On Air | 2011 | Permanent | 24.7685 | 55.1168 | Nokia/Huawei | Outdoor | Site Sharing | Site Share | Outdoor Site Sharing-Etisalat Owned |  |  | 2G+3G+4G+5G | BTS3900/Flexi 2G | LTE-3CC | 2T2R | U2100 (F2) + U900 (F1+F2) | L800+L1800F1+L1800F2 | 2CC | 1098700 | 60 |  | 3 | N78 | 3 | - | [32 empty] | IIB | DXB-1922-CSG-IXR-E-1
DXB1930 | Site 9090 | DXB | DXB1930 | DXB1930 | DXBL1930 | DXBNR1930 | Locked | On Air | On Air | On Air | 2015 | Permanent | 25.2263 | 55.4037 | Huawei | Outdoor | EITC Passive Infrastructure | Greenfield | Outdoor Green field-du Owned |  |  | 3G+4G+5G | BTS3900A | LTE-4CC | 4T4R | U2100 (F2) + U900 (F1+F2) | L800+L1800F1+L1800F2+L2100 | 2CC | 1021600 | 30 |  | 3 | N78 | 4 | 3 | [32 empty] | IIB | DXB-1930-CSG-ASR920-LD-1
DXB1934 | Site 9091 | DXB | DXB1934 | DXB1934 | DXBL1934 | DXBNR1934 | On Air | On Air | On Air | On Air | 2013 | Permanent | 25.2723 | 55.3019 | Nokia/Huawei | Outdoor | EITC Passive Infrastructure | Rooftop | RT-du Owned |  |  | 2G+3G+4G+5G | BTS3900A/Flexi 2G | LTE-3CC | 2T2R | U2100 (F2) + U900 (F1+F2) | L800+L1800F1+L1800F2 | 1CC | 1011300 | 21 |  | 2 | N41 | 3 | 2 | [32 empty] | MW | 0
DXB1935 | Site 9092 | DXB | DXB1935 | DXB1935 | DXBL1935 |  | On Air | On Air | On Air |  | 2012 | Permanent | 24.8229 | 55.4389 | Nokia/Huawei | Outdoor | EITC Passive Infrastructure | Greenfield | Outdoor Green field-du Owned |  |  | 2G+3G+4G | BTS3900/Flexi 2G | LTE-3CC | 2T2R | U2100 (F2) + U900 (F1+F2) | L800+L1800F1+L1800F2 | - | 1095600 | 60 |  |  | - | 3 | - | [32 empty] | MW | 0
DXB1936 | Site 9093 | DXB | DXB1936 | DXB1936 | DXBL1936 | DXBNR1936 | On Air | On Air | On Air | On Air | 2012 | Permanent | 25.2748 | 55.3132 | Nokia/Huawei | Outdoor | EITC Passive Infrastructure | Microsite | RT-du Owned |  |  | 2G+3G+4G+5G | BTS3900A/Flexi 2G | LTE-4CC | 4T4R | U2100 (F2) + U900 (F1+F2) | L800+L1800F1+L1800F2+L2100 | 1CC | 1011800 | 18 |  | 3 | N41 | 3 | 3 | [32 empty] | IIB | DXB-1936-CSG-SAR-X-1
DXB1939 | Site 9094 | DXB | DXB1939 | DXB1939 | DXBL1939 | DXBNR1939 | On Air | On Air | On Air | On Air | 2010 | Permanent | 25.2527 | 55.3339 | Nokia/Huawei | Outdoor | EITC Passive Infrastructure | Rooftop | RT-du Owned |  |  | 2G+3G+4G+5G | BTS3900A/Flexi 2G | LTE-3CC | 2T2R | U2100 (F2) + U900 (F1+F2) | L800+L1800F1+L1800F2 | 2CC | 1012900 | 44 |  | 3 | N78 | 3 | 3 | [32 empty] | IIB | DXB-1939-CSG-IXR-E-1
DXB1940 | Site 9095 | DXB | DXB1940 | DXB1940 | DXBL1940 | DXBNR1940 | On Air | On Air | On Air | On Air | 2009 | Permanent | 25.2412 | 55.3627 | Nokia/Huawei | Outdoor | Site Sharing | Site Share | Outdoor Site Sharing-Etisalat Owned |  |  | 2G+3G+4G+5G | BTS3900/Flexi 2G | LTE-4CC | 2T2R | U2100 (F2) + U900 (F1+F2) | L800+L1800F1+L1800F2+L2100 | 2CC | 1021400 | 30 |  | 3 | N78 | 3 | 3 | [32 empty] | IIB | DXB-1940-CSG-SAR-X-1
DXB1942 | Site 9096 | DXB | DXB1942 | DXB1942 | DXBL1942 | DXBNR1942 | Locked | On Air | On Air | On Air | 2012 | Permanent | 25.2332 | 55.3547 | Huawei | Outdoor | EITC Passive Infrastructure | Microsite | RT-du Owned |  |  | 3G+4G+5G | BTS3900A | LTE-4CC | 2T2R | U2100 (F2) + U900 (F1+F2) | L800+L1800F1+L1800F2+L2100 | 2CC | 1021400 | 33 |  | 3 | N78 | 3 | 3 | [32 empty] | IIB | DXB-1942-CSG-SAR-X-1
DXB1945 | Site 9097 | DXB | DXB1945 | DXB1945 | DXBL1945 | DXBNR1945 | Locked | On Air | On Air | On Air | 2010 | Permanent | 25.2672 | 55.4344 | Huawei | Outdoor | EITC Passive Infrastructure | Microsite | RT-du Owned |  |  | 3G+4G+5G | BTS3900 | LTE-4CC | 2T2R | U2100 (F2) + U900 (F1+F2) | L800+L1800F1+L1800F2+L2100 | 2CC | 1026400 | 17 |  | 3 | N78 | 3 | 3 | [32 empty] | IIB | DXB-1945-CSG-SAR-X-1
DXB1946 | Site 9098 | DXB | DXB1946 | DXB1946 | DXBL1946 | DXBNR1946 | On Air | On Air | On Air | On Air | 2010 | Permanent | 25.2447 | 55.4637 | Nokia/Huawei | Outdoor | EITC Passive Infrastructure | Greenfield | Outdoor Green field-du Owned |  |  | 2G+3G+4G+5G | BTS3900/Ultra 2G | LTE-CA | 2T2R | U2100 (F2) + U900 (F1+F2) | L800+L1800F1 | 2CC | 1026300 | 30 |  | 3 | N78 | 4 | 3 | [32 empty] | IIB | DXB-1946-PREAGG-SR7-1
DXB1952 | Site 9099 | DXB | DXB1952 | DXB1952 | DXBL1952 |  | On Air | On Air | On Air |  | 2011 | Permanent | 24.9267 | 55.0602 | Nokia/Huawei | Outdoor | Site Sharing | Site Share | Outdoor Site Sharing-Etisalat Owned |  |  | 2G+3G+4G | BTS3900/Flexi 2G | LTE-3CC | 2T2R | U2100 (F2) + U900 (F1+F2) | L800+L1800F1+L1800F2 | - | 1051600 | 45 |  |  | - | 4 | - | [32 empty] | IIB | DXB-1952-CSG-IXR-E-1
DXB1953 | Site 9100 | DXB | DXB1953 | DXB1953 | DXBL1953 | DXBNR1953 | On Air | On Air | On Air | On Air | 2010 | Permanent | 25.1807 | 55.3878 | Nokia/Huawei | Outdoor | EITC Passive Infrastructure | Greenfield | Outdoor Green field-du Owned |  |  | 2G+3G+4G+5G | BTS3900/Ultra 2G | LTE-4CC | 4T4R | U2100 (F2) + U900 (F1+F2) | L800+L1800F1+L1800F2+L2100 | 2CC | 1061400 | 29 |  | 3 | N78 | 3 | 3 | [32 empty] | IIB | DXB-1953-CSG-IXR-E-1
DXB1954 | Site 9101 | DXB | DXB2954 | DXB2954 | DXBL1954 | DXBNR1954 | On Air | On Air | On Air | On Air | 2010 | Permanent | 25.1991 | 55.4295 | Nokia/Huawei | Outdoor | Site Sharing | Site Share | Outdoor Site Sharing-Etisalat Owned |  |  | 2G+3G+4G+5G | BTS3900/Flexi 2G | LTE-4CC | 2T2R | U2100 (F2) + U900 (F1+F2) | L800+L1800F1+L1800F2+L2100 | 2CC | 1042300 | 30 |  | 3 | N78 | 4 | 3 | Y | [31 empty] | IIB | DXB-1954-CSG-SAR-X-1
DXB1955 | Site 9102 | DXB | DXB1955 | DXB1955 | DXBL1955 | DXBNR1955 | On Air | On Air | On Air | On Air | 2010 | Permanent | 25.1595 | 55.5351 | Nokia/Huawei | Outdoor | EITC Passive Infrastructure | Greenfield | Outdoor Green field-du Owned |  |  | 2G+3G+4G+5G | BTS3900/Flexi 2G | LTE-4CC | 2T2R | U2100 (F2) + U900 (F1+F2) | L800+L1800F1+L1800F2+L2100 | 1CC | 1072100 | 40 |  | 3 | N41 | 4 | 3 | [32 empty] | IIB | DXB-1955-CSG-ASR920-LD-1
DXB1960 | Site 9103 | DXB | DXB1960 | DXB1960 | DXBL1960 | DXBNR1960 | On Air | On Air | On Air | On Air | 2009 | Permanent | 25.2227 | 55.4257 | Nokia/Huawei | Outdoor | EITC Passive Infrastructure | Microsite | RT-du Owned |  |  | 2G+3G+4G+5G | BTS3900A/Flexi 2G | LTE-3CC | 2T2R | U2100 (F2) + U900 (F1+F2) | L800+L1800F1+L1800F2 | 1CC | 1025100 | 28 |  | 3 | N41 | 3 | 3 | [32 empty] | IIB | DXB-1960-CSG-IXR-E-1
DXB1961 | Site 9104 | DXB | DXB1961 | DXB1961 | DXBL1961 | DXBNR1961 | On Air | On Air | On Air | On Air | 2011 | Permanent | 25.2124 | 55.5076 | Nokia/Huawei | Outdoor | EITC Passive Infrastructure | Greenfield | Outdoor Green field-du Owned |  |  | 2G+3G+4G+5G | BTS3900/Flexi 2G | LTE-4CC | 4T4R | U2100 (F2) + U900 (F1+F2) | L800+L1800F1+L1800F2+L2100 | 1CC | 1027100 | 40 |  | 3 | N41 | 3 | 3 | [32 empty] | IIB | DXB-1961-CSG-ASR920-LD-1
DXB1962 | Site 9105 | DXB | DXB1962 | DXB1962 | DXBL1962 | DXBNR1962 | Locked | On Air | On Air | On Air | 2010 | Permanent | 25.2712 | 55.2994 | Huawei | Outdoor | EITC Passive Infrastructure | Rooftop | RT-du Owned |  |  | 3G+4G+5G | BTS3900A | LTE-3CC | 2T2R | U2100 (F2) + U900 (F1+F2) | L800+L1800F1+L1800F2 | 1CC | 1011300 | 16 |  | 3 | N41 | 3 | 3 | [32 empty] | MW | 0
DXB1963 | Site 9106 | DXB | DXB1963 | DXB1963 | DXBL1963 | DXBNR1963 | On Air | On Air | On Air | On Air | 2010 | Permanent | 25.2935 | 55.3741 | Nokia/Huawei | Outdoor | EITC Passive Infrastructure | Rooftop | RT-du Owned |  |  | 2G+3G+4G+5G | BTS3900/Flexi 2G | LTE-3CC | 2T2R | U2100 (F2) + U900 (F1+F2) | L800+L1800F1+L1800F2 | 1CC | 1024100 | 25 |  | 3 | N41 | 3 | 3 | [32 empty] | IIB | DXB-1963-CSG-SAR-X-1
DXB1965 | Site 9107 | DXB | DXB1965 | DXB1965 | DXBL1965 | DXBNR1965 | On Air | On Air | On Air | On Air | 2011 | Permanent | 25.2736 | 55.3017 | Nokia/Huawei | Outdoor | EITC Passive Infrastructure | Rooftop | RT-du Owned |  |  | 2G+3G+4G+5G | BTS3900A/Flexi 2G | LTE-3CC | 2T2R | U2100 (F2) + U900 (F1+F2) | L800+L1800F1+L1800F2 | 1CC | 1011300 | 22 |  | 3 | N41 | 3 | 3 | [32 empty] | MW | 0
DXB1966 | Site 9108 | DXB | DXB1966 | DXB1966 | DXBL1966 | DXBNR1966 | Locked | On Air | On Air | On Air | 2010 | Permanent | 25.2708 | 55.3109 | Huawei | Outdoor | EITC Passive Infrastructure | Rooftop | RT-du Owned |  |  | 3G+4G+5G | BTS3900 | LTE-4CC | 4T4R | U2100 (F2) + U900 (F1+F2) | L800+L1800F1+L1800F2+L2100 | 1CC | 1011800 | 16 |  | 3 | N41 | 3 | 3 | [32 empty] | IIB | DXB-1966-CSG-ASR920-LD-1
DXB1967 | Site 9109 | DXB | DXB1967 | DXB1967 | DXBL1967 | DXBNR1967 | Locked | On Air | On Air | On Air | 2010 | Permanent | 25.2622 | 55.323 | Huawei | Outdoor | EITC Passive Infrastructure | Rooftop | RT-du Owned |  |  | 3G+4G+5G | BTS3900 | LTE-4CC | 4T4R | U2100 (F2) + U900 (F1+F2) | L800+L1800F1+L1800F2+L2100 | 1CC | 1012400 | 32 |  | 3 | N41 | 3 | 3 | [32 empty] | MW | 0
DXB1968 | Site 9110 | DXB | DXB1968 | DXB1968 | DXBL1968 |  | Locked | On Air |  |  | 2011 | Permanent | 25.2636 | 55.3275 | Huawei | Outdoor | EITC Passive Infrastructure | Microsite | RT-du Owned |  |  | 3G | BTS3900A | TBD | - | U2100 (F2) | - | - | 1012400 | 38 |  |  | - | 3 | - | [32 empty] | MW | 0
DXB1969 | Site 9111 | DXB | DXB1969 | DXB1969 | DXBL1969 | DXBNR1969 | On Air | On Air | On Air | On Air | 2010 | Permanent | 25.2712 | 55.336 | Nokia/Huawei | Outdoor | EITC Passive Infrastructure | Rooftop | RT-du Owned |  |  | 2G+3G+4G+5G | BTS3900/Flexi 2G | LTE-3CC | 2T2R | U2100 (F2) + U900 (F1+F2) | L800+L1800F1+L1800F2 | 1CC | 1012800 | 21 |  | 2 | N41 | 4 | 2 | [32 empty] | IIB | DXB-1969-CSG-SAR-X-1
DXB1970 | Site 9112 | DXB | DXB1970 | DXB1970 | DXBL1970 | DXBNR1970 | On Air | On Air | On Air | On Air | 2010 | Permanent | 25.2691 | 55.325 | Nokia/Huawei | Outdoor | EITC Passive Infrastructure | Rooftop | RT-du Owned |  |  | 2G+3G+4G+5G | BTS3900/Ultra 2G | LTE-3CC | 2T2R | U2100 (F2) + U900 (F1+F2) | L800+L1800F1+L1800F2 | 1CC | 1012400 | 20 |  | 3 | N41 | 3 | 3 | [32 empty] | MW | 0
DXB1971 | Site 9113 | DXB | DXB1971 | DXB1971 | DXBL1971 | DXBNR1971 | On Air | On Air | On Air | On Air | 2010 | Permanent | 25.2735 | 55.3225 | Nokia/Huawei | Outdoor | EITC Passive Infrastructure | Rooftop | RT-du Owned |  |  | 2G+3G+4G+5G | BTS3900/Flexi 2G | LTE-4CC | 2T2R | U2100 (F2) + U900 (F1+F2) | L800+L1800F1+L1800F2+L2100 | 2CC | 1012300 | 29 |  | 3 | N78 | 3 | 3 | [32 empty] | IIB | DXB-1971-CSG-IXR-E-1
DXB1972 | Site 9114 | DXB | DXB1972 | DXB1972 | DXBL1972 | DXBNR1972 | On Air | On Air | On Air | On Air | 2010 | Permanent | 25.184 | 55.4165 | Nokia/Huawei | Outdoor | EITC Passive Infrastructure | Greenfield | Outdoor Green field-du Owned |  |  | 2G+3G+4G+5G | BTS3900/Flexi 2G | LTE-4CC | 2T2R | U2100 (F2) + U900 (F1+F2) | L800+L1800F1+L1800F2+L2100 | 2CC | 1042300 | 30 |  | 3 | N78 | 4 | 3 | [32 empty] | IIB | DXB-1972-CSG-SAR-X-1
DXB1974 | Site 9115 | DXB | DXB1974 | DXB1974 | DXBL1974 | DXBNR1974 | On Air | On Air | On Air | On Air | 2010 | Permanent | 25.084 | 55.4091 | Nokia/Huawei | Outdoor | Site Sharing | Site Share | Outdoor Site Sharing-Etisalat Owned |  |  | 2G+3G+4G+5G | BTS3900/Flexi 2G | LTE-3CC | 2T2R | U2100 (F2) + U900 (F1+F2) | L800+L1800F1+L1800F2 | 1CC | 1081400 | 20 |  | 3 | N41 | 3 | 3 | [32 empty] | IIB | DXB-1974-CSG-IXR-E-1
DXB1975 | Site 9116 | DXB | DXB1975 | DXB1975 | DXBL1975 | DXBNR1975 | Locked | On Air | On Air | On Air | 2013 | Permanent | 25.0901 | 55.393 | Huawei | Outdoor | EITC Passive Infrastructure | RDU | Outdoor Green field-du Owned |  |  | 3G+4G+5G | BTS3900 | LTE-4CC | 2T2R | U2100 (F2) + U900 (F1+F2) | L700+L800+L1800F1+L1800F2+L2100 | 1CC | 1081300 | 30 |  | 3 | N41 | 3 | 3 | [32 empty] | IIB | DXB-1975-CSG-ASR920-LD-1
DXB1976 | Site 9117 | DXB | DXB1976 | DXB1976 | DXBL1976 | DXBNR1976 | On Air | On Air | On Air | On Air | 2009 | Permanent | 25.2408 | 55.2964 | Nokia/Huawei | Outdoor | EITC Passive Infrastructure | Rooftop | RT-du Owned |  |  | 2G+3G+4G+5G | BTS3900/Ultra 2G | LTE-CA | 2T2R | U2100 (F2) + U900 (F1+F2) | L800+L1800F1 | 2CC | 1031800 | 22 |  | 3 | N78 | 3 | 3 | [32 empty] | IIB | DXB-1976-CSG-IXR-E-1
DXB1977 | Site 9118 | DXB | DXB1977 | DXB1977 | DXBL1977 | DXBNR1977 | On Air | On Air | On Air | On Air | 2010 | Permanent | 25.2064 | 55.2936 | Nokia/Huawei | Outdoor | EITC Passive Infrastructure | Palm Tree | Outdoor Green field-du Owned |  |  | 2G+3G+4G+5G | BTS3900/Flexi 2G | LTE-3CC | 2T2R | U2100 (F2) + U900 (F1+F2) | L800+L1800F1+L1800F2 | 2CC | 1033700 | 30 |  | 3 | N78 | 3 | 3 | [32 empty] | IIB | DXB-1977-CSG-SAR-X-1
DXB1979 | Site 9119 | DXB | DXB1979 | DXB1979 | DXBL1979 | DXBNR1979 | On Air | On Air | On Air | On Air | 2010 | Permanent | 25.0496 | 55.1335 | Nokia/Huawei | Outdoor | EITC Passive Infrastructure | Rooftop | RT-du Owned |  |  | 2G+3G+4G+5G | BTS3900/Flexi 2G | LTE-4CC | 2T2R | U2100 (F2) + U900 (F1+F2) | L800+L1800F1+L1800F2+L2100 | 2CC | 1059101 | 36 |  | 3 | N78 | 3 | 3 | [32 empty] | IIB | DXB-1979-CSG-SAR-X-1
DXB1980 | Site 9120 | DXB | DXB1980 | DXB1980 | DXBL1980 | DXBNR1980 | On Air | On Air | On Air | On Air | 2010 | Permanent | 25.029 | 55.1583 | Nokia/Huawei | Outdoor | EITC Passive Infrastructure | Rooftop | RT-du Owned |  |  | 2G+3G+4G+5G | BTS3900A/Flexi 2G | LTE-4CC | 4T4R | U2100 (F2) + U900 (F1+F2) | L800+L1800F1+L1800F2+L2100 | 2CC | 1059101 | 31 |  | 3 | N78 | 3 | 3 | [32 empty] | IIB | DXB-1980-CSG-SAR-X-1
DXB1981 | Site 9121 | DXB | DXB1981 | DXB1981 | DXBL1981 | DXBNR1981 | On Air | On Air | On Air | On Air | 2010 | Permanent | 25.0434 | 55.142 | Nokia/Huawei | Outdoor | EITC Passive Infrastructure | Rooftop | RT-du Owned |  |  | 2G+3G+4G+5G | BTS3900/Ultra 2G | LTE-4CC | 4T4R | U2100 (F2) + U900 (F1+F2) | L800+L1800F1+L1800F2+L2100 | 2CC | 1059101 | 24 |  | 3 | N78 | 3 | 3 | [32 empty] | IIB | DXB-1981-CSG-SAR-X-1
DXB1982 | Site 9122 | DXB | DXB1982 | DXB1982 | DXBL1982 | DXBNR1982 | On Air | On Air | On Air | On Air | 2010 | Permanent | 25.0449 | 55.1345 | Nokia/Huawei | Outdoor | EITC Passive Infrastructure | Rooftop | RT-du Owned |  |  | 2G+3G+4G+5G | BTS3900/Ultra 2G | LTE-4CC | 2T2R | U2100 (F2) + U900 (F1+F2) | L800+L1800F1+L1800F2+L2100 | 2CC | 1059101 | 24 |  | 3 | N78 | 3 | 3 | [32 empty] | IIB | DXB-1982-CSG-SAR-X-1
DXB1983 | Site 9123 | DXB | DXB1983 | DXB1983 | DXBL1983 | DXBNR1983 | On Air | On Air | On Air | On Air | 2010 | Permanent | 24.9588 | 55.1246 | Nokia/Huawei | Outdoor | Site Sharing | Site Share | Outdoor Site Sharing-Etisalat Owned |  |  | 2G+3G+4G+5G | BTS3900/Flexi 2G | LTE-3CC | 2T2R | U2100 (F2) + U900 (F1+F2) | L800+L1800F1+L1800F2 | 2CC | 1051800 | 35 |  | 3 | N78 | 3 | 3 | [32 empty] | IIB | DXB-1983-CSG-ASR920-LD-1
DXB1984 | Site 9124 | DXB | DXB1984 | DXB1984 | DXBL1984 | DXBNR1984 | On Air | On Air | On Air | On Air | 2011 | Permanent | 24.966 | 55.1971 | Nokia/Huawei | Outdoor | Site Sharing | Site Share | Outdoor Site Sharing-Etisalat Owned |  |  | 2G+3G+4G+5G | BTS3900/Flexi 2G | LTE-CA | 2T2R | U2100 (F2) + U900 (F1+F2) | L800+L1800F1 | 2CC | 1059700 | 30 |  | 3 | N78 | 3 | 3 | [32 empty] | IIB | DXB-1984-CSG-ASR920-LD-1
DXB1989 | Site 9125 | DXB | DXB1989 | DXB1989 | DXBL1989 | DXBNR1989 | On Air | On Air | On Air | On Air | 2009 | Permanent | 25.0156 | 55.4561 | Nokia/Huawei | Outdoor | Site Sharing | Site Share | Outdoor Site Sharing-Etisalat Owned |  |  | 2G+3G+4G+5G | BTS3900/Flexi 2G | LTE-4CC | 2T2R | U2100 (F2) + U900 (F1+F2) | L700+L800+L1800F1+L1800F2+L2100 | 2CC | 1091500 | 25 |  | 3 | N78 | 3 | - | [32 empty] | IIB | DXB-1989-CSG-IXR-E-1
DXB1991 | Site 9126 | DXB | DXB1991 | DXB1991 | DXBL1991 | DXBNR1991 | On Air | On Air | On Air | On Air | 2010 | Permanent | 25.2218 | 55.2836 | Nokia/Huawei | Outdoor | EITC Passive Infrastructure | Microsite | RT-du Owned |  |  | 2G+3G+4G+5G | BTS3900A/Flexi 2G | LTE-4CC | 2T2R | U2100 (F2) + U900 (F1+F2) | L800+L1800F1+L1800F2+L2100 | 2CC | 1033600 | 47 |  | 3 | N78 | 3 | 3 | [32 empty] | IIB | DXB-1991-CSG-IXR-E-1
DXB1996 | Site 9127 | DXB | DXB1996 | DXB1996 | DXBL1996 | DXBNR1996 | On Air | On Air | On Air | On Air | 2009 | Permanent | 25.1063 | 55.1695 | Nokia/Huawei | Outdoor | EITC Passive Infrastructure | Rooftop | RT-du Owned |  |  | 2G+3G+4G+5G | BTS3900/Flexi 2G | LTE-3CC | 2T2R | U2100 (F2) + U900 (F1+F2) | L800+L1800F1+L1800F2 | 2CC | 1038200 | 31 |  | 3 | N78 | 3 | 3 | [32 empty] | IIB | DXB-1996-CSG-IXR-E-1
DXB1998 | Site 9128 | DXB | DXB1998 | DXB1998 | DXBL1998 | DXBNR1998 | On Air | On Air | On Air | On Air | 2009 | Permanent | 25.285 | 55.3399 | Nokia/Huawei | Outdoor | EITC Passive Infrastructure | Greenfield | Outdoor Green field-du Owned |  |  | 2G+3G+4G+5G | BTS3900/Flexi 2G | LTE-4CC | 2T2R | U2100 (F2) + U900 (F1+F2) | L800+L1800F1+L1800F2+L2100 | 2CC | 1013200 | 30 |  | 3 | N78 | 4 | 3 | [32 empty] | IIB | DXB-1998-AGGR-SR12e-1
DXB1999 | Site 9129 | DXB | DXB1999 | DXB1999 | DXBL1999 | DXBNR1999 | On Air | On Air | On Air | On Air | 2012 | Permanent | 25.2062 | 55.38 | Nokia/Huawei | Outdoor | EITC Passive Infrastructure | Greenfield | Outdoor Green field-du Owned |  |  | 2G+3G+4G+5G | BTS3900/Flexi 2G | LTE-4CC | 4T4R | U2100 (F2) + U900 (F1+F2) | L800+L1800F1+L1800F2+L2100 | 2CC | 1041600 | 30 |  | 3 | N78 | 3 | 3 | [32 empty] | IIB | DXB-1999-CSG-IXR-E-1
DXB2002 | Site 9130 | DXB | DXB2002 | DXB2002 | DXBL2002 | DXBNR2002 | On Air | On Air | On Air | On Air | 2014 | Permanent | 25.0182 | 55.1899 | Nokia/Huawei | Outdoor | EITC Passive Infrastructure | Greenfield | Outdoor Green field-du Owned |  |  | 2G+3G+4G+5G | BTS3900A/Flexi 2G | LTE-3CC | 2T2R | U2100 (F2) + U900 (F1+F2) | L800+L1800F1+L1800F2 | 2CC | 1068500 | 30 |  | 3 | N78 | 3 | 3 | [32 empty] | IIB | DXB-2002-CSG-SAR-X-1
DXB2003 | Site 9131 | DXB | DXB2003 | DXB2003 | DXBL2003 | DXBNR2003 | On Air | On Air | On Air | On Air | 2013 | Permanent | 25.013 | 55.2058 | Nokia/Huawei | Outdoor | EITC Passive Infrastructure | Greenfield | Outdoor Green field-du Owned |  |  | 2G+3G+4G+5G | BTS3900A/Flexi 2G | LTE-3CC | 2T2R | U2100 (F2) + U900 (F1+F2) | L800+L1800F1+L1800F2 | 2CC | 1068500 | 30 |  | 3 | N78 | 4 | 3 | [32 empty] | IIB | DXB-2003-CSG-IXR-E-1
DXB2005 | Site 9132 | DXB | DXB2005 | DXB2005 | DXBL2005 | DXBNR2005 | Locked | On Air | On Air | On Air | 2014 | Permanent | 25.0215 | 55.1985 | Huawei | Outdoor | EITC Passive Infrastructure | Palm Tree | Outdoor Green field-du Owned |  |  | 3G+4G+5G | BTS3900A | LTE-3CC | 2T2R | U2100 (F2) + U900 (F1+F2) | L800+L1800F1+L1800F2 | 2CC | 1068500 | 30 |  | 3 | N78 | 4 | 3 | [32 empty] | IIB | DXB-2005-CSG-SAR-X-1
DXB2008 | Site 9133 | DXB | DXB2008 | DXB2008 | DXBL2008 | DXBNR2008 | On Air | On Air | On Air | On Air | 2009 | Permanent | 25.0615 | 55.2994 | Nokia/Huawei | Outdoor | EITC Passive Infrastructure | Greenfield | Outdoor Green field-du Owned |  |  | 2G+3G+4G+5G | BTS3900/Flexi 2G | LTE-4CC | 2T2R | U2100 (F2) + U900 (F1+F2) | L800+L1800F1+L1800F2+L2100 | 2CC | 1064600 | 40 |  | 3 | N78 | 6 | 3 | [32 empty] | IIB | DXB-5008-AGGR-SR7-1 + DXB-5008-AGGR-SR7-2 + + + +
DXB2009 | Site 9134 | DXB | DXB2009 | DXB2009 | DXBL2009 | DXBNR2009 | On Air | On Air | On Air | On Air | 2014 | Permanent | 25.026 | 55.1956 | Nokia/Huawei | Outdoor | EITC Passive Infrastructure | Greenfield | Outdoor Green field-du Owned |  |  | 2G+3G+4G+5G | BTS3900/Flexi 2G | LTE-4CC | 2T2R | U2100 (F2) + U900 (F1+F2) | L800+L1800F1+L1800F2+L2100 | 2CC | 1068500 | 30 |  | 3 | N78 | 3 | 3 | [32 empty] | IIB | DXB-2009-CSG-SAR-X-1
DXB2010 | Site 9135 | DXB | DXB2010 | DXB2010 | DXBL2010 | DXBNR2010 | On Air | On Air | On Air | On Air | 2014 | Permanent | 25.269 | 55.2948 | Nokia/Huawei | Outdoor | EITC Passive Infrastructure | Rooftop | RT-du Owned |  |  | 2G+3G+4G+5G | BTS3900A/Flexi 2G | LTE-3CC | 2T2R | U2100 (F2) + U900 (F1+F2) | L800+L1800F1+L1800F2 | 1CC | 1011200 | 20 |  | 3 | N41 | 3 | 3 | [32 empty] | IIB | DXB-2010-CSG-IXR-E-1
DXB2011 | Site 9136 | DXB | DXB2011 | DXB2011 | DXBL2011 | DXBNR2011 | On Air | On Air | On Air | On Air | 2013 | Permanent | 25.2625 | 55.4205 | Nokia/Huawei | Outdoor | EITC Passive Infrastructure | Rooftop | RT-du Owned |  |  | 2G+3G+4G+5G | BTS3900A/Flexi 2G | LTE-4CC | 4T4R | U2100 (F2) + U900 (F1+F2) | L800+L1800F1+L1800F2+L2100 | 2CC | 1026400 | 17.4 |  | 3 | N78 | 3 | 3 | [32 empty] | IIB | DXB-2011-CSG-SAR-X-1
DXB2030 | Site 9137 | DXB | DXB2030 | DXB2030 | DXBL2030 | DXBNR2030 | On Air | On Air | On Air | On Air | 2014 | Permanent | 25.2396 | 55.482 | Nokia/Huawei | Outdoor | Site Sharing | Site Share | Outdoor Site Sharing-Etisalat Owned |  |  | 2G+3G+4G+5G | BTS3900A/Flexi 2G | LTE-3CC | 2T2R | U2100 (F2) + U900 (F1+F2) | L800+L1800F1+L1800F2 | 2CC | 1028100 | 30 |  | 3 | N78 | 3 | 3 | [32 empty] | IIB | DXB-2030-CSG-SAR-X-1
DXB2033 | Site 9138 | DXB | DXB2033 | DXB2033 | DXBL2033 | DXBNR2033 | On Air | On Air | On Air | On Air | 2013 | Permanent | 25.0142 | 55.255 | Nokia/Huawei | Outdoor | EITC Passive Infrastructure | RDU | Outdoor Green field-du Owned |  |  | 2G+3G+4G+5G | BTS3900/Flexi 2G | LTE-4CC | 2T2R | U2100 (F2) + U900 (F1+F2) | L800+L1800F1+L1800F2+L2100 | 2CC | 1067600 | 30 |  | 3 | N78 | 4 | 3 | [32 empty] | MW | 0
DXB2058 | Site 9139 | DXB | DXB2058 | DXB2058 | DXBL2058 |  | On Air | On Air | On Air |  | 2016 | Permanent | 25.2496 | 55.3533 | Nokia/Huawei | Outdoor | EITC Passive Infrastructure | Rooftop | RT-du Owned |  |  | 2G+3G+4G | BTS3900/MultiRadio 2G | LTE | 2T2R | U2100 (F2) | L1800F1 | - | 1022100 | 8 |  |  | - | 2 | - | [32 empty] | IIB | DXB-0019A-IBS-SAR-M-1
DXB2059 | Site 9140 | DXB | DXB2059 | DXB2059 | DXBL2059 |  | On Air | On Air | On Air |  | 2017 | Permanent | 25.2602 | 55.3492 | Nokia/Huawei | Outdoor | EITC Passive Infrastructure | Rooftop_Lamp Post | RT-du Owned |  |  | 2G+3G+4G | BTS3900A/MultiRadio 2G | LTE | 2T2R | U2100 (F2) | L1800F1 | - | 1022100 | 4.5 |  |  | - | 4 | - | [32 empty] | IIB | DXB-2059-IBS-SAR-M-1
DXB2100 | Site 9141 | DXB | DXB2100 | DXB2100 | DXBL2100 | DXBNR2100 | On Air | On Air | On Air | On Air | 2009 | Permanent | 25.0079 | 55.12 | Nokia/Huawei | Outdoor | Site Sharing | Site Share | Outdoor Site Sharing-Etisalat Owned |  |  | 2G+3G+4G+5G | BTS3900/Flexi 2G | LTE-4CC | 4T4R | U2100 (F2) + U900 (F1+F2) | L800+L1800F1+L1800F2+L2100 | 2CC | 1059900 | 30 |  | 3 | N78 | 3 | 3 | [32 empty] | IIB | DXB-2100-CSG-SAR-X-1
DXB2101 | Site 9142 | DXB | DXB2101 | DXB2101 | DXBL2101 | DXBNR2101 | On Air | On Air | On Air | On Air | 2010 | Permanent | 25.008 | 55.1081 | Nokia/Huawei | Outdoor | EITC Passive Infrastructure | Microsite | RT-du Owned |  |  | 2G+3G+4G+5G | BTS3900A/Flexi 2G | LTE-3CC | 2T2R | U2100 (F2) + U900 (F1+F2) | L800+L1800F1+L1800F2 | 2CC | 1059900 | 25 |  | 3 | N78 | 3 | 3 | [32 empty] | IIB | DXB-2101-CSG-SAR-X-1
DXB2102 | Site 9143 | DXB | DXB2102 | DXB2102 | DXBL2102 | DXBNR2102 | Locked | On Air | On Air | On Air | 2010 | Permanent | 25.1551 | 55.2303 | Huawei | Outdoor | Site Sharing | Site Share | Outdoor Site Sharing-Etisalat Owned |  |  | 3G+4G+5G | BTS3900 | LTE-3CC | 2T2R | U2100 (F2) + U900 (F1+F2) | L800+L1800F1+L1800F2 | 2CC | 1036400 | 30 |  | 3 | N78 | 3 | 3 | [32 empty] | IIB | DXB-2102-CSG-SAR-X-1
DXB2103 | Site 9144 | DXB | DXB2103 | DXB2103 | DXBL2103 | DXBNR2103 | On Air | On Air | On Air | On Air | 2011 | Permanent | 25.1259 | 55.2347 | Nokia/Huawei | Outdoor | EITC Passive Infrastructure | Rooftop | RT-du Owned |  |  | 2G+3G+4G+5G | BTS3900/Flexi 2G | LTE-4CC | 2T2R | U2100 (F2) + U900 (F1+F2) | L800+L1800F1+L1800F2+L2100 | 2CC | 1036900 | 16 |  | 3 | N78 | 3 | 3 | [32 empty] | IIB | DXB-2103-CSG-SAR-X-1
DXB2106 | Site 9145 | DXB | DXB2106 | DXB2106 | DXBL2106 | DXBNR2106 | On Air | On Air | On Air | On Air | 2009 | Permanent | 25.2599 | 55.4217 | Nokia/Huawei | Outdoor | EITC Passive Infrastructure | Microsite | RT-du Owned |  |  | 2G+3G+4G+5G | BTS3900A/Flexi 2G | LTE-3CC | 2T2R | U2100 (F2) + U900 (F1+F2) | L800+L1800F1+L1800F2 | 2CC | 1026400 | 17 |  | 3 | N78 | 3 | 3 | [32 empty] | IIB | DXB-2106-CSG-SAR-X-1
DXB2108 | Site 9146 | DXB | DXB2108 | DXB2108 | DXBL2108 | DXBNR2108 | On Air | On Air | On Air | On Air | 2010 | Permanent | 25.1598 | 55.4873 | Nokia/Huawei | Outdoor | EITC Passive Infrastructure | Microsite | RT-du Owned |  |  | 2G+3G+4G+5G | BTS3900A/Flexi 2G | LTE-3CC | 2T2R | U2100 (F2) + U900 (F1+F2) | L800+L1800F1+L1800F2 | 1CC | 1081100 | 16 |  | 3 | N41 | 3 | 3 | [32 empty] | IIB | DXB-2108-CSG-IXR-E-1
DXB2109 | Site 9147 | DXB | DXB2109 | DXB2109 | DXBL2109 | DXBNR2109 | On Air | On Air | On Air | On Air | 2011 | Permanent | 25.273 | 55.4493 | Nokia/Huawei | Outdoor | Site Sharing | Site Share | Outdoor Site Sharing-Etisalat Owned |  |  | 2G+3G+4G+5G | BTS3900/Flexi 2G | LTE-4CC | 2T2R | U2100 (F2) + U900 (F1+F2) | L800+L1800F1+L1800F2+L2100 | 2CC | 1026800 | 35 |  | 3 | N78 | 3 | 3 | [32 empty] | IIB | DXB-2109-CSG-ASR920-LD-1
DXB2110 | Site 9148 | DXB | DXB2110 | DXB2110 | DXBL2110 | DXBNR2110 | On Air | On Air | On Air | On Air | 2011 | Permanent | 25.2601 | 55.4591 | Nokia/Huawei | Outdoor | Site Sharing | Site Share | Outdoor Site Sharing-Etisalat Owned |  |  | 2G+3G+4G+5G | BTS3900/Flexi 2G | LTE-3CC | 2T2R | U2100 (F2) + U900 (F1+F2) | L800+L1800F1+L1800F2 | 2CC | 1026600 | 30 |  | 3 | N78 | 3 | 3 | [32 empty] | IIB | DXB-2110-CSG-IXR-E-1
DXB2111 | Site 9149 | DXB | DXB2111 | DXB2111 | DXBL2111 | DXBNR2111 | On Air | On Air | On Air | On Air | 2009 | Permanent | 25.2403 | 55.4367 | Nokia/Huawei | Outdoor | Site Sharing | Site Share | Outdoor Site Sharing-Etisalat Owned |  |  | 2G+3G+4G+5G | BTS3900/Flexi 2G | LTE-4CC | 2T2R | U2100 (F2) + U900 (F1+F2) | L800+L1800F1+L1800F2+L2100 | 2CC | 1026200 | 25 |  | 3 | N78 | 4 | 3 | Y | [31 empty] | IIB | DXB-2111-CSG-SAR-X-1
DXB2113 | Site 9150 | DXB | DXB2113 | DXB2113 | DXBL2113 | DXBNR2113 | On Air | On Air | On Air | On Air | 2012 | Permanent | 25.2477 | 55.4122 | Nokia/Huawei | Outdoor | Site Sharing | Site Share | Outdoor Site Sharing-Etisalat Owned |  |  | 2G+3G+4G+5G | BTS3900/Flexi 2G | LTE-4CC | 2T2R | U2100 (F2) + U900 (F1+F2) | L800+L1800F1+L1800F2+L2100 | 2CC | 1026100 | 30 |  | 3 | N78 | 3 | 3 | [32 empty] | IIB | DXB-2113-CSG-SAR-X-1
DXB2114 | Site 9151 | DXB | DXB2114 | DXB2114 | DXBL2114 | DXBNR2114 | Locked | On Air | On Air | On Air | 2012 | Permanent | 25.2799 | 55.4089 | Huawei | Outdoor | Site Sharing | Site Share | Outdoor Site Sharing-Etisalat Owned |  |  | 3G+4G+5G | BTS3900A | LTE-4CC | 2T2R | U2100 (F2) + U900 (F1+F2) | L800+L1800F1+L1800F2+L2100 | 2CC | 1024500 | 25 |  | 3 | N78 | 3 | 3 | [32 empty] | IIB | DXB-2114-CSG-IXR-E-1
DXB2117 | Site 9152 | DXB | DXB2117 | DXB2117 | DXBL2117 | DXBNR2117 | On Air | On Air | On Air | On Air | 2011 | Permanent | 25.2934 | 55.3559 | Nokia/Huawei | Outdoor | Site Sharing | Site Share | Outdoor Site Sharing-Etisalat Owned |  |  | 2G+3G+4G+5G | BTS3900A/Flexi 2G | LTE-CA | 2T2R | U2100 (F2) + U900 (F1+F2) | L800+L1800F1 | 2CC | 1013400 | 25 |  | 3 | N78 | 3 | 3 | [32 empty] | IIB | DXB-2117-CSG-ASR920-LD-1
DXB2118 | Site 9153 | DXB | DXB2118 | DXB2118 | DXBL2118 | DXBNR2118 | Locked | On Air | On Air | On Air | 2015 | Permanent | 25.3171 | 55.3484 | Huawei | Outdoor | Site Sharing | Site Share | Outdoor Site Sharing-Etisalat Owned |  |  | 3G+4G+5G | BTS3900 | LTE-3CC | 2T2R | U2100 (F2) + U900 (F1+F2) | L800+L1800F1+L1800F2 | 2CC | 1013400 | 35 |  | 3 | N78 | 3 | 3 | [32 empty] | MW | 0
DXB2119 | Site 9154 | DXB | DXB2119 | DXB2119 | DXBL2119 | DXBNR2119 | On Air | On Air | On Air | On Air | 2010 | Permanent | 25.2799 | 55.3137 | Nokia/Huawei | Outdoor | EITC Passive Infrastructure | Rooftop | RT-du Owned |  |  | 2G+3G+4G+5G | BTS3900A/Flexi 2G | LTE-4CC | 2T2R | U2100 (F2) + U900 (F1+F2) | L800+L1800F1+L1800F2+L2100 | 2CC | 1012200 | 23 |  | 3 | N78 | 3 | 3 | [32 empty] | IIB | DXB-2119-CSG-SAR-X-1
DXB2120 | Site 9155 | DXB | DXB2120 | DXB2120 | DXBL2120 | DXBNR2120 | On Air | On Air | On Air | On Air | 2009 | Permanent | 25.1854 | 55.4011 | Nokia/Huawei | Outdoor | EITC Passive Infrastructure | Rooftop | RT-du Owned |  |  | 2G+3G+4G+5G | BTS3900/Flexi 2G | LTE-4CC | 2T2R | U2100 (F2) + U900 (F1+F2) | L700+L800+L1800F1+L1800F2+L2100 | 1CC | 1042100 | 25 |  | 3 | N41 | 3 | 3 | [32 empty] | IIB | DXB-2120-CSG-SAR-X-1
DXB2121 | Site 9156 | DXB | DXB2121 | DXB2121 | DXBL2121 | DXBNR2121 | Locked | On Air | On Air | On Air | 2012 | Permanent | 25.2546 | 55.3429 | Huawei | Outdoor | EITC Passive Infrastructure | Rooftop | RT-du Owned |  |  | 3G+4G+5G | BTS3900A | LTE-3CC | 2T2R | U2100 (F2) + U900 (F1+F2) | L800+L1800F1+L1800F2 | 2CC | 1022100 | 35 |  | 3 | N78 | 4 | 3 | [32 empty] | MW | 0
DXB2122 | Site 9157 | DXB | DXB2122 | DXB2122 | DXBL2122 | DXBNR2122 | On Air | On Air | On Air | On Air | 2009 | Permanent | 25.2237 | 55.4402 | Nokia/Huawei | Outdoor | Site Sharing | Site Share | Outdoor Site Sharing-Etisalat Owned |  |  | 2G+3G+4G+5G | BTS3900/Flexi 2G | LTE-CA | 2T2R | U2100 (F2) + U900 (F1+F2) | L800+L1800F1 | 1CC | 1025100 | 25 |  | 3 | N41 | 3 | 3 | [32 empty] | IIB | DXB-2122-CSG-SAR-X-1
DXB2123 | Site 9158 | DXB | DXB2123 | DXB2123 | DXBL2123 | DXBNR2123 | On Air | On Air | On Air | On Air | 2010 | Permanent | 25.2204 | 55.4667 | Nokia/Huawei | Outdoor | EITC Passive Infrastructure | Greenfield | Outdoor Green field-du Owned |  |  | 2G+3G+4G+5G | BTS3900/Flexi 2G | LTE-3CC | 2T2R | U2100 (F2) + U900 (F1+F2) | L800+L1800F1+L1800F2 | 1CC | 1027100 | 39 |  | 3 | N41 | 4 | 3 | [32 empty] | IIB | DXB-2123-PREAGG-SR7-1
DXB2124 | Site 9159 | DXB | DXB2124 | DXB2124 | DXBL2124 |  | On Air | On Air | On Air |  | 2010 | Permanent | 25.0563 | 55.5917 | Nokia/Huawei | Outdoor | Site Sharing | Site Share | Outdoor Site Sharing-Etisalat Owned |  |  | 2G+3G+4G | BTS3900/Flexi 2G | LTE-3CC | 2T2R | U2100 (F2) + U900 (F1+F2) | L700+L800+L1800F1+L1800F2 | - | 1073100 | 30 |  |  | - | 3 | - | [32 empty] | IIB | DXB-2124-CSG-SAR-X-1
DXB2125 | Site 9160 | DXB | DXB2125 | DXB2125 | DXBL2125 |  | On Air | On Air |  |  | 2010 | Permanent | 25.0455 | 55.6548 | Nokia/Huawei | Outdoor | EITC Passive Infrastructure | Rooftop | RT-du Owned |  |  | 2G+3G | BTS3900A/Flexi 2G | TBD | 2T2R | U2100 (F2) | - | - | 1073500 | 17 |  |  | - | 3 | - | [32 empty] | MW | 0
DXB2126 | Site 9161 | DXB | DXB2126 | DXB2126 | DXBL2126 | DXBNR2126 | On Air | On Air | On Air | On Air | 2010 | Permanent | 25.233 | 55.2654 | Nokia/Huawei | Outdoor | EITC Passive Infrastructure | Rooftop | RT-du Owned |  |  | 2G+3G+4G+5G | BTS3900/Flexi 2G | LTE-4CC | 4T4R | U2100 (F2) + U900 (F1+F2) | L800+L1800F1+L1800F2+L2100 | 2CC | 1033200 | 21 |  | 3 | N78 | 4 | 3 | [32 empty] | IIB | DXB-2126-CSG-SAR-X-1
DXB2128 | Site 9162 | DXB | DXB2128 | DXB2128 | DXBL2128 | DXBNR2128 | Locked | On Air | On Air | On Air | 2011 | Permanent | 25.2207 | 55.257 | Huawei | Outdoor | Site Sharing | Site Share | Outdoor Site Sharing-Etisalat Owned |  |  | 3G+4G+5G | BTS3900 | LTE-3CC | 2T2R | U2100 (F2) + U900 (F1+F2) | L800+L1800F1+L1800F2 | 2CC | 1033200 | 25 |  | 3 | N78 | 3 | 3 | [32 empty] | IIB | DXB-2128-CSG-ASR920-LD-1
DXB2130 | Site 9163 | DXB | DXB2130 | DXB2130 | DXBL2130 | DXBNR2130 | On Air | On Air | On Air | On Air | 2009 | Permanent | 25.2098 | 55.2435 | Nokia/Huawei | Outdoor | Site Sharing | Site Share | Outdoor Site Sharing-Etisalat Owned |  |  | 2G+3G+4G+5G | BTS3900/Flexi 2G | LTE-3CC | 2T2R | U2100 (F2) + U900 (F1+F2) | L800+L1800F1+L1800F2 | 2CC | 1034200 | 30 |  | 3 | N78 | 3 | 3 | [32 empty] | IIB | DXB-2130-CSG-IXR-E-1
DXB2132 | Site 9164 | DXB | DXB2132 | DXB2132 | DXBL2132 | DXBNR2132 | On Air | On Air | On Air | On Air | 2011 | Permanent | 25.1928 | 55.2318 | Nokia/Huawei | Outdoor | Site Sharing | Site Share | Outdoor Site Sharing-Etisalat Owned |  |  | 2G+3G+4G+5G | BTS3900A/Flexi 2G | LTE-3CC | 2T2R | U2100 (F2) + U900 (F1+F2) | L800+L1800F1+L1800F2 | 2CC | 1035200 | 30 |  | 3 | N78 | 4 | 3 | [32 empty] | IIB | DXB-2132-CSG-IXR-E-1
DXB2134 | Site 9165 | DXB | DXB2134 | DXB2134 | DXBL2134 | DXBNR2134 | On Air | On Air | On Air | On Air | 2012 | Permanent | 25.1845 | 55.2268 | Nokia/Huawei | Outdoor | EITC Passive Infrastructure | Rooftop | RT-du Owned |  |  | 2G+3G+4G+5G | BTS3900A/Flexi 2G | LTE-3CC | 2T2R | U2100 (F2) + U900 (F1+F2) | L800+L1800F1+L1800F2 | 2CC | 1035200 | 15 |  | 3 | N78 | 3 | 3 | [32 empty] | IIB | Passive Fiber on DXB-0770-CSG-SAR-X-1
DXB2135 | Site 9166 | DXB | DXB2135 | DXB2135 | DXBL2135 | DXBNR2135 | On Air | On Air | On Air | On Air | 2010 | Permanent | 25.1512 | 55.216 | Nokia/Huawei | Outdoor | Site Sharing | Site Share | Outdoor Site Sharing-Etisalat Owned |  |  | 2G+3G+4G+5G | BTS3900/Flexi 2G | LTE-CA | 2T2R | U2100 (F2) + U900 (F1+F2) | L800+L1800F1 | 2CC | 1036300 | 25 |  | 3 | N78 | 3 | 3 | [32 empty] | IIB | DXB-2135-CSG-IXR-E-1
DXB2136 | Site 9167 | DXB | DXB2136 | DXB2136 | DXBL2136 | DXBNR2136 | On Air | On Air | On Air | On Air | 2009 | Permanent | 25.1078 | 55.2199 | Nokia/Huawei | Outdoor | Site Sharing | Site Share | Outdoor Site Sharing-Etisalat Owned |  |  | 2G+3G+4G+5G | BTS3900/Flexi 2G | LTE-3CC | 2T2R | U2100 (F2) + U900 (F1+F2) | L800+L1800F1+L1800F2 | 2CC | 1037600 | 30 |  | 3 | N78 | 4 | 3 | Y | [31 empty] | IIB | DXB-2136-CSG-ASR920-LD-1
DXB2137 | Site 9168 | DXB | DXB2137 | DXB2137 | DXBL2137 | DXBNR2137 | On Air | On Air | On Air | On Air | 2014 | Permanent | 25.0747 | 55.2314 | Nokia/Huawei | Outdoor | EITC Passive Infrastructure | Greenfield | Outdoor Green field-du Owned |  |  | 2G+3G+4G+5G | BTS3900A/MultiRadio 2G | LTE-4CC | 2T2R | U2100 (F2) + U900 (F1+F2) | L800+L1800F1+L1800F2+L2100 | 2CC | 1067200 | 30 |  | 3 | N78 | 4 | 3 | [32 empty] | IIB | DXB-2137-CSG-IXR-E-1
DXB2138 | Site 9169 | DXB | DXB2138 | DXB2138 | DXBL2138 | DXBNR2138 | Locked | On Air | On Air | On Air | 2013 | Permanent | 25.0845 | 55.1405 | Huawei | Outdoor | EITC Passive Infrastructure | Rooftop | RT-du Owned |  |  | 3G+4G+5G | BTS3900A | LTE-CA | 2T2R | U2100 (F2) | L800+L1800F1 | 2CC | 1039200 | 40 |  | 3 | N78 | 4 | 3 | [32 empty] | IIB | DXB-2138-CSG-IXR-E-1
DXB2139 | Site 9170 | DXB | DXB2139 | DXB2139 | DXBL2139 | DXBNR2139 | On Air | On Air | On Air | On Air | 2010 | Permanent | 25.0811 | 55.1374 | Nokia/Huawei | Outdoor | EITC Passive Infrastructure | Rooftop | RT-du Owned |  |  | 2G+3G+4G+5G | BTS3900/Flexi 2G | LTE-4CC | 2T2R | U2100 (F2) | L800+L1800F1+L1800F2+L2100 | 2CC | 1039200 | 19.5 |  | 3 | N78 | 3 | 3 | [32 empty] | IIB | DXB-2139-CSG-IXR-E-1
DXB2140 | Site 9171 | DXB | DXB2140 | DXB2140 | DXBL2140 | DXBNR2140 | Locked | On Air | On Air | On Air | 2010 | Permanent | 25.0772 | 55.1335 | Huawei | Outdoor | EITC Passive Infrastructure | Rooftop | RT-du Owned |  |  | 3G+4G+5G | BTS3900A | LTE-3CC | 2T2R | U2100 (F2) | L800+L1800F1+L1800F2 | 2CC | 1039200 | 20 |  | 3 | N78 | 6 | 3 | [32 empty] | IIB | DXB-2140-CSG-SAR-X-1
DXB2142 | Site 9172 | DXB | DXB2142 | DXB2142 | DXBL2142 | DXBNR2142 | Locked | On Air | On Air | On Air | 2011 | Permanent | 25.0339 | 55.0976 | Huawei | Outdoor | Site Sharing | Site Share | Outdoor Site Sharing-Etisalat Owned |  |  | 3G+4G+5G | BTS3900 | LTE-3CC | 2T2R | U2100 (F2) + U900 (F1+F2) | L800+L1800F1+L1800F2 | 1CC | 1059300 | 30 |  | 3 | N41 | 3 | 3 | [32 empty] | MW | 0
DXB2143 | Site 9173 | DXB | DXB2143 | DXB2143 | DXBL2143 |  | On Air | On Air | On Air |  | 2011 | Permanent | 25.0185 | 55.0581 | Nokia/Huawei | Outdoor | EITC Passive Infrastructure | Rooftop | RT-du Owned |  |  | 2G+3G+4G | BTS3900/Flexi 2G | LTE-3CC | 4T4R | U2100 (F2) + U900 (F1+F2) | L800+L1800F1+L1800F2 | - | 1059400 | 26 |  |  | - | 3 | - | [32 empty] | MW | 0
DXB2147 | Site 9174 | DXB | DXB2147 | DXB2147 | DXBL2147 | DXBNR2147 | On Air | On Air | On Air | On Air | 2011 | Permanent | 24.9379 | 55.1104 | Nokia/Huawei | Outdoor | Site Sharing | Site Share | Outdoor Site Sharing-Etisalat Owned |  |  | 2G+3G+4G+5G | BTS3900/Flexi 2G | LTE-3CC | 2T2R | U2100 (F2) + U900 (F1+F2) | L800+L1800F1+L1800F2 | 1CC | 1051800 | 35 |  | 3 | N41 | 3 | 3 | [32 empty] | IIB | DXB-2147-CSG-IXR-E-1
DXB2151 | Site 9175 | DXB | DXB2151 | DXB2151 | DXBL2151 | DXBNR2151 | On Air | On Air | On Air | On Air | 2009 | Permanent | 25.1852 | 55.359 | Nokia/Huawei | Outdoor | EITC Passive Infrastructure | Microsite | RT-du Owned |  |  | 2G+3G+4G+5G | BTS3900A/Flexi 2G | LTE-4CC | 4T4R | U2100 (F2) + U900 (F1+F2) | L800+L1800F1+L1800F2+L2100 | 2CC | 1061300 | 14 |  | 3 | N78 | 4 | 3 | [32 empty] | IIB | DXB-2151-CSG-ASR920-LD-1
DXB2152 | Site 9176 | DXB | DXB2152 | DXB2152 | DXBL2152 | DXBNR2152 | On Air | On Air | On Air | On Air | 2011 | Permanent | 25.1817 | 55.3418 | Nokia/Huawei | Outdoor | Site Sharing | Site Share | Outdoor Site Sharing-Etisalat Owned |  |  | 2G+3G+4G+5G | BTS3900/Flexi 2G | LTE-4CC | 2T2R | U2100 (F2) + U900 (F1+F2) | L800+L1800F1+L1800F2+L2100 | 2CC | 1061200 | 30 |  | 3 | N78 | 3 | 3 | [32 empty] | IIB | DXB-2152-CSG-SAR-X-1
DXB2153 | Site 9177 | DXB | DXB2153 | DXB2153 | DXBL2153 | DXBNR2153 | Locked | On Air | On Air | On Air | 2010 | Permanent | 25.1699 | 55.3419 | Huawei | Outdoor | EITC Passive Infrastructure | Rooftop | RT-du Owned |  |  | 3G+4G+5G | BTS3900 | LTE-4CC | 2T2R | U2100 (F2) + U900 (F1+F2) | L800+L1800F1+L1800F2+L2100 | 2CC | 1061200 | 14 |  | 3 | N78 | 3 | 3 | [32 empty] | IIB | DXB-2153-CSG-IXR-E-1
DXB2154 | Site 9178 | DXB | DXB2154 | DXB2154 | DXBL2154 | DXBNR2154 | Locked | On Air | On Air | On Air | 2010 | Permanent | 25.1793 | 55.3782 | Huawei | Outdoor | EITC Passive Infrastructure | Rooftop | RT-du Owned |  |  | 3G+4G+5G | BTS3900 | LTE-4CC | 2T2R | U2100 (F2) + U900 (F1+F2) | L800+L1800F1+L1800F2+L2100 | 2CC | 1061400 | 25 |  | 3 | N78 | 3 | 3 | [32 empty] | IIB | DXB-2154-CSG-SAR-8-1
DXB2155 | Site 9179 | DXB | DXB2155 | DXB2155 | DXBL2155 |  | On Air | On Air | On Air |  | 2009 | Permanent | 24.8076 | 55.2606 | Nokia/Huawei | Outdoor | Site Sharing | Site Share | Outdoor Site Sharing-Etisalat Owned |  |  | 2G+3G+4G | BTS3900/Flexi 2G | LTE | 2T2R | U2100 (F2) + U900 (F1+F2) | L800 | - | 1098100 | 55 |  |  | - | 3 | - | [32 empty] | MW | 0
DXB2156 | Site 9180 | DXB | DXB2156 | DXB2156 | DXBL2156 | DXBNR2156 | Locked | On Air | On Air | On Air | 2014 | Permanent | 25.0399 | 55.1411 | Huawei | Outdoor | EITC Passive Infrastructure | RDU | Outdoor Green field-du Owned |  |  | 3G+4G+5G | BTS3900A | LTE | 2T2R | U2100 (F2) + U900 (F1+F2) | L1800F1 | 2CC | 1059101 | 30 |  | 3 | N78 | 3 | 3 | [32 empty] | IIB | DXB-2156-CSG-SAR-X-1
DXB2162 | Site 9181 | DXB | DXB2162 | DXB2162 | DXBL2162 | DXBNR2162 | On Air | On Air | On Air | On Air | 2009 | Permanent | 25.2205 | 55.4018 | Nokia/Huawei | Outdoor | Site Sharing | Site Share | Outdoor Site Sharing-Etisalat Owned |  |  | 2G+3G+4G+5G | BTS3900/Flexi 2G | LTE-4CC | 2T2R | U2100 (F2) + U900 (F1+F2) | L800+L1800F1+L1800F2+L2100 | 2CC | 1021600 | 25 |  | 3 | N78 | 3 | 3 | [32 empty] | IIB | DXB-2162-CSG-SAR-X-1
DXB2163 | Site 9182 | DXB | DXB2163 | DXB2163 | DXBL2163 | DXBNR2163 | On Air | On Air | On Air | On Air | 2009 | Permanent | 25.1984 | 55.4391 | Nokia/Huawei | Outdoor | Site Sharing | Site Share | Outdoor Site Sharing-Etisalat Owned |  |  | 2G+3G+4G+5G | BTS3900/Flexi 2G | LTE | 2T2R | U2100 (F2) + U900 (F1+F2) | L1800F1 | 2CC | 1042400 | 30 |  | 3 | N78 | 3 | 3 | [32 empty] | IIB | DXB-2163-CSG-SAR-X-1
DXB2164 | Site 9183 | DXB | DXB2164 | DXB2164 | DXBL2164 | DXBNR2164 | On Air | On Air | On Air | On Air | 2009 | Permanent | 25.2321 | 55.4356 | Nokia/Huawei | Outdoor | Site Sharing | Site Share | Outdoor Site Sharing-Etisalat Owned |  |  | 2G+3G+4G+5G | BTS3900A/Flexi 2G | LTE-4CC | 2T2R | U2100 (F2) + U900 (F1+F2) | L800+L1800F1+L1800F2+L2100 | 2CC | 1025100 | 25 |  | 3 | N78 | 3 | 3 | [32 empty] | IIB | DXB-2164-CSG-SAR-X-1
DXB2165 | Site 9184 | DXB | DXB2165 | DXB2165 | DXBL2165 | DXBNR2165 | On Air | On Air | On Air | On Air | 2010 | Permanent | 25.0865 | 55.2084 | Nokia/Huawei | Outdoor | Site Sharing | Site Share | Outdoor Site Sharing-Etisalat Owned |  |  | 2G+3G+4G+5G | BTS3900/Flexi 2G | LTE-3CC | 2T2R | U2100 (F2) + U900 (F1+F2) | L800+L1800F1+L1800F2 | 2CC | 1037500 | 30 |  | 3 | N78 | 3 | 3 | [32 empty] | IIB | DXB-2165-CSG-IXR-E-1
DXB2166 | Site 9185 | DXB | DXB2166 | DXB2166 | DXBL2166 |  | On Air | On Air | On Air |  | 2011 | Permanent | 24.9334 | 54.9736 | Nokia/Huawei | Outdoor | Site Sharing | Site Share | Outdoor Site Sharing-Etisalat Owned |  |  | 2G+3G+4G | BTS3900/Flexi 2G | LTE-4CC | 2T2R | U2100 (F2) + U900 (F1+F2) | L800+L1800F1+L1800F2+L2100 | - | 1051200 | 40 |  |  | - | 3 | - | [32 empty] | MW | 0
DXB2167 | Site 9186 | DXB | DXB2167 | DXB2167 | DXBL2167 | DXBNR2167 | Locked | On Air | On Air | On Air | 2014 | Permanent | 25.0404 | 55.1374 | Huawei | Outdoor | EITC Passive Infrastructure | RDU | Outdoor Green field-du Owned |  |  | 3G+4G+5G | BTS3900 | LTE-CA | 2T2R | U2100 (F2) + U900 (F1+F2) | L1800F1+L1800F2 | 2CC | 1059101 | 30 |  | 3 | N78 | 3 | 3 | [32 empty] | IIB | DXB-2167-CSG-IXR-E-1
DXB2175 | Site 9187 | DXB | DXB2175 | DXB2175 | DXBL2175 | DXBNR2175 | Locked | On Air | On Air | On Air | 2015 | Permanent | 24.9118 | 54.9665 | Huawei | Outdoor | EITC Passive Infrastructure | RDU | Outdoor Green field-du Owned |  |  | 3G+4G+5G | BTS3900A | LTE-3CC | 2T2R | U2100 (F2) + U900 (F1+F2) | L800+L1800F1+L1800F2 | 1CC | 1051300 | 30 |  | 3 | N41 | 4 | - | [32 empty] | MW | 0
DXB2268 | Site 9188 | DXB | DXB2268 | DXB2268 | DXBL2268 | DXBNR2268 | On Air | On Air | On Air | On Air | 2017 | Permanent | 25.2174 | 55.2721 | Nokia/Huawei | Outdoor | EITC Passive Infrastructure | Greenfield | Outdoor Green field-du Owned |  |  | 2G+3G+4G+5G | BTS3900/Ultra 2G | LTE-3CC | 2T2R | U2100 (F2) + U900 (F1+F2) | L800+L1800F1+L1800F2 | 2CC | 1033400 | 30 |  | 3 | N78 | 6 | 3 | [32 empty] | IIB | DXB-2268-CSG-IXR-E-1
DXB2272 | Site 9189 | DXB | DXB2272 | DXB2272 | DXBL2272 | DXBNR2272 | On Air | On Air | On Air | On Air | 2013 | Permanent | 25.2341 | 55.3116 | Nokia/Huawei | Outdoor | EITC Passive Infrastructure | Rooftop | RT-du Owned |  |  | 2G+3G+4G+5G | BTS3900A/Flexi 2G | LTE-4CC | 4T4R | U2100 (F2) + U900 (F1+F2) | L800+L1800F1+L1800F2+L2100 | 1CC | 1031900 | 24 |  | 3 | N41 | 3 | 3 | [32 empty] | IIB | DXB-2272-CSG-IXR-E-1
DXB2274 | Site 9190 | DXB | DXB2274 | DXB2274 | DXBL2274 | DXBNR2274 | On Air | On Air | On Air | On Air | 2010 | Permanent | 25.2628 | 55.2931 | Nokia/Huawei | Outdoor | EITC Passive Infrastructure | Rooftop | RT-du Owned |  |  | 2G+3G+4G+5G | BTS3900/Ultra 2G | LTE-4CC | 2T2R | U2100 (F2) + U900 (F1+F2) | L800+L1800F1+L1800F2+L2100 | 2CC | 1031200 | 30 |  | 3 | N78 | 3 | 3 | [32 empty] | IIB | DXB-2274-CSG-ASR920-LD-1
DXB2275 | Site 9191 | DXB | DXB2275 | DXB2275 | DXBL2275 | DXBNR2275 | Locked | On Air | On Air | On Air | 2010 | Permanent | 25.2367 | 55.3141 | Huawei | Outdoor | EITC Passive Infrastructure | Greenfield | Outdoor Green field-du Owned |  |  | 3G+4G+5G | BTS3900 | LTE-4CC | 2T2R | U2100 (F2) + U900 (F1+F2) | L800+L1800F1+L1800F2+L2100 | 1CC | 1031900 | 30 |  | 3 | N41 | 3 | 3 | [32 empty] | IIB | DXB-2275-CSG-IXR-E-1
DXB2277 | Site 9192 | DXB | DXB2277 | DXB2277 | DXBL2277 | DXBNR2277 | On Air | On Air | On Air | On Air | 2009 | Permanent | 25.2123 | 55.2911 | Nokia/Huawei | Outdoor | Site Sharing | Site Share | Outdoor Site Sharing-Etisalat Owned |  |  | 2G+3G+4G+5G | BTS3900/Ultra 2G | LTE-3CC | 2T2R | U2100 (F2) + U900 (F1+F2) | L800+L1800F1+L1800F2 | 2CC | 1033700 | 30 |  | 3 | N78 | 3 | 3 | [32 empty] | IIB | DXB-2277-CSG-SAR-X-1
DXB2278 | Site 9193 | DXB | DXB2278 | DXB2278 | DXBL2278 | DXBNR2278 | On Air | On Air | On Air | On Air | 2009 | Permanent | 25.1893 | 55.2708 | Nokia/Huawei | Outdoor | EITC Passive Infrastructure | Greenfield | Outdoor Green field-du Owned |  |  | 2G+3G+4G+5G | BTS3900/Ultra 2G | LTE-4CC | 4T4R | U2100 (F2) + U900 (F1+F2) | L800+L1800F1+L1800F2+L2100 | 3CC | 1034500 | 30 |  | 3 | N41+N78 | 3 | 3 | [32 empty] | IIB | DXB-2278-CSG-IXR-E-1
DXB2279 | Site 9194 | DXB | DXB2279 | DXB2279 | DXBL2279 | DXBNR2279 | On Air | On Air | On Air | On Air | 2010 | Permanent | 25.2902 | 55.3278 | Nokia/Huawei | Outdoor | EITC Passive Infrastructure | Greenfield | Outdoor Green field-du Owned |  |  | 2G+3G+4G+5G | BTS3900/Ultra 2G | LTE-4CC | 2T2R | U2100 (F2) + U900 (F1+F2) | L800+L1800F1+L1800F2+L2100 | 1CC | 1012600 | 28 |  | 3 | N41 | 3 | 3 | [32 empty] | IIB | DXB-2279-CSG-IXR-E-1
DXB2280 | Site 9195 | DXB | DXB2280 | DXB2280 | DXBL2280 | DXBNR2280 | On Air | On Air | On Air | On Air | 2009 | Permanent | 25.2949 | 55.3396 | Nokia/Huawei | Outdoor | EITC Passive Infrastructure | Greenfield | Outdoor Green field-du Owned |  |  | 2G+3G+4G+5G | BTS3900/Ultra 2G | LTE-4CC | 2T2R | U2100 (F2) + U900 (F1+F2) | L800+L1800F1+L1800F2+L2100 | 2CC | 1013200 | 27 |  | 3 | N78 | 4 | 3 | [32 empty] | IIB | DXB-2280-CSG-SAR-X-1
DXB2281 | Site 9196 | DXB | DXB2281 | DXB2281 | DXBL2281 | DXBNR2281 | Locked | On Air | On Air | On Air | 2009 | Permanent | 25.3021 | 55.3424 | Huawei | Outdoor | EITC Passive Infrastructure | Greenfield | Outdoor Green field-du Owned |  |  | 3G+4G+5G | BTS3900 | LTE-4CC | 2T2R | U2100 (F2) + U900 (F1+F2) | L800+L1800F1+L1800F2+L2100 | 2CC | 1013400 | 30 |  | 3 | N78 | 3 | 3 | [32 empty] | IIB | DXB-2281-CSG-IXR-E-1
DXB2282 | Site 9197 | DXB | DXB2282 | DXB2282 | DXBL2282 | DXBNR2282 | On Air | On Air | On Air | On Air | 2009 | Permanent | 25.2884 | 55.3488 | Nokia/Huawei | Outdoor | EITC Passive Infrastructure | Greenfield | Outdoor Green field-du Owned |  |  | 2G+3G+4G+5G | BTS3900/Ultra 2G | LTE-3CC | 2T2R | U2100 (F2) + U900 (F1+F2) | L800+L1800F1+L1800F2 | 2CC | 1013400 | 30 |  | 3 | N78 | 3 | 3 | [32 empty] | IIB | DXB-2282-PREAGG-SR7-1
DXB2283 | Site 9198 | DXB | DXB2283 | DXB2283 | DXBL2283 | DXBNR2283 | On Air | On Air | On Air | On Air | 2010 | Permanent | 25.2818 | 55.3484 | Nokia/Huawei | Outdoor | EITC Passive Infrastructure | Rooftop | RT-du Owned |  |  | 2G+3G+4G+5G | BTS3900/Flexi 2G | LTE-CA | 2T2R | U2100 (F2) + U900 (F1+F2) | L800+L1800F1 | 2CC | 1013300 | 22 |  | 3 | N78 | 3 | 3 | [32 empty] | IIB | DXB-2283-CSG-ASR920-LD-1
DXB2284 | Site 9199 | DXB | DXB2284 | DXB2284 | DXBL2284 | DXBNR2284 | On Air | On Air | On Air | On Air | 2009 | Permanent | 25.2771 | 55.3913 | Nokia/Huawei | Outdoor | EITC Passive Infrastructure | Greenfield | Outdoor Green field-du Owned |  |  | 2G+3G+4G+5G | BTS3900/Ultra 2G | LTE-4CC | 4T4R | U2100 (F2) + U900 (F1+F2) | L800+L1800F1+L1800F2+L2100 | 2CC | 1024300 | 25 |  | 3 | N78 | 3 | 3 | [32 empty] | OSN/IIB | DXB-2284-CSG-IXR-E-1
DXB2285 | Site 9200 | DXB | DXB2285 | DXB2285 | DXBL2285 | DXBNR2285 | On Air | On Air | On Air | On Air | 2009 | Permanent | 25.2631 | 55.3972 | Nokia/Huawei | Outdoor | EITC Passive Infrastructure | Greenfield | Outdoor Green field-du Owned |  |  | 2G+3G+4G+5G | BTS3900/Ultra 2G | LTE-4CC | 2T2R | U2100 (F2) + U900 (F1+F2) | L800+L1800F1+L1800F2+L2100 | 2CC | 1023400 | 30 |  | 3 | N78 | 4 | 3 | Y | [31 empty] | IIB | DXB-2285-CSG-SAR-X-1
DXB2286 | Site 9201 | DXB | DXB2286 | DXB2286 | DXBL2286 | DXBNR2286 | On Air | On Air | On Air | On Air | 2010 | Permanent | 25.2525 | 55.397 | Nokia/Huawei | Outdoor | EITC Passive Infrastructure | Greenfield | Outdoor Green field-du Owned |  |  | 2G+3G+4G+5G | BTS3900/Ultra 2G | LTE-3CC | 2T2R | U2100 (F2) + U900 (F1+F2) | L800+L1800F1+L1800F2 | 2CC | 1022800 | 30 |  | 3 | N78 | 3 | 3 | [32 empty] | IIB | DXB-2286-CSG-SAR-X-1
DXB2287 | Site 9202 | DXB | DXB2287 | DXB2287 | DXBL2287 | DXBNR2287 | On Air | On Air | On Air | On Air | 2009 | Permanent | 25.2532 | 55.4143 | Nokia/Huawei | Outdoor | EITC Passive Infrastructure | Greenfield | Outdoor Green field-du Owned |  |  | 2G+3G+4G+5G | BTS3900/Ultra 2G | LTE-3CC | 2T2R | U2100 (F2) + U900 (F1+F2) | L800+L1800F1+L1800F2 | 2CC | 1026400 | 35 |  | 3 | N78 | 3 | 3 | [32 empty] | OSN/IIB | DXB-2287-CSG-IXR-E-1
DXB2288 | Site 9203 | DXB | DXB2288 | DXB2288 | DXBL2288 | DXBNR2288 | On Air | On Air | On Air | On Air | 2009 | Permanent | 25.2617 | 55.4244 | Nokia/Huawei | Outdoor | EITC Passive Infrastructure | Greenfield | Outdoor Green field-du Owned |  |  | 2G+3G+4G+5G | BTS3900/Flexi 2G | LTE-4CC | 4T4R | U2100 (F2) + U900 (F1+F2) | L700+L800+L1800F1+L1800F2+L2100 | 2CC | 1026400 | 25 |  | 3 | N78 | 3 | 3 | [32 empty] | OSN/IIB | DXB-2288-CSG-IXR-E-1
DXB2289 | Site 9204 | DXB | DXB2289 | DXB2289 | DXBL2289 | DXBNR2289 | On Air | On Air | On Air | On Air | 2009 | Permanent | 25.2513 | 55.437 | Nokia/Huawei | Outdoor | EITC Passive Infrastructure | Greenfield | Outdoor Green field-du Owned |  |  | 2G+3G+4G+5G | BTS3900/Ultra 2G | LTE-4CC | 2T2R | U2100 (F2) + U900 (F1+F2) | L800+L1800F1+L1800F2+L2100 | 2CC | 1026200 | 25 |  | 3 | N78 | 3 | 3 | [32 empty] | OSN/IIB | DXB-2289-CSG-IXR-E-1
DXB2291 | Site 9205 | DXB | DXB2291 | DXB2291 | DXBL2291 | DXBNR2291 | On Air | On Air | On Air | On Air | 2010 | Permanent | 25.2374 | 55.4579 | Nokia/Huawei | Outdoor | EITC Passive Infrastructure | Greenfield | Outdoor Green field-du Owned |  |  | 2G+3G+4G+5G | BTS3900/Ultra 2G | LTE-CA | 2T2R | U2100 (F2) + U900 (F1+F2) | L800+L1800F1 | 2CC | 1026300 | 40 |  | 3 | N78 | 3 | 3 | [32 empty] | OSN/IIB | DXB-2291-CSG-IXR-E-1
DXB2293 | Site 9206 | DXB | DXB2293 | DXB2293 | DXBL2293 | DXBNR2293 | On Air | On Air | On Air | On Air | 2010 | Permanent | 25.2221 | 55.4181 | Nokia/Huawei | Outdoor | EITC Passive Infrastructure | Greenfield | Outdoor Green field-du Owned |  |  | 2G+3G+4G+5G | BTS3900/Ultra 2G | LTE-4CC | 4T4R | U2100 (F2) + U900 (F1+F2) | L800+L1800F1+L1800F2+L2100 | 1CC | 1025100 | 10 |  | 3 | N41 | 3 | 3 | [32 empty] | OSN/IIB | DXB-2293-CSG-IXR-E-1
DXB2294 | Site 9207 | DXB | DXB2294 | DXB2294 | DXBL2294 | DXBNR2294 | On Air | On Air | On Air | On Air | 2011 | Permanent | 25.2307 | 55.3604 | Nokia/Huawei | Outdoor | Site Sharing | Site Share | Outdoor Site Sharing-Etisalat Owned |  |  | 2G+3G+4G+5G | BTS3900A/Flexi 2G | LTE-CA | 2T2R | U2100 (F2) + U900 (F1+F2) | L800+L1800F1 | 2CC | 1021500 | 25 |  | 3 | N78 | 3 | 3 | [32 empty] | MW | 0
DXB2296 | Site 9208 | DXB | DXB2296 | DXB2296 | DXBL2296 | DXBNR2296 | On Air | On Air | On Air | On Air | 2010 | Permanent | 25.1955 | 55.4149 | Nokia/Huawei | Outdoor | EITC Passive Infrastructure | Greenfield | Outdoor Green field-du Owned |  |  | 2G+3G+4G+5G | BTS3900/Ultra 2G | LTE-4CC | 2T2R | U2100 (F2) + U900 (F1+F2) | L800+L1800F1+L1800F2+L2100 | 2CC | 1042200 | 29 |  | 3 | N78 | 3 | 3 | [32 empty] | OSN/IIB | DXB-2296-CSG-IXR-E-1
DXB2297 | Site 9209 | DXB | DXB2297 | DXB2297 | DXBL2297 | DXBNR2297 | On Air | On Air | On Air | On Air | 2010 | Permanent | 25.173 | 55.4615 | Nokia/Huawei | Outdoor | EITC Passive Infrastructure | Greenfield | Outdoor Green field-du Owned |  |  | 2G+3G+4G+5G | BTS3900/Ultra 2G | LTE-4CC | 2T2R | U2100 (F2) + U900 (F1+F2) | L800+L1800F1+L1800F2+L2100 | 1CC | 1043100 | 35 |  | 3 | N41 | 3 | 3 | [32 empty] | OSN/IIB | DXB-2297-CSG-IXR-E-1
DXB2298 | Site 9210 | DXB | DXB2298 | DXB2298 | DXBL2298 | DXBNR2298 | Locked | On Air | On Air | On Air | 2010 | Permanent | 25.1739 | 55.3929 | Huawei | Outdoor | EITC Passive Infrastructure | Greenfield | Outdoor Green field-du Owned |  |  | 3G+4G+5G | BTS3900 | LTE-4CC | 2T2R | U2100 (F2) + U900 (F1+F2) | L800+L1800F1+L1800F2+L2100 | 2CC | 1061400 | 27 |  | 3 | N78 | 4 | 3 | [32 empty] | OSN/IIB | DXB-2298-CSG-IXR-E-1
DXB2300 | Site 9211 | DXB | DXB2300 | DXB2300 | DXBL2300 | DXBNR2300 | On Air | On Air | On Air | On Air | 2009 | Permanent | 25.1699 | 55.3659 | Nokia/Huawei | Outdoor | EITC Passive Infrastructure | Greenfield | Outdoor Green field-du Owned |  |  | 2G+3G+4G+5G | BTS3900/Ultra 2G | LTE-4CC | 4T4R | U2100 (F2) + U900 (F1+F2) | L800+L1800F1+L1800F2+L2100 | 2CC | 1061300 | 41.1 |  | 3 | N78 | 4 | 3 | [32 empty] | IIB | DXB-6002-AGGR-SR7-1 + DXB-6002-AGGR-SR7-2 + + + +
DXB2301 | Site 9212 | DXB | DXB2301 | DXB2301 | DXBL2301 | DXBNR2301 | On Air | On Air | On Air | On Air | 2009 | Permanent | 25.1813 | 55.3372 | Nokia/Huawei | Outdoor | EITC Passive Infrastructure | Greenfield | Outdoor Green field-du Owned |  |  | 2G+3G+4G+5G | BTS3900/Ultra 2G | LTE-4CC | 2T2R | U2100 (F2) + U900 (F1+F2) | L800+L1800F1+L1800F2+L2100 | 2CC | 1061200 | 30 |  | 3 | N78 | 3 | 3 | [32 empty] | IIB | DXB-2301-CSG-IXR-E-1
DXB2302 | Site 9213 | DXB | DXB2302 | DXB2302 | DXBL2302 | DXBNR2302 | On Air | On Air | On Air | On Air | 2010 | Permanent | 25.1755 | 55.334 | Nokia/Huawei | Outdoor | EITC Passive Infrastructure | Greenfield | Outdoor Green field-du Owned |  |  | 2G+3G+4G+5G | BTS3900/Ultra 2G | LTE-4CC | 2T2R | U2100 (F2) + U900 (F1+F2) | L700+L800+L1800F1+L1800F2+L2100 | 2CC | 1061200 | 30 |  | 3 | N78 | 4 | 3 | [32 empty] | IIB | DXB-2302-PREAGG-SR7-1
DXB2303 | Site 9214 | DXB | DXB2303 | DXB2303 | DXBL2303 | DXBNR2303 | On Air | On Air | On Air | On Air | 2010 | Permanent | 25.189 | 55.2932 | Nokia/Huawei | Outdoor | Site Sharing | Site Share | Outdoor Site Sharing-Etisalat Owned |  |  | 2G+3G+4G+5G | BTS3900/Ultra 2G | LTE-4CC | 4T4R | U2100 (F2) + U900 (F1+F2) | L800+L1800F1+L1800F2+L2100 | 2CC | 1034500 | 30 |  | 3 | N78 | 3 | 3 | [32 empty] | IIB | DXB-2303-CSG-IXR-E-1
DXB2305 | Site 9215 | DXB | DXB2305 | DXB2305 | DXBL2305 | DXBNR2305 | Locked | On Air | On Air | On Air | 2009 | Permanent | 25.1162 | 55.3649 | Huawei | Outdoor | EITC Passive Infrastructure | Greenfield | Outdoor Green field-du Owned |  |  | 3G+4G+5G | BTS3900 | LTE-3CC | 2T2R | U2100 (F2) + U900 (F1+F2) | L700+L800+L1800F1+L1800F2 | 1CC | 1064300 | 30 |  | 3 | N41 | 3 | 3 | [32 empty] | OSN/IIB | DXB-2305-CSG-IXR-E-1
DXB2306 | Site 9216 | DXB | DXB2306 | DXB2306 | DXBL2306 | DXBNR2306 | On Air | On Air | On Air | On Air | 2010 | Permanent | 25.0639 | 55.3052 | Nokia/Huawei | Outdoor | EITC Passive Infrastructure | Greenfield | Outdoor Green field-du Owned |  |  | 2G+3G+4G+5G | BTS3900/Ultra 2G | LTE-4CC | 4T4R | U2100 (F2) + U900 (F1+F2) | L800+L1800F1+L1800F2+L2100 | 2CC | 1064600 | 30 |  | 3 | N78 | 3 | 3 | [32 empty] | IIB | Passive fiber on GV SAR-8-2
DXB2307 | Site 9217 | DXB | DXB2307 | DXB2307 | DXBL2307 | DXBNR2307 | On Air | On Air | On Air | On Air | 2010 | Permanent | 25.1473 | 55.2472 | Nokia/Huawei | Outdoor | Site Sharing | Site Share | Outdoor Site Sharing-Etisalat Owned |  |  | 2G+3G+4G+5G | BTS3900/Ultra 2G | LTE-4CC | 2T2R | U2100 (F2) + U900 (F1+F2) | L800+L1800F1+L1800F2+L2100 | 2CC | 1036500 | 30 |  | 3 | N78 | 3 | 3 | [32 empty] | IIB | DXB-2307-CSG-IXR-E-1
DXB2308 | Site 9218 | DXB | DXB2308 | DXB2308 | DXBL2308 | DXBNR2308 | Locked | On Air | On Air | On Air | 2010 | Permanent | 25.1438 | 55.2574 | Huawei | Outdoor | EITC Passive Infrastructure | Greenfield | Outdoor Green field-du Owned |  |  | 3G+4G+5G | BTS3900 | LTE-4CC | 2T2R | U2100 (F2) + U900 (F1+F2) | L800+L1800F1+L1800F2+L2100 | 2CC | 1036500 | 30 |  | 3 | N78 | 3 | 3 | [32 empty] | OSN/IIB | DXB-2308-CSG-IXR-E-1
DXB2309 | Site 9219 | DXB | DXB2309 | DXB2309 | DXBL2309 | DXBNR2309 | On Air | On Air | On Air | On Air | 2009 | Permanent | 25.139 | 55.2241 | Nokia/Huawei | Outdoor | EITC Passive Infrastructure | Greenfield | Outdoor Green field-du Owned |  |  | 2G+3G+4G+5G | BTS3900/Ultra 2G | LTE-4CC | 2T2R | U2100 (F2) + U900 (F1+F2) | L800+L1800F1+L1800F2+L2100 | 2CC | 1036400 | 25 |  | 3 | N78 | 3 | 3 | [32 empty] | OSN/IIB | DXB-2309-CSG-IXR-E-1
DXB2310 | Site 9220 | DXB | DXB2310 | DXB2310 | DXBL2310 | DXBNR2310 | On Air | On Air | On Air | On Air | 2009 | Permanent | 25.1284 | 55.2358 | Nokia/Huawei | Outdoor | EITC Passive Infrastructure | Rooftop | RT-du Owned |  |  | 2G+3G+4G+5G | BTS3900A/Ultra 2G | LTE-4CC | 2T2R | U2100 (F2) + U900 (F1+F2) | L700+L800+L1800F1+L1800F2+L2100 | 2CC | 1036500 | 25 |  | 3 | N78 | 3 | 3 | [32 empty] | IIB | DXB-2310-CSG-SAR-X-1
DXB2311 | Site 9221 | DXB | DXB2311 | DXB2311 | DXBL2311 | DXBNR2311 | On Air | On Air | On Air | On Air | 2010 | Permanent | 25.1299 | 55.2234 | Nokia/Huawei | Outdoor | Site Sharing | Site Share | Outdoor Site Sharing-Etisalat Owned |  |  | 2G+3G+4G+5G | BTS3900/Ultra 2G | LTE-4CC | 4T4R | U2100 (F2) + U900 (F1+F2) | L800+L1800F1+L1800F2+L2100 | 2CC | 1036800 | 30 |  | 3 | N78 | 4 | 3 | [32 empty] | IIB | DXB-2311-CSG-SAR-X-1
DXB2313 | Site 9222 | DXB | DXB2313 | DXB2313 | DXBL2313 | DXBNR2313 | Locked | On Air | On Air | On Air | 2010 | Permanent | 25.1134 | 55.1946 | Huawei | Outdoor | EITC Passive Infrastructure | Rooftop | RT-du Owned |  |  | 3G+4G+5G | BTS3900 | LTE-CA | 2T2R | U2100 (F2) + U900 (F1+F2) | L800+L1800F1 | 2CC | 1037300 | 26 |  | 3 | N78 | 3 | 3 | [32 empty] | IIB | DXB-2313-PREAGG-SR7-1
DXB2315 | Site 9223 | DXB | DXB2315 | DXB2315 | DXBL2315 | DXBNR2315 | Locked | On Air | On Air | On Air | 2009 | Permanent | 25.021 | 55.0917 | Huawei | Outdoor | EITC Passive Infrastructure | Greenfield | Outdoor Green field-du Owned |  |  | 3G+4G+5G | BTS3900 | LTE-3CC | 2T2R | U2100 (F2) + U900 (F1+F2) | L800+L1800F1+L1800F2 | 1CC | 1059300 | 30 |  | 3 | N41 | 3 | 3 | [32 empty] | MW | 0
DXB2316 | Site 9224 | DXB | DXB2316 | DXB2316 | DXBL2316 | DXBNR2316 | On Air | On Air | On Air | On Air | 2009 | Permanent | 25.0051 | 55.0933 | Nokia/Huawei | Outdoor | EITC Passive Infrastructure | Greenfield | Outdoor Green field-du Owned |  |  | 2G+3G+4G+5G | BTS3900/Ultra 2G | LTE-4CC | 4T4R | U2100 (F2) + U900 (F1+F2) | L800+L1800F1+L1800F2+L2100 | 1CC | 1059400 | 35 |  | 3 | N41 | 3 | 3 | [32 empty] | IIB | DXB-2316-CSG-IXR-E-1
DXB2317 | Site 9225 | DXB | DXB2317 | DXB2317 | DXBL2317 | DXBNR2317 | Locked | On Air | On Air | On Air | 2009 | Permanent | 25.0103 | 55.0655 | Huawei | Outdoor | EITC Passive Infrastructure | Greenfield | Outdoor Green field-du Owned |  |  | 3G+4G+5G | BTS3900 | LTE-3CC | 2T2R | U2100 (F2) + U900 (F1+F2) | L800+L1800F1+L1800F2 | 1CC | 1059400 | 40 |  | 3 | N41 | 6 | 3 | [32 empty] | MW | 0
DXB2318 | Site 9226 | DXB | DXB2318 | DXB2318 | DXBL2318 | DXBNR2318 | On Air | On Air | On Air | On Air | 2009 | Permanent | 24.9766 | 55.0786 | Nokia/Huawei | Outdoor | EITC Passive Infrastructure | Greenfield | Outdoor Green field-du Owned |  |  | 2G+3G+4G+5G | BTS3900/Ultra 2G | LTE-3CC | 2T2R | U2100 (F2) + U900 (F1+F2) | L800+L1800F1+L1800F2 | 1CC | 1059400 | 30 |  | 3 | N41 | 3 | 3 | [32 empty] | IIB | DXB-2318-CSG-IXR-E-1
DXB2319 | Site 9227 | DXB | DXB2319 | DXB2319 | DXBL2319 | DXBNR2319 | On Air | On Air | On Air | On Air | 2010 | Permanent | 24.9669 | 55.0544 | Nokia/Huawei | Outdoor | EITC Passive Infrastructure | Greenfield | Outdoor Green field-du Owned |  |  | 2G+3G+4G+5G | BTS3900A/Ultra 2G | LTE-4CC | 2T2R | U2100 (F2) + U900 (F1+F2) | L800+L1800F1+L1800F2+L2100 | 1CC | 1059400 | 35 |  | 3 | N41 | 3 | 3 | [32 empty] | OSN | OptiX OSN 1500 + DXB-5007-PREAGG-IXR-R6-1
DXB2321 | Site 9228 | DXB | DXB2321 | DXB2321 | DXBL2321 | DXBNR2321 | On Air | On Air | On Air | On Air | 2010 | Permanent | 24.9216 | 55.1079 | Nokia/Huawei | Outdoor | Site Sharing | Site Share | Outdoor Site Sharing-Etisalat Owned |  |  | 2G+3G+4G+5G | BTS3900/Ultra 2G | LTE-3CC | 2T2R | U2100 (F2) + U900 (F1+F2) | L800+L1800F1+L1800F2 | 1CC | 1052100 | 30 |  | 3 | N41 | 3 | 3 | [32 empty] | IIB | DXB-2321-CSG-SAR-X-1
DXB2322 | Site 9229 | DXB | DXB2322 | DXB2322 | DXBL2322 | DXBNR2322 | On Air | On Air | On Air | On Air | 2009 | Permanent | 25.007 | 55.1314 | Nokia/Huawei | Outdoor | EITC Passive Infrastructure | Greenfield | Outdoor Green field-du Owned |  |  | 2G+3G+4G+5G | BTS3900/Ultra 2G | LTE-4CC | 4T4R | U2100 (F2) + U900 (F1+F2) | L700+L800+L1800F1+L1800F2+L2100 | 2CC | 1059900 | 30 |  | 3 | N78 | 3 | 3 | [32 empty] | IIB | DXB-2322-CSG-IXR-E-1
DXB2324 | Site 9230 | DXB | DXB2324 | DXB2324 | DXBL2324 | DXBNR2324 | On Air | On Air | On Air | On Air | 2010 | Permanent | 25.0971 | 55.3858 | Nokia/Huawei | Outdoor | EITC Passive Infrastructure | Greenfield | Outdoor Green field-du Owned |  |  | 2G+3G+4G+5G | BTS3900/Ultra 2G | LTE-4CC | 2T2R | U2100 (F2) + U900 (F1+F2) | L800+L1800F1+L1800F2+L2100 | 1CC | 1081300 | 30 |  | 3 | N41 | 3 | 3 | [32 empty] | OSN/IIB | DXB-2324-CSG-IXR-E-1
DXB2327 | Site 9231 | DXB | DXB2327 | DXB2327 | DXBL2327 | DXBNR2327 | On Air | On Air | On Air | On Air | 2010 | Permanent | 25.1441 | 55.5268 | Nokia/Huawei | Outdoor | EITC Passive Infrastructure | Greenfield | Outdoor Green field-du Owned |  |  | 2G+3G+4G+5G | BTS3900/Ultra 2G | LTE-3CC | 2T2R | U2100 (F2) + U900 (F1+F2) | L800+L1800F1+L1800F2 | 1CC | 1081400 | 27 |  | 3 | N41 | 3 | 3 | [32 empty] | IIB | DXB-2327-CSG-IXR-E-1
DXB2328 | Site 9232 | DXB | DXB2328 | DXB2328 | DXBL2328 | DXBNR2328 | On Air | On Air | On Air | On Air | 2010 | Permanent | 25.2757 | 55.3814 | Nokia/Huawei | Outdoor | EITC Passive Infrastructure | Rooftop | RT-du Owned |  |  | 2G+3G+4G+5G | BTS3900/Ultra 2G | LTE-CA | 2T2R | U2100 (F2) + U900 (F1+F2) | L1800F1+L1800F2 | 2CC | 1023200 | 21 |  | 3 | N78 | 4 | 3 | [32 empty] | IIB | DXB-2328-CSG-IXR-E-1
DXB2329 | Site 9233 | DXB | DXB2329 | DXB2329 | DXBL2329 | DXBNR2329 | On Air | On Air | On Air | On Air | 2010 | Permanent | 25.0371 | 55.5849 | Nokia/Huawei | Outdoor | EITC Passive Infrastructure | Greenfield | Outdoor Green field-du Owned |  |  | 2G+3G+4G+5G | BTS3900/Ultra 2G | LTE-4CC | 2T2R | U2100 (F2) + U900 (F1+F2) | L800+L1800F1+L1800F2+L2100 | 1CC | 1083100 | 40 |  | 3 | N41 | 4 | 3 | [32 empty] | IIB | DXB-2329-IBS-SAR-8-1
DXB2330 | Site 9234 | DXB | DXB2330 | DXB2330 | DXBL2330 | DXBNR2330 | On Air | On Air | On Air | On Air | 2010 | Permanent | 25.0579 | 55.2759 | Nokia/Huawei | Outdoor | Site Sharing | Site Share | Outdoor Site Sharing-Etisalat Owned |  |  | 2G+3G+4G+5G | BTS3900/Ultra 2G | LTE-CA | 2T2R | U2100 (F2) + U900 (F1+F2) | L800+L1800F1 | 2CC | 1066400 | 30 |  | 3 | N78 | 3 | 3 | [32 empty] | IIB | DXB-2330-CSG-SAR-X-1
DXB2334 | Site 9235 | DXB | DXB2334 | DXB2334 | DXBL2334 | DXBNR2334 | On Air | On Air | On Air | On Air | 2009 | Permanent | 25.059 | 55.2848 | Nokia/Huawei | Outdoor | Site Sharing | Site Share | Outdoor Site Sharing-Etisalat Owned |  |  | 2G+3G+4G+5G | BTS3900/Ultra 2G | LTE-CA | 2T2R | U2100 (F2) + U900 (F1+F2) | L800+L1800F1 | 2CC | 1066400 | 30 |  | 3 | N78 | 3 | 3 | [32 empty] | IIB | DXB-2334-CSG-IXR-E-1
DXB2335 | Site 9236 | DXB | DXB2335 | DXB2335 | DXBL2335 | DXBNR2335 | On Air | On Air | On Air | On Air | 2009 | Permanent | 25.0459 | 55.2747 | Nokia/Huawei | Outdoor | Site Sharing | Site Share | Outdoor Site Sharing-Etisalat Owned |  |  | 2G+3G+4G+5G | BTS3900/Ultra 2G | LTE-CA | 2T2R | U2100 (F2) + U900 (F1+F2) | L800+L1800F1 | 2CC | 1066400 | 30 |  | 3 | N78 | 3 | 3 | [32 empty] | IIB | DXB-2335-CSG-SAR-X-1
DXB2336 | Site 9237 | DXB | DXB2336 | DXB2336 | DXBL2336 | DXBNR2336 | On Air | On Air | On Air | On Air | 2014 | Permanent | 25.1927 | 55.2729 | Nokia/Huawei | Outdoor | EITC Passive Infrastructure | Rooftop | RT-du Owned |  |  | 2G+3G+4G+5G | BTS3900A/Flexi 2G | LTE-4CC | 4T4R | U2100 (F2) + U900 (F1+F2) | L800+L1800F1+L1800F2+L2100 | 2CC | 1034500 | 15 |  | 3 | N78 | 4 | 3 | [32 empty] | IIB | DXB-2336-CSG-SAR-X-1
DXB2337 | Site 9238 | DXB | DXB2337 | DXB2337 | DXBL2337 | DXBNR2337 | On Air | On Air | On Air | On Air | 2009 | Permanent | 25.1991 | 55.2851 | Nokia/Huawei | Outdoor | Site Sharing | Site Share | Outdoor Site Sharing-Etisalat Owned |  |  | 2G+3G+4G+5G | BTS3900/Ultra 2G | LTE-3CC | 4T4R | U2100 (F2) + U900 (F1+F2) | L800+L1800F1+L1800F2 | 2CC | 1033700 | 25 |  | 3 | N78 | 3 | 3 | [32 empty] | IIB | DXB-2337-CSG-SAR-X-1
DXB2338 | Site 9239 | DXB | DXB2338 | DXB2338 | DXBL2338 | DXBNR2338 | On Air | On Air | On Air | On Air | 2010 | Permanent | 24.9452 | 55.5107 | Nokia/Huawei | Outdoor | EITC Passive Infrastructure | Greenfield | Outdoor Green field-du Owned |  |  | 2G+3G+4G+5G | BTS3900/Ultra 2G | LTE-4CC | 2T2R | U2100 (F2) + U900 (F1+F2) | L800+L1800F1+L1800F2+L2100 | 1CC | 1084100 | 40 |  | 3 | N41 | 9 | 3 | [32 empty] | OSN/IIB | DXB-5003-CSG-SAR-8-1
DXB2339 | Site 9240 | DXB | DXB2339 | DXB2339 | DXBL2339 | DXBNR2339 | On Air | On Air | On Air | On Air | 2011 | Permanent | 24.8198 | 55.5812 | Nokia/Huawei | Outdoor | EITC Passive Infrastructure | Greenfield | Outdoor Green field-du Owned |  |  | 2G+3G+4G+5G | BTS3900/Ultra 2G | LTE-4CC | 2T2R | U2100 (F2) + U900 (F1+F2) | L700+L800+L1800F1+L1800F2+L2100 | 1CC | 1085700 | 40 |  | 3 | N41 | 3 | 3 | [32 empty] | OSN/IIB | DXB-2339-CSG-IXR-E-1
DXB2343 | Site 9241 | DXB | DXB2343 | DXB2343 | DXBL2343 | DXBNR2343 | On Air | On Air | On Air | On Air | 2014 | Permanent | 25.2394 | 55.2882 | Nokia/Huawei | Outdoor | EITC Passive Infrastructure | Greenfield | Outdoor Green field-du Owned |  |  | 2G+3G+4G+5G | BTS3900A/Flexi 2G | LTE | 2T2R | U2100 (F2) + U900 (F1+F2) | L1800F1 | 2CC | 1032300 | 30 |  | 3 | N78 | 4 | 3 | [32 empty] | IIB | DXB-2343-CSG-IXR-E-1
DXB2348 | Site 9242 | DXB | DXB2348 | DXB2348 | DXBL2348 | DXBNR2348 | Locked | On Air | On Air | On Air | 2014 | Permanent | 25.149 | 55.2647 | Huawei | Outdoor | EITC Passive Infrastructure | Greenfield | Outdoor Green field-du Owned |  |  | 3G+4G+5G | BTS3900 | LTE-4CC | 4T4R | U2100 (F2) + U900 (F1+F2) | L800+L1800F1+L1800F2+L2100 | 2CC | 1035500 | 30 |  | 3 | N78 | 4 | 3 | [32 empty] | IIB | DXB-2348-CSG-SAR-X-1
DXB2354 | Site 9243 | DXB | DXB2354 | DXB2354 | DXBL2354 | DXBNR2354 | On Air | On Air | On Air | On Air | 2015 | Permanent | 25.0306 | 55.221 | Nokia/Huawei | Outdoor | EITC Passive Infrastructure | Palm Tree | Outdoor Green field-du Owned |  |  | 2G+3G+4G+5G | BTS3900A/MultiRadio 2G | LTE-3CC | 2T2R | U2100 (F2) + U900 (F1+F2) | L800+L1800F1+L1800F2 | 2CC | 1068200 | 30 |  | 3 | N78 | 3 | 3 | [32 empty] | IIB | DXB-2354-CSG-SAR-X-1
DXB2357 | Site 9244 | DXB | DXB2357 | DXB2357 | DXBL2357 | DXBNR2357 | On Air | On Air | On Air | On Air | 2016 | Permanent | 25.0276 | 55.2726 | Nokia/Huawei | Outdoor | Site Sharing | Site Share | Outdoor Site Sharing-Etisalat Owned |  |  | 2G+3G+4G+5G | BTS3900A/MultiRadio 2G | LTE | 2T2R | U2100 (F2) + U900 (F1+F2) | L800 | 2CC | 1066500 | 30 |  | 3 | N78 | 3 | 3 | [32 empty] | IIB | DXB-2357-CSG-SAR-X-1
DXB2360 | Site 9245 | DXB | DXB2360 | DXB2360 | DXBL2360 | DXBNR2360 | Locked | On Air | On Air | On Air | 2015 | Permanent | 24.9166 | 55.0162 | Huawei | Outdoor | EITC Passive Infrastructure | Greenfield | Outdoor Green field-du Owned |  |  | 3G+4G+5G | BTS3900A | LTE-3CC | 2T2R | U2100 (F2) + U900 (F1+F2) | L800+L1800F1+L1800F2 | 1CC | 1051300 | 30 |  | 3 | N41 | 4 | 3 | [32 empty] | MW | 0
DXB2368 | Site 9246 | DXB | DXB2368 | DXB2368 | DXBL2368 | DXBNR2368 | Locked | On Air | On Air | On Air | 2013 | Permanent | 25.237 | 55.3796 | Huawei | Outdoor | EITC Passive Infrastructure | RDU | Outdoor Green field-du Owned |  |  | 3G+4G+5G | BTS3900 | LTE-4CC | 2T2R | U2100 (F2) + U900 (F1+F2) | L800+L1800F1+L1800F2+L2100 | 2CC | 1022100 | 30 |  | 3 | N78 | 4 | 3 | [32 empty] | IIB | DXB-2368-CSG-SAR-X-1
DXB2372 | Site 9247 | DXB | DXB2372 | DXB2372 | DXBL2372 | DXBNR2372 | Locked | On Air | On Air | On Air | 2014 | Permanent | 25.0672 | 55.137 | Huawei | Outdoor | EITC Passive Infrastructure | RDU | Outdoor Green field-du Owned |  |  | 3G+4G+5G | BTS3900 | LTE-3CC | 4T4R | U2100 (F2) + U900 (F1+F2) | L800+L1800F1+L1800F2 | 2CC | 1039301 | 25 |  | 3 | N78 | 3 | 3 | [32 empty] | IIB | DXB-2372-CSG-SAR-X-1
DXB2373 | Site 9248 | DXB | DXB2373 | DXB2373 | DXBL2373 | DXBNR2373 | On Air | On Air | On Air | On Air | 2015 | Permanent | 25.278 | 55.4177 | Nokia/Huawei | Outdoor | EITC Passive Infrastructure | RDU | Outdoor Green field-du Owned |  |  | 2G+3G+4G+5G | BTS3900/MultiRadio 2G | LTE-3CC | 2T2R | U2100 (F2) + U900 (F1+F2) | L800+L1800F1+L1800F2 | 2CC | 1024500 | 30 |  | 3 | N78 | 3 | 3 | [32 empty] | IIB | DXB-2373-CSG-SAR-X-1
DXB2376 | Site 9249 | DXB | DXB2376 | DXB2376 | DXBL2376 | DXBNR2376 | Locked | On Air | On Air | On Air | 2014 | Permanent | 25.0678 | 55.1414 | Huawei | Outdoor | EITC Passive Infrastructure | Rooftop | RT-du Owned |  |  | 3G+4G+5G | BTS3900A | LTE-4CC | 2T2R | U2100 (F2) + U900 (F1+F2) | L800+L1800F1+L1800F2+L2100 | 2CC | 1039301 | 10 |  | 3 | N78 | 3 | 3 | [32 empty] | IIB | DXB-2376-CSG-IXR-E-1
DXB2378 | Site 9250 | DXB | DXB2378 | DXB2378 | DXBL2378 |  | Locked | On Air | On Air |  | 2014 | Permanent | 24.838 | 55.3151 | Huawei | Outdoor | Site Sharing | Site Share | Outdoor Site Sharing-Etisalat Owned |  |  | 3G+4G | BTS3900A | LTE-CA | 2T2R | U2100 (F2) + U900 (F1+F2) | L800+L1800F1 | - | 1096700 | 40 |  |  | - | 3 | - | [32 empty] | MW | 0
DXB2386 | Site 9251 | DXB | DXB2386 | DXB2386 | DXBL2386 | DXBNR2386 | Locked | On Air | On Air | On Air | 2012 | Permanent | 25.2676 | 55.3077 | Huawei | Outdoor | EITC Passive Infrastructure | Micro RT | RT-du Owned |  |  | 3G+4G+5G | BTS3900A | LTE-3CC | 2T2R | U2100 (F2) + U900 (F1+F2) | L800+L1800F1+L1800F2 | 2CC | 1011900 | 10 |  | 2 | N78 | 2 | 2 | [32 empty] | MW | 0
DXB2397 | Site 9252 | DXB | DXB2397 | DXB2397 | DXBL2397 | DXBNR2397 | On Air | On Air | On Air | On Air | 2015 | Permanent | 25.2678 | 55.3039 | Nokia/Huawei | Outdoor | EITC Passive Infrastructure | Rooftop | RT-du Owned |  |  | 2G+3G+4G+5G | BTS3900A/MultiRadio 2G | LTE-3CC | 2T2R | U2100 (F2) + U900 (F1+F2) | L800+L1800F1+L1800F2 | 1CC | 1011900 | 38 |  | 3 | N41 | 3 | 3 | [32 empty] | MW | 0
DXB2412 | Site 9253 | DXB | DXB2412 | DXB2412 | DXBL2412 | DXBNR2412 | On Air | On Air | On Air | On Air | 2014 | Permanent | 25.1528 | 55.3938 | Nokia/Huawei | Outdoor | EITC Passive Infrastructure | Rooftop | RT-du Owned |  |  | 2G+3G+4G+5G | BTS3900A/Flexi 2G | LTE-4CC | 2T2R | U2100 (F2) + U900 (F1+F2) | L800+L1800F1+L1800F2+L2100 | 1CC | 1062400 | 25 |  | 3 | N41 | 3 | 3 | [32 empty] | IIB | DXB-2412-CSG-SAR-X-1
DXB2413 | Site 9254 | DXB | DXB2413 | DXB2413 | DXBL2413 | DXBNR2413 | On Air | On Air | On Air | On Air | 2014 | Permanent | 24.8483 | 55.075 | Nokia/Huawei | Outdoor | EITC Passive Infrastructure | Greenfield | Outdoor Green field-du Owned |  |  | 2G+3G+4G+5G | BTS3900/Flexi 2G | LTE-4CC | 2T2R | U2100 (F2) + U900 (F1+F2) | L800+L1800F1+L1800F2+L2100 | 1CC | 1053200 | 30 |  | 3 | N41 | 4 | 3 | [32 empty] | IIB | DXB-2413-CSG-SAR-X-1
DXB2414 | Site 9255 | DXB | DXB2414 | DXB2414 | DXBL2414 | DXBNR2414 | On Air | On Air | On Air | On Air | 2014 | Permanent | 24.8473 | 55.0632 | Nokia/Huawei | Outdoor | EITC Passive Infrastructure | Greenfield | Outdoor Green field-du Owned |  |  | 2G+3G+4G+5G | BTS3900A/MultiRadio 2G | LTE-3CC | 2T2R | U2100 (F2) + U900 (F1+F2) | L800+L1800F1+L1800F2 | 1CC | 1053200 | 30 |  | 3 | N41 | 4 | 3 | Y | [31 empty] | IIB | DXB-2414-CSG-SAR-X-1
DXB2416 | Site 9256 | DXB | DXB2416 | DXB2416 | DXBL2416 | DXBNR2416 | On Air | On Air | On Air | On Air | 2014 | Permanent | 24.8303 | 55.0853 | Nokia/Huawei | Outdoor | EITC Passive Infrastructure | Greenfield | Outdoor Green field-du Owned |  |  | 2G+3G+4G+5G | BTS3900A/MultiRadio 2G | LTE-4CC | 2T2R | U2100 (F2) + U900 (F1+F2) | L800+L1800F1+L1800F2+L2100 | 1CC | 1053300 | 30 |  | 3 | N41 | 3 | 3 | [32 empty] | IIB | DXB-2416-CSG-SAR-X-1
DXB2417 | Site 9257 | DXB | DXB2417 | DXB2417 | DXBL2417 | DXBNR2417 | Locked | On Air | On Air | On Air | 2014 | Permanent | 24.8515 | 55.057 | Huawei | Outdoor | EITC Passive Infrastructure | Greenfield | Outdoor Green field-du Owned |  |  | 3G+4G+5G | BTS3900A | LTE-4CC | 32T32R | U2100 (F2) + U900 (F1+F2) | L800+L1800F1+L1800F2+L2100 | 1CC | 1053100 | 30 |  | 3 | N41 | 3 | 3 | [32 empty] | IIB | DXB-2417-CSG-SAR-X-1
DXB2433 | Site 9258 | DXB | DXB2433 | DXB2433 | DXBL2433 | DXBNR2433 | On Air | On Air | On Air | On Air | 2014 | Permanent | 24.9852 | 55.1842 | Nokia/Huawei | Outdoor | EITC Passive Infrastructure | Rooftop | RT-du Owned |  |  | 2G+3G+4G+5G | BTS3900A/MultiRadio 2G | LTE-3CC | 2T2R | U2100 (F2) + U900 (F1+F2) | L700+L800+L1800F1+L1800F2 | 2CC | 1059802 | 19 |  | 3 | N78 | 3 | 3 | [32 empty] | MW | 0
DXB2435 | Site 9259 | DXB | DXB2435 | DXB2435 | DXBL2435 | DXBNR2435 | On Air | On Air | On Air | On Air | 2013 | Permanent | 25.0936 | 55.2129 | Nokia/Huawei | Outdoor | Site Sharing | Site Share | Outdoor Site Sharing-Etisalat Owned |  |  | 2G+3G+4G+5G | BTS3900/Flexi 2G | LTE | 2T2R | U2100 (F2) + U900 (F1+F2) | L1800F1 | 2CC | 1037600 | 30 |  | 3 | N78 | 3 | 3 | [32 empty] | IIB | DXB-2435-CSG-SAR-X-1
DXB2437 | Site 9260 | DXB | DXB2437 | DXB2437 | DXBL2437 | DXBNR2437 | Locked | On Air | On Air | On Air | 2014 | Permanent | 25.2382 | 55.3509 | Huawei | Outdoor | Site Sharing | Site Share | Outdoor Site Sharing-Etisalat Owned |  |  | 3G+4G+5G | BTS3900A | LTE-4CC | 2T2R | U2100 (F2) + U900 (F1+F2) | L800+L1800F1+L1800F2+L2100 | 2CC | 1021400 | 30 |  | 3 | N78 | 3 | 3 | [32 empty] | IIB | DXB-2437-CSG-SAR-X-1
DXB2438 | Site 9261 | DXB | DXB2438 | DXB2438 | DXBL2438 | DXBNR2438 | On Air | On Air | On Air | On Air | 2014 | Permanent | 25.1549 | 55.2218 | Nokia/Huawei | Outdoor | Site Sharing | Site Share | Outdoor Site Sharing-Etisalat Owned |  |  | 2G+3G+4G+5G | BTS3900A/Flexi 2G | LTE-3CC | 2T2R | U2100 (F2) + U900 (F1+F2) | L800+L1800F1+L1800F2 | 2CC | 1035700 | 30 |  | 3 | N78 | 3 | 3 | [32 empty] | IIB | DXB-2438-CSG-SAR-X-1
DXB2439 | Site 9262 | DXB | DXB2439 | DXB2439 | DXBL2439 | DXBNR2439 | On Air | On Air | On Air | On Air | 2014 | Permanent | 25.1759 | 55.2443 | Nokia/Huawei | Outdoor | Site Sharing | Site Share | Outdoor Site Sharing-Etisalat Owned |  |  | 2G+3G+4G+5G | BTS3900A/Flexi 2G | LTE-3CC | 2T2R | U2100 (F2) + U900 (F1+F2) | L800+L1800F1+L1800F2 | 2CC | 1035300 | 25 |  | 3 | N78 | 3 | 3 | [32 empty] | IIB | DXB-2439-CSG-IXR-E-1
DXB2441 | Site 9263 | DXB | DXB2441 | DXB2441 | DXBL2441 | DXBNR2441 | On Air | On Air | On Air | On Air | 2014 | Permanent | 25.2285 | 55.4231 | Nokia/Huawei | Outdoor | EITC Passive Infrastructure | Greenfield | Outdoor Green field-du Owned |  |  | 2G+3G+4G+5G | BTS3900/MultiRadio 2G | LTE-4CC | 4T4R | U2100 (F2) + U900 (F1+F2) | L800+L1800F1+L1800F2+L2100 | 1CC | 1025100 | 30 |  | 3 | N41 | 4 | 3 | Y | [31 empty] | IIB | DXB-2441-CSG-SAR-X-1
DXB2453 | Site 9264 | DXB | DXB2453 | DXB2453 | DXBL2453 | DXBNR2453 | On Air | On Air | On Air | On Air | 2014 | Permanent | 25.1094 | 55.3779 | Nokia/Huawei | Outdoor | EITC Passive Infrastructure | Rooftop | RT-du Owned |  |  | 2G+3G+4G+5G | BTS3900A/Flexi 2G | LTE-4CC | 2T2R | U2100 (F2) + U900 (F1+F2) | L800+L1800F1+L1800F2+L2100 | 1CC | 1062600 | 35.2 |  | 3 | N41 | 3 | 3 | [32 empty] | IIB | DXB-2453-CSG-IXR-E-1
DXB2460 | Site 9265 | DXB | DXB2460 | DXB2460 | DXBL2460 | DXBNR2460 | Locked | On Air | On Air | On Air | 2014 | Permanent | 25.2446 | 55.3451 | Huawei | Outdoor | EITC Passive Infrastructure | Rooftop | RT-du Owned |  |  | 3G+4G+5G | BTS3900A | LTE-3CC | 2T2R | U2100 (F2) + U900 (F1+F2) | L800+L1800F1+L1800F2 | 2CC | 1021400 | 21.5 |  | 3 | N78 | 3 | 3 | [32 empty] | MW | 0
DXB2499 | Site 9266 | DXB | DXB2499 | DXB2499 | DXBL2499 |  | On Air | On Air | On Air |  | 2014 | Permanent | 25.0143 | 55.346 | Nokia/Huawei | Outdoor | Site Sharing | Site Share | Outdoor Site Sharing-Etisalat Owned |  |  | 2G+3G+4G | BTS3900A/MultiRadio 2G | LTE | 2T2R | U2100 (F2) + U900 (F1+F2) | L800 | - | 1091400 | 30 |  |  | - | 3 | - | [32 empty] | MW | 0
DXB2506 | Site 9267 | DXB | DXB2506 | DXB2506 | DXBL2506 | DXBNR2506 | Locked | On Air | On Air | On Air | 2014 | Permanent | 24.9825 | 55.1277 | Huawei | Outdoor | EITC Passive Infrastructure | RDU | Outdoor Green field-du Owned |  |  | 3G+4G+5G | BTS3900A | LTE-4CC | 2T2R | U2100 (F2) + U900 (F1+F2) | L800+L1800F1+L1800F2+L2100 | 2CC | 1059900 | 30 |  | 3 | N78 | 3 | 3 | [32 empty] | IIB | DXB-2506-CSG-SAR-X-1
DXB2518 | Site 9268 | DXB | DXB2518 | DXB2518 | DXBL2518 | DXBNR2518 | On Air | On Air | On Air | On Air | 2012 | Permanent | 25.2523 | 55.2938 | Nokia/Huawei | Outdoor | EITC Passive Infrastructure | Rooftop | RT-du Owned |  |  | 2G+3G+4G+5G | BTS3900A/Flexi 2G | LTE-CA | 2T2R | U2100 (F2) + U900 (F1+F2) | L1800F1+L1800F2 | 2CC | 1031700 | 28 |  | 3 | N78 | 3 | 3 | [32 empty] | MW | 0
DXB2520 | Site 9269 | DXB | DXB2520 | DXB2520 | DXBL2520 | DXBNR2520 | Locked | On Air | On Air | On Air | 2013 | Permanent | 24.9795 | 55.0952 | Huawei | Outdoor | EITC Passive Infrastructure | RDU | Outdoor Green field-du Owned |  |  | 3G+4G+5G | BTS3900 | LTE-3CC | 2T2R | U2100 (F2) + U900 (F1+F2) | L800+L1800F1+L1800F2 | 2CC | 1051800 | 30 |  | 3 | N78 | 3 | 3 | [32 empty] | IIB | DXB-2520-CSG-ASR920-LD-1
DXB2521 | Site 9270 | DXB | DXB2521 | DXB2521 | DXBL2521 | DXBNR2521 | On Air | On Air | On Air | On Air | 2014 | Permanent | 25.0017 | 55.1007 | Nokia/Huawei | Outdoor | EITC Passive Infrastructure | Rooftop | RT-du Owned |  |  | 2G+3G+4G+5G | BTS3900A/MultiRadio 2G | LTE-3CC | 2T2R | U2100 (F2) + U900 (F1+F2) | L800+L1800F1+L1800F2 | 2CC | 1059900 | 20 |  | 3 | N78 | 4 | 3 | [32 empty] | IIB | DXB-2521-CSG-SAR-X-1
DXB2526 | Site 9271 | DXB | DXB2526 | DXB2526 | DXBL2526 | DXBNR2526 | On Air | On Air | On Air | On Air | 2012 | Permanent | 25.2553 | 55.3008 | Nokia/Huawei | Outdoor | EITC Passive Infrastructure | Rooftop | RT-du Owned |  |  | 2G+3G+4G+5G | BTS3900/Flexi 2G | LTE-CA | 2T2R | U2100 (F2) + U900 (F1+F2) | L1800F1+L1800F2 | 2CC | 1031700 | 36 |  | 3 | N78 | 3 | 3 | [32 empty] | MW | 0
DXB2529 | Site 9272 | DXB | DXB2529 | DXB2529 | DXBL2529 | DXBNR2529 | Locked | On Air | On Air | On Air | 2012 | Permanent | 25.2495 | 55.3049 | Huawei | Outdoor | EITC Passive Infrastructure | Rooftop | RT-du Owned |  |  | 3G+4G+5G | BTS3900A | LTE-4CC | 2T2R | U2100 (F2) + U900 (F1+F2) | L800+L1800F1+L1800F2+L2100 | 2CC | 1031800 | 16 |  | 3 | N78 | 3 | 3 | [32 empty] | iiB | DXB-2529-CSG-IXR-E-1
DXB2533 | Site 9273 | DXB | DXB2533 | DXB2533 | DXBL2533 | DXBNR2533 | On Air | On Air | On Air | On Air | 2014 | Permanent | 25.1244 | 55.2471 | Nokia/Huawei | Outdoor | EITC Passive Infrastructure | Rooftop | RT-du Owned |  |  | 2G+3G+4G+5G | BTS3900A/MultiRadio 2G | LTE-3CC | 2T2R | U2100 (F2) + U900 (F1+F2) | L800+L1800F1+L1800F2 | 2CC | 1036500 | 14 |  | 3 | N78 | 3 | 3 | [32 empty] | IIB | DXB-2533-CSG-SAR-X-1
DXB2534 | Site 9274 | DXB | DXB2534 | DXB2534 | DXBL2534 |  | On Air | On Air | On Air |  | 2010 | Permanent | 25.1017 | 55.171 | Nokia/Huawei | Outdoor | EITC Passive Infrastructure | Rooftop | RT-du Owned |  |  | 2G+3G+4G | BTS3900A/Flexi 2G | LTE-CA | 4T4R | U2100 (F2) | L1800F1+L1800F2 | - | 1038200 | 24 |  |  | - | 3 | - | [32 empty] | IIB | DXB-2534-CSG-IXR-E-1
DXB2535 | Site 9275 | DXB | DXB2535 | DXB2535 | DXBL2535 | DXBNR2535 | On Air | On Air | On Air | On Air | 2010 | Permanent | 25.2464 | 55.3027 | Nokia/Huawei | Outdoor | EITC Passive Infrastructure | Rooftop | RT-du Owned |  |  | 2G+3G+4G+5G | BTS3900A/Flexi 2G | LTE-3CC | 2T2R | U2100 (F2) + U900 (F1+F2) | L800+L1800F1+L1800F2 | 2CC | 1031800 | 22 |  | 3 | N78 | 3 | 3 | [32 empty] | IIB | DXB-2535-CSG-ASR920-LD-1
DXB2538 | Site 9276 | DXB | DXB2538 | DXB2538 | DXBL2538 | DXBNR2538 | On Air | On Air | On Air | On Air | 2010 | Permanent | 25.2939 | 55.3785 | Nokia/Huawei | Outdoor | EITC Passive Infrastructure | Rooftop | RT-du Owned |  |  | 2G+3G+4G+5G | BTS3900/Flexi 2G | LTE-3CC | 2T2R | U2100 (F2) + U900 (F1+F2) | L800+L1800F1+L1800F2 | 1CC | 1024100 | 31 |  | 3 | N41 | 3 | 3 | [32 empty] | IIB | DXB-2538-CSG-SAR-X-1
DXB2539 | Site 9277 | DXB | DXB2539 | DXB2539 | DXBL2539 | DXBNR2539 | On Air | On Air | On Air | On Air | 2011 | Permanent | 25.2933 | 55.3836 | Nokia/Huawei | Outdoor | EITC Passive Infrastructure | Rooftop | RT-du Owned |  |  | 2G+3G+4G+5G | BTS3900/Ultra 2G | LTE-4CC | 2T2R | U2100 (F2) + U900 (F1+F2) | L800+L1800F1+L1800F2+L2100 | 1CC | 1024100 | 24 |  | 3 | N41 | 3 | 3 | [32 empty] | IIB | DXB-2539-CSG-SAR-X-1
DXB2540 | Site 9278 | DXB | DXB2540 | DXB2540 | DXBL2540 | DXBNR2540 | Locked | On Air | On Air | On Air | 2010 | Permanent | 25.2988 | 55.3809 | Huawei | Outdoor | EITC Passive Infrastructure | Greenfield | Outdoor Green field-du Owned |  |  | 3G+4G+5G | BTS3900 | LTE-4CC | 4T4R | U2100 (F2) + U900 (F1+F2) | L800+L1800F1+L1800F2+L2100 | 1CC | 1024600 | 30 |  | 3 | N41 | 3 | 3 | [32 empty] | IIB | DXB-2540-CSG-IXR-E-1
DXB2541 | Site 9279 | DXB | DXB2541 | DXB2541 | DXBL2541 | DXBNR2541 | On Air | On Air | On Air | On Air | 2010 | Permanent | 25.2957 | 55.3685 | Nokia/Huawei | Outdoor | EITC Passive Infrastructure | Rooftop | RT-du Owned |  |  | 2G+3G+4G+5G | BTS3900/Ultra 2G | LTE-4CC | 4T4R | U2100 (F2) + U900 (F1+F2) | L800+L1800F1+L1800F2+L2100 | 2CC | 1023100 | 31 |  | 3 | N78 | 4 | 3 | [32 empty] | IIB | DXB-2541-CSG-IXR-E-1
DXB2543 | Site 9280 | DXB | DXB2543 | DXB2543 | DXBL2543 | DXBNR2543 | Locked | On Air | On Air | On Air | 2010 | Permanent | 25.2323 | 55.2794 | Huawei | Outdoor | EITC Passive Infrastructure | Rooftop | RT-du Owned |  |  | 3G+4G+5G | BTS3900A | LTE-4CC | 2T2R | U2100 (F2) + U900 (F1+F2) | L800+L1800F1+L1800F2+L2100 | 2CC | 1033400 | 15.5 |  | 3 | N78 | 3 | 3 | [32 empty] | MW | 0
DXB2544 | Site 9281 | DXB | DXB2544 | DXB2544 | DXBL2544 | DXBNR2544 | Locked | On Air | On Air | On Air | 2010 | Permanent | 25.2572 | 55.3197 | Huawei | Outdoor | EITC Passive Infrastructure | Rooftop | RT-du Owned |  |  | 3G+4G+5G | BTS3900A | LTE-3CC | 2T2R | U2100 (F2) + U900 (F1+F2) | L800+L1800F1+L1800F2 | 2CC | 1012500 | 14 |  | 3 | N78 | 3 | 3 | [32 empty] | MW | 0
DXB2545 | Site 9282 | DXB | DXB2545 | DXB2545 | DXBL2545 | DXBNR2545 | On Air | On Air | On Air | On Air | 2011 | Permanent | 25.1801 | 55.3518 | Nokia/Huawei | Outdoor | EITC Passive Infrastructure | RDU | Outdoor Green field-du Owned |  |  | 2G+3G+4G+5G | BTS3900/Flexi 2G | LTE-4CC | 2T2R | U2100 (F2) + U900 (F1+F2) | L800+L1800F1+L1800F2+L2100 | 2CC | 1061300 | 30 |  | 3 | N78 | 3 | 3 | [32 empty] | IIB | DXB-2545-CSG-SAR-8-1
DXB2547 | Site 9283 | DXB | DXB2547 | DXB2547 | DXBL2547 | DXBNR2547 | On Air | On Air | On Air | On Air | 2014 | Permanent | 25.2866 | 55.3915 | Nokia/Huawei | Outdoor | EITC Passive Infrastructure | Rooftop | RT-du Owned |  |  | 2G+3G+4G+5G | BTS3900A/MultiRadio 2G | LTE-4CC | 2T2R | U2100 (F2) + U900 (F1+F2) | L800+L1800F1+L1800F2+L2100 | 2CC | 1024300 | 26 |  | 3 | N78 | 3 | 3 | [32 empty] | IIB | DXB-2547-CSG-ASR920-LD-1
DXB2548 | Site 9284 | DXB | DXB2548 | DXB2548 | DXBL2548 | DXBNR2548 | On Air | On Air | On Air | On Air | 2012 | Permanent | 25.2799 | 55.3741 | Nokia/Huawei | Outdoor | EITC Passive Infrastructure | Rooftop | RT-du Owned |  |  | 2G+3G+4G+5G | BTS3900A/Flexi 2G | LTE-4CC | 2T2R | U2100 (F2) + U900 (F1+F2) | L800+L1800F1+L1800F2+L2100 | 2CC | 1023200 | 23 |  | 3 | N78 | 3 | 3 | [32 empty] | IIB | DXB-2548-CSG-IXR-E-1
DXB2549 | Site 9285 | DXB | DXB2549 | DXB2549 | DXBL2549 | DXBNR2549 | On Air | On Air | On Air | On Air | 2016 | Permanent | 25.2283 | 55.2809 | Nokia/Huawei | Outdoor | EITC Passive Infrastructure | RDU | Outdoor Green field-du Owned |  |  | 2G+3G+4G+5G | BTS3900A/MultiRadio 2G | LTE-3CC | 2T2R | U2100 (F2) + U900 (F1+F2) | L800+L1800F1+L1800F2 | 2CC | 1033400 | 30 |  | 3 | N78 | 3 | 3 | [32 empty] | MW | 0
DXB2550 | Site 9286 | DXB | DXB2550 | DXB2550 | DXBL2550 | DXBNR2550 | On Air | On Air | On Air | On Air | 2010 | Permanent | 25.2509 | 55.311 | Nokia/Huawei | Outdoor | EITC Passive Infrastructure | Rooftop | RT-du Owned |  |  | 2G+3G+4G+5G | BTS3900/Flexi 2G | LTE | 2T2R | U2100 (F2) + U900 (F1+F2) | L1800F1 | 2CC | 1031800 | 17 |  | 3 | N78 | 4 | 3 | [32 empty] | IIB | DXB-2550-CSG-SAR-8-1
DXB2551 | Site 9287 | DXB | DXB2551 | DXB2551 | DXBL2551 | DXBNR2551 | Locked | On Air | On Air | On Air | 2011 | Permanent | 25.255 | 55.2906 | Huawei | Outdoor | EITC Passive Infrastructure | Rooftop | RT-du Owned |  |  | 3G+4G+5G | BTS3900 | LTE-4CC | 4T4R | U2100 (F2) + U900 (F1+F2) | L800+L1800F1+L1800F2+L2100 | 2CC | 1031600 | 40 |  | 3 | N78 | 3 | 3 | [32 empty] | IIB | DXB-2551-CSG-IXR-E-1
DXB2552 | Site 9288 | DXB | DXB2552 | DXB2552 | DXBL2552 | DXBNR2552 | Locked | On Air | On Air | On Air | 2012 | Permanent | 25.259 | 55.2905 | Huawei | Outdoor | EITC Passive Infrastructure | Rooftop | RT-du Owned |  |  | 3G+4G+5G | BTS3900A | LTE | 2T2R | U2100 (F2) | L1800F1 | 2CC | 1031600 | 41 |  | 3 | N78 | 3 | 3 | [32 empty] | IIB | DXB-2552-CSG-IXR-E-1
DXB2553 | Site 9289 | DXB | DXB2553 | DXB2553 | DXBL2553 | DXBNR2553 | Locked | On Air | On Air | On Air | 2011 | Permanent | 25.2479 | 55.305 | Huawei | Outdoor | EITC Passive Infrastructure | Rooftop | RT-du Owned |  |  | 3G+4G+5G | BTS3900A | LTE-4CC | 4T4R | U2100 (F2) + U900 (F1+F2) | L800+L1800F1+L1800F2+L2100 | 2CC | 1031800 | 16 |  | 3 | N78 | 3 | 3 | [32 empty] | IIB | DXB-2553-CSG-ASR920-LD-1
DXB2554 | Site 9290 | DXB | DXB2554 | DXB2554 | DXBL2554 | DXBNR2554 | On Air | On Air | On Air | On Air | 2012 | Permanent | 25.2616 | 55.2934 | Nokia/Huawei | Outdoor | EITC Passive Infrastructure | Microsite | RT-du Owned |  |  | 2G+3G+4G+5G | BTS3900A/Flexi 2G | LTE-4CC | 4T4R | U2100 (F2) + U900 (F1+F2) | L800+L1800F1+L1800F2+L2100 | 2CC | 1031200 | 26 |  | 3 | N78 | 3 | 3 | [32 empty] | MW | 0
DXB2556 | Site 9291 | DXB | DXB2556 | DXB2556 | DXBL2556 | DXBNR2556 | On Air | On Air | On Air | On Air | 2011 | Permanent | 25.0968 | 55.176 | Nokia/Huawei | Outdoor | EITC Passive Infrastructure | Rooftop | RT-du Owned |  |  | 2G+3G+4G+5G | BTS3900/Flexi 2G | LTE-4CC | 4T4R | U2100 (F2) + U900 (F1+F2) | L800+L1800F1+L1800F2+L2100 | 2CC | 1038300 | 21 |  | 3 | N78 | 3 | 3 | [32 empty] | IIB | DXB-2556-CSG-IXR-E-1
DXB2558 | Site 9292 | DXB | DXB2558 | DXB2558 | DXBL2558 | DXBNR2558 | Locked | On Air | On Air | On Air | 2011 | Permanent | 25.2732 | 55.342 | Huawei | Outdoor | EITC Passive Infrastructure | Microsite | RT-du Owned |  |  | 3G+4G+5G | BTS3900A | LTE-3CC | 2T2R | U2100 (F2) + U900 (F1+F2) | L800+L1800F1+L1800F2 | 2CC | 1012800 | 16 |  | 3 | N78 | 3 | 3 | [32 empty] | IIB | DXB-2558-CSG-N540-LD-1
DXB2559 | Site 9293 | DXB | DXB2559 | DXB2559 | DXBL2559 | DXBNR2559 | On Air | On Air | On Air | On Air | 2010 | Permanent | 25.0474 | 55.1307 | Nokia/Huawei | Outdoor | EITC Passive Infrastructure | Rooftop | RT-du Owned |  |  | 2G+3G+4G+5G | BTS3900/Flexi 2G | LTE-4CC | 2T2R | U2100 (F2) + U900 (F1+F2) | L800+L1800F1+L1800F2+L2100 | 2CC | 1059101 | 35 |  | 3 | N78 | 3 | 3 | [32 empty] | IIB | DXB-2559-CSG-IXR-E-1
DXB2560 | Site 9294 | DXB | DXB2560 | DXB2560 | DXBL2560 | DXBNR2560 | On Air | On Air | On Air | On Air | 2011 | Permanent | 25.2778 | 55.3141 | Nokia/Huawei | Outdoor | EITC Passive Infrastructure | Rooftop | RT-du Owned |  |  | 2G+3G+4G+5G | BTS3900/Flexi 2G | LTE-4CC | 2T2R | U2100 (F2) + U900 (F1+F2) | L800+L1800F1+L1800F2+L2100 | 1CC | 1011700 | 29 |  | 3 | N41 | 3 | 3 | [32 empty] | IIB | DXB-2560-CSG-ASR920-LD-1
DXB2561 | Site 9295 | DXB | DXB2561 | DXB2561 | DXBL2561 | DXBNR2561 | Locked | On Air | On Air | On Air | 2010 | Permanent | 25.2736 | 55.3112 | Huawei | Outdoor | EITC Passive Infrastructure | Rooftop | RT-du Owned |  |  | 3G+4G+5G | BTS3900 | LTE-4CC | 2T2R | U2100 (F2) + U900 (F1+F2) | L800+L1800F1+L1800F2+L2100 | 1CC | 1011800 | 21 |  | 3 | N41 | 3 | 3 | [32 empty] | IIB | DXB-2561-CSG-IXR-E-1
DXB2562 | Site 9296 | DXB | DXB2562 | DXB2562 | DXBL2562 | DXBNR2562 | Locked | On Air | On Air | On Air | 2012 | Permanent | 25.2596 | 55.2851 | Huawei | Outdoor | EITC Passive Infrastructure | Microsite | RT-du Owned |  |  | 3G+4G+5G | BTS3900A | LTE-4CC | 4T4R | U2100 (F2) + U900 (F1+F2) | L800+L1800F1+L1800F2+L2100 | 2CC | 1031600 | 35 |  | 3 | N78 | 3 | 3 | [32 empty] | MW | 0
DXB2563 | Site 9297 | DXB | DXB2563 | DXB2563 | DXBL2563 |  | Locked | On Air | On Air |  | 2012 | Permanent | 25.2522 | 55.3004 | Huawei | Outdoor | EITC Passive Infrastructure | Rooftop | RT-du Owned |  |  | 3G+4G | BTS3900A | LTE | 2T2R | U2100 (F2) + U900 (F1+F2) | L1800F1 | - | 1031700 | 36 |  |  | - | 3 | - | [32 empty] | MW | 0
DXB2564 | Site 9298 | DXB | DXB2564 | DXB2564 | DXBL2564 | DXBNR2564 | On Air | On Air | On Air | On Air | 2010 | Permanent | 25.1111 | 55.2038 | Nokia/Huawei | Outdoor | EITC Passive Infrastructure | Rooftop | RT-du Owned |  |  | 2G+3G+4G+5G | BTS3900A/Flexi 2G | LTE-3CC | 2T2R | U2100 (F2) + U900 (F1+F2) | L800+L1800F1+L1800F2 | 2CC | 1037300 | 30 |  | 3 | N78 | 3 | 3 | [32 empty] | IIB | DXB-2564-CSG-SAR-X-1
DXB2567 | Site 9299 | DXB | DXB2567 | DXB2567 | DXBL2567 | DXBNR2567 | Locked | On Air | On Air | On Air | 2009 | Permanent | 25.1293 | 55.2303 | Huawei | Outdoor | EITC Passive Infrastructure | Microsite | RT-du Owned |  |  | 3G+4G+5G | BTS3900A | LTE-3CC | 2T2R | U2100 (F2) + U900 (F1+F2) | L800+L1800F1+L1800F2 | 2CC | 1036800 | 17 |  | 3 | N78 | 6 | 3 | [32 empty] | IIB | DXB-2567-CSG-IXR-E-1
DXB2569 | Site 9300 | DXB | DXB2569 | DXB2569 | DXBL2569 | DXBNR2569 | On Air | On Air | On Air | On Air | 2011 | Permanent | 25.2304 | 55.2758 | Nokia/Huawei | Outdoor | EITC Passive Infrastructure | Rooftop | RT-du Owned |  |  | 2G+3G+4G+5G | BTS3900/Flexi 2G | LTE-4CC | 2T2R | U2100 (F2) + U900 (F1+F2) | L800+L1800F1+L1800F2+L2100 | 2CC | 1033300 | 21 |  | 3 | N78 | 3 | 3 | [32 empty] | IIB | DXB-2569-CSG-IXR-E-1
DXB2570 | Site 9301 | DXB | DXB2570 | DXB2570 | DXBL2570 | DXBNR2570 | On Air | On Air | On Air | On Air | 2012 | Permanent | 25.2454 | 55.2993 | Nokia/Huawei | Outdoor | EITC Passive Infrastructure | Rooftop | RT-du Owned |  |  | 2G+3G+4G+5G | BTS3900A/Flexi 2G | LTE-4CC | 2T2R | U2100 (F2) + U900 (F1+F2) | L800+L1800F1+L1800F2+L2100 | 2CC | 1031800 | 22 |  | 3 | N78 | 3 | 3 | [32 empty] | IIB | DXB-2570-CSG-ASR920-LD-1
DXB2571 | Site 9302 | DXB | DXB2571 | DXB2571 | DXBL2571 | DXBNR2571 | On Air | On Air | On Air | On Air | 2014 | Permanent | 25.0394 | 55.0947 | Nokia/Huawei | Outdoor | EITC Passive Infrastructure | Greenfield | Outdoor Green field-du Owned |  |  | 2G+3G+4G+5G | BTS3900A/MultiRadio 2G | LTE-3CC | 2T2R | U2100 (F2) + U900 (F1+F2) | L800+L1800F1+L1800F2 | 1CC | 1059300 | 30 |  | 3 | N41 | 3 | 3 | [32 empty] | MW | 0
DXB2575 | Site 9303 | DXB | DXB2575 | DXB2575 | DXBL2575 |  | On Air | On Air | On Air |  | 2010 | Permanent | 24.9594 | 55.0984 | Nokia/Huawei | Outdoor | Site Sharing | Site Share | Outdoor Site Sharing-Etisalat Owned |  |  | 2G+3G+4G | BTS3900/Flexi 2G | LTE-CA | 2T2R | U2100 (F2) + U900 (F1+F2) | L800+L1800F1 | - | 1051800 | 30 |  |  | - | 3 | - | [32 empty] | IIB | DXB-2575-CSG-SAR-X-1
DXB2576 | Site 9304 | DXB | DXB2576 | DXB2576 | DXBL2576 | DXBNR2576 | On Air | On Air | On Air | On Air | 2011 | Permanent | 24.9543 | 55.0873 | Nokia/Huawei | Outdoor | Site Sharing | Site Share | Outdoor Site Sharing-Etisalat Owned |  |  | 2G+3G+4G+5G | BTS3900/Flexi 2G | LTE-4CC | 4T4R | U2100 (F2) + U900 (F1+F2) | L800+L1800F1+L1800F2+L2100 | 1CC | 1051800 | 25 |  | 3 | N41 | 3 | 3 | [32 empty] | IIB | DXB-2576-CSG-SAR-X-1
DXB2577 | Site 9305 | DXB | DXB2577 | DXB2577 | DXBL2577 | DXBNR2577 | On Air | On Air | On Air | On Air | 2012 | Permanent | 24.948 | 55.0811 | Nokia/Huawei | Outdoor | EITC Passive Infrastructure | Rooftop | RT-du Owned |  |  | 2G+3G+4G+5G | BTS3900/Flexi 2G | LTE-4CC | 4T4R | U2100 (F2) + U900 (F1+F2) | L800+L1800F1+L1800F2+L2100 | 1CC | 1051800 | 26 |  | 3 | N41 | 4 | 3 | [32 empty] | IIB | DXB-2577-CSG-ASR920-LD-1
DXB2579 | Site 9306 | DXB | DXB2579 | DXB2579 | DXBL2579 | DXBNR2579 | Locked | On Air | On Air | On Air | 2011 | Permanent | 24.9801 | 55.0692 | Huawei | Outdoor | EITC Passive Infrastructure | Greenfield | Outdoor Green field-du Owned |  |  | 3G+4G+5G | BTS3900 | LTE-3CC | 2T2R | U2100 (F2) + U900 (F1+F2) | L800+L1800F1+L1800F2 | 1CC | 1059400 | 30 |  | 3 | N41 | 3 | 3 | [32 empty] | MW | 0
DXB2580 | Site 9307 | DXB | DXB2580 | DXB2580 | DXBL2580 | DXBNR2580 | Locked | On Air | On Air | On Air | 2011 | Permanent | 24.9605 | 55.0574 | Huawei | Outdoor | EITC Passive Infrastructure | Greenfield | Outdoor Green field-du Owned |  |  | 3G+4G+5G | BTS3900 | LTE-4CC | 4T4R | U2100 (F2) + U900 (F1+F2) | L800+L1800F1+L1800F2+L2100 | 1CC | 1059400 | 30 |  | 3 | N41 | 3 | 3 | [32 empty] | MW | 0
DXB2582 | Site 9308 | DXB | DXB2582 | DXB2582 | DXBL2582 | DXBNR2582 | Locked | On Air | On Air | On Air | 2012 | Permanent | 24.968 | 55.0674 | Huawei | Outdoor | EITC Passive Infrastructure | RDU | Outdoor Green field-du Owned |  |  | 3G+4G+5G | BTS3900 | LTE-4CC | 2T2R | U2100 (F2) + U900 (F1+F2) | L800+L1800F1+L1800F2+L2100 | 1CC | 1059400 | 30 |  | 3 | N41 | 3 | 3 | [32 empty] | MW | 0
DXB2583 | Site 9309 | DXB | DXB2583 | DXB2583 | DXBL2583 | DXBNR2583 | Locked | On Air | On Air | On Air | 2011 | Permanent | 24.9552 | 55.063 | Huawei | Outdoor | EITC Passive Infrastructure | Greenfield | Outdoor Green field-du Owned |  |  | 3G+4G+5G | BTS3900 | LTE-3CC | 4T4R | U2100 (F2) + U900 (F1+F2) | L800+L1800F1+L1800F2 | 1CC | 1059400 | 30 |  | 3 | N41 | 3 | 3 | [32 empty] | IIB | DXB-2583-PREAGG-SR7-1
DXB2590 | Site 9310 | DXB | DXB2590 | DXB2590 | DXBL2590 | DXBNR2590 | On Air | On Air | On Air | On Air | 2011 | Permanent | 25.2709 | 55.3771 | Nokia/Huawei | Outdoor | EITC Passive Infrastructure | Rooftop | RT-du Owned |  |  | 2G+3G+4G+5G | BTS3900/Ultra 2G | LTE-CA | 2T2R | U2100 (F2) + U900 (F1+F2) | L800+L1800F1 | 2CC | 1023200 | 19 |  | 3 | N78 | 3 | 3 | [32 empty] | IIB | DXB-2590-CSG-IXR-E-1
DXB2591 | Site 9311 | DXB | DXB2591 | DXB2591 | DXBL2591 | DXBNR2591 | On Air | On Air | On Air | On Air | 2010 | Permanent | 25.2872 | 55.3693 | Nokia/Huawei | Outdoor | EITC Passive Infrastructure | Rooftop | RT-du Owned |  |  | 2G+3G+4G+5G | BTS3900/Flexi 2G | LTE-4CC | 2T2R | U2100 (F2) + U900 (F1+F2) | L800+L1800F1+L1800F2+L2100 | 1CC | 1024100 | 28 |  | 2 | N41 | 3 | 2 | [32 empty] | IIB | DXB-2591-CSG-SAR-X-1
DXB2592 | Site 9312 | DXB | DXB2592 | DXB2592 | DXBL2592 | DXBNR2592 | Locked | On Air | On Air | On Air | 2010 | Permanent | 25.246 | 55.3055 | Huawei | Outdoor | EITC Passive Infrastructure | Rooftop | RT-du Owned |  |  | 3G+4G+5G | BTS3900A | LTE-4CC | 2T2R | U2100 (F2) + U900 (F1+F2) | L800+L1800F1+L1800F2+L2100 | 2CC | 1031800 | 20 |  | 3 | N78 | 3 | 3 | [32 empty] | IIB | DXB-2592-CSG-ASR920-LD-1
DXB2593 | Site 9313 | DXB | DXB2593 | DXB2593 | DXBL2593 | DXBNR2593 | Locked | On Air | On Air | On Air | 2012 | Permanent | 25.2589 | 55.287 | Huawei | Outdoor | EITC Passive Infrastructure | Rooftop | RT-du Owned |  |  | 3G+4G+5G | BTS3900A | LTE-4CC | 4T4R | U2100 (F2) + U900 (F1+F2) | L800+L1800F1+L1800F2+L2100 | 2CC | 1031600 | 30 |  | 3 | N78 | 3 | 3 | [32 empty] | IIB | DXB-2593-CSG-IXR-E-1
DXB2594 | Site 9314 | DXB | DXB2594 | DXB2594 | DXBL2594 | DXBNR2594 | On Air | On Air | On Air | On Air | 2010 | Permanent | 25.1128 | 55.1899 | Nokia/Huawei | Outdoor | EITC Passive Infrastructure | Rooftop | RT-du Owned |  |  | 2G+3G+4G+5G | BTS3900/Ultra 2G | LTE-4CC | 2T2R | U2100 (F2) + U900 (F1+F2) | L800+L1800F1+L1800F2+L2100 | 2CC | 1037300 | 38 |  | 3 | N78 | 3 | 3 | [32 empty] | IIB | DXB-2594-CSG-SAR-X-1
DXB2595 | Site 9315 | DXB | DXB2595 | DXB2595 | DXBL2595 |  | On Air | On Air | On Air |  | 2011 | Permanent | 24.8698 | 55.5448 | Nokia/Huawei | Outdoor | Site Sharing | Site Share | Outdoor Site Sharing-Etisalat Owned |  |  | 2G+3G+4G | BTS3900A/Flexi 2G | LTE-4CC | 2T2R | U2100 (F2) + U900 (F1+F2) | L800+L1800F1+L1800F2+L2100 | - | 1094100 | 35 |  |  | - | 3 | - | [32 empty] | IIB | DXB-2595-IBS-SAR-M-1
DXB2600 | Site 9316 | DXB | DXB2600 | DXB2600 | DXBL2600 | DXBNR2600 | On Air | On Air | On Air | On Air | 2009 | Permanent | 24.9873 | 55.1649 | Nokia/Huawei | Outdoor | EITC Passive Infrastructure | Greenfield | Outdoor Green field-du Owned |  |  | 2G+3G+4G+5G | BTS3900/Flexi 2G | LTE-3CC | 2T2R | U2100 (F2) + U900 (F1+F2) | L800+L1800F1+L1800F2 | 2CC | 1059801 | 30 |  | 3 | N78 | 3 | 3 | [32 empty] | MW | 0
DXB2601 | Site 9317 | DXB | DXB2601 | DXB2601 | DXBL2601 | DXBNR2601 | On Air | On Air | On Air | On Air | 2010 | Permanent | 24.9852 | 55.1738 | Nokia/Huawei | Outdoor | EITC Passive Infrastructure | Greenfield | Outdoor Green field-du Owned |  |  | 2G+3G+4G+5G | BTS3900/Ultra 2G | LTE-3CC | 2T2R | U2100 (F2) + U900 (F1+F2) | L800+L1800F1+L1800F2 | 2CC | 1059801 | 30 |  | 3 | N78 | 4 | 3 | [32 empty] | MW | 0
DXB2602 | Site 9318 | DXB | DXB2602 | DXB2602 | DXBL2602 | DXBNR2602 | Locked | On Air | On Air | On Air | 2010 | Permanent | 24.9785 | 55.1953 | Huawei | Outdoor | EITC Passive Infrastructure | Greenfield | Outdoor Green field-du Owned |  |  | 3G+4G+5G | BTS3900 | LTE-3CC | 2T2R | U2100 (F2) + U900 (F1+F2) | L800+L1800F1+L1800F2 | 2CC | 1059700 | 30 |  | 3 | N78 | 3 | 3 | [32 empty] | IIB | DXB-2602-CSG-IXR-E-1
DXB2603 | Site 9319 | DXB | DXB2603 | DXB2603 | DXBL2603 | DXBNR2603 | On Air | On Air | On Air | On Air | 2010 | Permanent | 24.9733 | 55.1913 | Nokia/Huawei | Outdoor | EITC Passive Infrastructure | Greenfield | Outdoor Green field-du Owned |  |  | 2G+3G+4G+5G | BTS3900/Flexi 2G | LTE-3CC | 2T2R | U2100 (F2) + U900 (F1+F2) | L800+L1800F1+L1800F2 | 2CC | 1059700 | 30 |  | 3 | N78 | 4 | 3 | [32 empty] | IIB | DXB-2603-CSG-ASR920-LD-1
DXB2604 | Site 9320 | DXB | DXB2604 | DXB2604 | DXBL2604 | DXBNR2604 | On Air | On Air | On Air | On Air | 2010 | Permanent | 24.9709 | 55.2075 | Nokia/Huawei | Outdoor | Site Sharing | Site Share | Outdoor Site Sharing-Etisalat Owned |  |  | 2G+3G+4G+5G | BTS3900/Flexi 2G | LTE-3CC | 2T2R | U2100 (F2) + U900 (F1+F2) | L800+L1800F1+L1800F2 | 2CC | 1059700 | 30 |  | 3 | N78 | 3 | 3 | [32 empty] | IIB | DXB-2604-CSG-ASR920-LD-1
DXB2605 | Site 9321 | DXB | DXB2605 | DXB2605 | DXBL2605 | DXBNR2605 | Locked | On Air | On Air | On Air | 2010 | Permanent | 25.0781 | 55.2494 | Huawei | Outdoor | EITC Passive Infrastructure | Greenfield | Outdoor Green field-du Owned |  |  | 3G+4G+5G | BTS3900 | LTE-3CC | 2T2R | U2100 (F2) + U900 (F1+F2) | L800+L1800F1+L1800F2 | 2CC | 1067200 | 30 |  | 3 | N78 | 3 | 3 | [32 empty] | IIB | DXB-2605-CSG-IXR-E-1
DXB2606 | Site 9322 | DXB | DXB2606 | DXB2606 | DXBL2606 | DXBNR2606 | On Air | On Air | On Air | On Air | 2010 | Permanent | 25.0715 | 55.2491 | Nokia/Huawei | Outdoor | EITC Passive Infrastructure | Greenfield | Outdoor Green field-du Owned |  |  | 2G+3G+4G+5G | BTS3900/Flexi 2G | LTE-4CC | 2T2R | U2100 (F2) + U900 (F1+F2) | L800+L1800F1+L1800F2+L2100 | 2CC | 1067200 | 30 |  | 3 | N78 | 6 | 3 | [32 empty] | IIB | DXB-2606-CSG-SAR-X-1
DXB2612 | Site 9323 | DXB | DXB2612 | DXB2612 | DXBL2612 | DXBNR2612 | On Air | On Air | On Air | On Air | 2011 | Permanent | 25.0596 | 55.1274 | Nokia/Huawei | Outdoor | EITC Passive Infrastructure | RDU | Outdoor Green field-du Owned |  |  | 2G+3G+4G+5G | BTS3900/Flexi 2G | LTE-4CC | 2T2R | U2100 (F2) + U900 (F1+F2) | L800+L1800F1+L1800F2+L2100 | 1CC | 1059200 | 30 |  | 3 | N41 | 3 | 3 | [32 empty] | IIB | DXB-2612-CSG-IXR-E-1
DXB2613 | Site 9324 | DXB | DXB2613 | DXB2613 | DXBL2613 | DXBNR2613 | Locked | On Air | On Air | On Air | 2012 | Permanent | 25.259 | 55.2984 | Huawei | Outdoor | EITC Passive Infrastructure | Rooftop | RT-du Owned |  |  | 3G+4G+5G | BTS3900A | LTE-3CC | 2T2R | U2100 (F2) + U900 (F1+F2) | L800+L1800F1+L1800F2 | 2CC | 1031300 | 20 |  | 3 | N78 | 3 | 3 | [32 empty] | IIB | DXB-2613-CSG-IXR-E-1
DXB2614 | Site 9325 | DXB | DXB2614 | DXB2614 | DXBL2614 | DXBNR2614 | On Air | On Air | On Air | On Air | 2011 | Permanent | 25.2584 | 55.3004 | Nokia/Huawei | Outdoor | EITC Passive Infrastructure | Rooftop | RT-du Owned |  |  | 2G+3G+4G+5G | BTS3900/Flexi 2G | LTE-3CC | 4T4R | U2100 (F2) | L800+L1800F1+L1800F2 | 2CC | 1031300 | 19 |  | 3 | N78 | 3 | 3 | [32 empty] | MW | 0
DXB2615 | Site 9326 | DXB | DXB2615 | DXB2615 | DXBL2615 | DXBNR2615 | On Air | On Air | On Air | On Air | 2010 | Permanent | 24.9995 | 55.1553 | Nokia/Huawei | Outdoor | EITC Passive Infrastructure | Rooftop | RT-du Owned |  |  | 2G+3G+4G+5G | BTS3900/Ultra 2G | LTE-3CC | 2T2R | U2100 (F2) + U900 (F1+F2) | L800+L1800F1+L1800F2 | 2CC | 1059802 | 30 |  | 3 | N78 | 4 | 3 | [32 empty] | IIB | DXB-2615-CSG-N540-LD-1
DXB2616 | Site 9327 | DXB | DXB2616 | DXB2616 | DXBL2616 | DXBNR2616 | On Air | On Air | On Air | On Air | 2011 | Permanent | 25.1336 | 55.2531 | Nokia/Huawei | Outdoor | EITC Passive Infrastructure | Microsite | RT-du Owned |  |  | 2G+3G+4G+5G | BTS3900A/Flexi 2G | LTE-4CC | 2T2R | U2100 (F2) + U900 (F1+F2) | L800+L1800F1+L1800F2+L2100 | 2CC | 1036500 | 18 |  | 3 | N78 | 3 | 3 | [32 empty] | IIB | DXB-2616-CSG-IXR-E-1
DXB2617 | Site 9328 | DXB | DXB2617 | DXB2617 | DXBL2617 | DXBNR2617 | On Air | On Air | On Air | On Air | 2010 | Permanent | 25.131 | 55.2372 | Nokia/Huawei | Outdoor | EITC Passive Infrastructure | Rooftop | RT-du Owned |  |  | 2G+3G+4G+5G | BTS3900/Flexi 2G | LTE-4CC | 4T4R | U2100 (F2) + U900 (F1+F2) | L800+L1800F1+L1800F2+L2100 | 2CC | 1036500 | 18 |  | 3 | N78 | 9 | 3 | [32 empty] | IIB | DXB-2617-CSG-SAR-X-1
DXB2619 | Site 9329 | DXB | DXB2619 | DXB2619 | DXBL2619 | DXBNR2619 | On Air | On Air | On Air | On Air | 2010 | Permanent | 25.1232 | 55.2361 | Nokia/Huawei | Outdoor | EITC Passive Infrastructure | Rooftop | RT-du Owned |  |  | 2G+3G+4G+5G | BTS3900/Flexi 2G | LTE-4CC | 4T4R | U2100 (F2) + U900 (F1+F2) | L800+L1800F1+L1800F2+L2100 | 2CC | 1036900 | 18 |  | 3 | N78 | 3 | 3 | [32 empty] | IIB | DXB-2619-CSG-SAR-8-1
DXB2620 | Site 9330 | DXB | DXB2620 | DXB2620 | DXBL2620 | DXBNR2620 | Locked | On Air | On Air | On Air | 2010 | Permanent | 25.1167 | 55.2318 | Huawei | Outdoor | EITC Passive Infrastructure | Rooftop | RT-du Owned |  |  | 3G+4G+5G | BTS3900A | LTE-4CC | 2T2R | U2100 (F2) + U900 (F1+F2) | L800+L1800F1+L1800F2+L2100 | 2CC | 1036900 | 11 |  | 3 | N78 | 3 | 3 | [32 empty] | IIB | DXB-2620-CSG-SAR-X-1
DXB2622 | Site 9331 | DXB | DXB2622 | DXB2622 | DXBL2622 | DXBNR2622 | On Air | On Air | On Air | On Air | 2010 | Permanent | 25.2691 | 55.4303 | Nokia/Huawei | Outdoor | EITC Passive Infrastructure | Microsite | RT-du Owned |  |  | 2G+3G+4G+5G | BTS3900A/Flexi 2G | LTE-4CC | 4T4R | U2100 (F2) + U900 (F1+F2) | L800+L1800F1+L1800F2+L2100 | 2CC | 1026400 | 17 |  | 3 | N78 | 3 | 3 | [32 empty] | IIB | DXB-2622-CSG-SAR-X-1
DXB2624 | Site 9332 | DXB | DXB2624 | DXB2624 | DXBL2624 | DXBNR2624 | On Air | On Air | On Air | On Air | 2010 | Permanent | 25.0455 | 55.1382 | Nokia/Huawei | Outdoor | EITC Passive Infrastructure | Rooftop | RT-du Owned |  |  | 2G+3G+4G+5G | BTS3900/Flexi 2G | LTE-4CC | 4T4R | U2100 (F2) + U900 (F1+F2) | L800+L1800F1+L1800F2+L2100 | 2CC | 1059101 | 32 |  | 3 | N78 | 3 | 3 | [32 empty] | IIB | DXB-2624-CSG-SAR-X-1
DXB2625 | Site 9333 | DXB | DXB2625 | DXB2625 | DXBL2625 | DXBNR2625 | On Air | On Air | On Air | On Air | 2011 | Permanent | 25.0375 | 55.148 | Nokia/Huawei | Outdoor | EITC Passive Infrastructure | Rooftop | RT-du Owned |  |  | 2G+3G+4G+5G | BTS3900A/Flexi 2G | LTE-3CC | 2T2R | U2100 (F2) + U900 (F1+F2) | L800+L1800F1+L1800F2 | 2CC | 1059101 | 35 |  | 3 | N78 | 3 | 3 | [32 empty] | IIB | DXB-2625-CSG-SAR-X-1
DXB2627 | Site 9334 | DXB | DXB2627 | DXB2627 | DXBL2627 | DXBNR2627 | On Air | On Air | On Air | On Air | 2011 | Permanent | 25.1722 | 55.3714 | Nokia/Huawei | Outdoor | Site Sharing | Site Share | Outdoor Site Sharing-Etisalat Owned |  |  | 2G+3G+4G+5G | BTS3900/Flexi 2G | LTE-4CC | 2T2R | U2100 (F2) + U900 (F1+F2) | L800+L1800F1+L1800F2+L2100 | 2CC | 1061400 | 30 |  | 3 | N78 | 3 | 3 | [32 empty] | IIB | DXB-2627-CSG-SAR-X-1
DXB2628 | Site 9335 | DXB | DXB2628 | DXB2628 | DXBL2628 | DXBNR2628 | On Air | On Air | On Air | On Air | 2010 | Permanent | 25.2956 | 55.3768 | Nokia/Huawei | Outdoor | EITC Passive Infrastructure | Rooftop | RT-du Owned |  |  | 2G+3G+4G+5G | BTS3900/Flexi 2G | LTE-4CC | 2T2R | U2100 (F2) + U900 (F1+F2) | L800+L1800F1+L1800F2+L2100 | 1CC | 1024100 | 21 |  | 3 | N41 | 3 | 3 | [32 empty] | IIB | DXB-2628-CSG-SAR-X-1
DXB2630 | Site 9336 | DXB | DXB2630 | DXB2630 | DXBL2630 |  | On Air | On Air | On Air |  | 2011 | Permanent | 25.2601 | 55.3023 | Nokia/Huawei | Outdoor | EITC Passive Infrastructure | Rooftop | RT-du Owned |  |  | 2G+3G+4G | BTS3900A/Flexi 2G | LTE-3CC | 2T2R | U2100 (F2) + U900 (F1+F2) | L800+L1800F1+L1800F2 | - | 1031300 | 24 |  |  | - | 3 | - | [32 empty] | MW | 0
DXB2632 | Site 9337 | DXB | DXB2632 | DXB2632 | DXBL2632 | DXBNR2632 | On Air | On Air | On Air | On Air | 2010 | Permanent | 25.2397 | 55.3002 | Nokia/Huawei | Outdoor | EITC Passive Infrastructure | Rooftop | RT-du Owned |  |  | 2G+3G+4G+5G | BTS3900/Flexi 2G | LTE-4CC | 4T4R | U2100 (F2) + U900 (F1+F2) | L800+L1800F1+L1800F2+L2100 | 2CC | 1031800 | 24 |  | 3 | N78 | 3 | 3 | [32 empty] | IIB | DXB-2632-CSG-IXR-E-1
DXB2633 | Site 9338 | DXB | DXB2633 | DXB2633 | DXBL2633 | DXBNR2633 | Locked | On Air | On Air | On Air | 2012 | Permanent | 25.2705 | 55.301 | Huawei | Outdoor | EITC Passive Infrastructure | Microsite | RT-du Owned |  |  | 3G+4G+5G | BTS3900A | LTE-3CC | 2T2R | U2100 (F2) + U900 (F1+F2) | L800+L1800F1+L1800F2 | 1CC | 1011500 | 20 |  | 3 | N41 | 3 | 3 | [32 empty] | MW | 0
DXB2634 | Site 9339 | DXB | DXB2634 | DXB2634 | DXBL2634 | DXBNR2634 | Locked | On Air | On Air | On Air | 2012 | Permanent | 25.2754 | 55.3043 | Huawei | Outdoor | EITC Passive Infrastructure | Micro RT | RT-du Owned |  |  | 3G+4G+5G | BTS3900A | LTE-3CC | 2T2R | U2100 (F2) + U900 (F1+F2) | L800+L1800F1+L1800F2 | 2CC | 1011600 | 21 |  | 3 | N78 | 3 | 3 | [32 empty] | IIB | DXB-2634-CSG-SAR-X-1
DXB2636 | Site 9340 | DXB | DXB2636 | DXB2636 | DXBL2636 | DXBNR2636 | On Air | On Air | On Air | On Air | 2009 | Permanent | 25.2804 | 55.3526 | Nokia/Huawei | Outdoor | EITC Passive Infrastructure | Microsite | RT-du Owned |  |  | 2G+3G+4G+5G | BTS3900A/Flexi 2G | LTE-4CC | 4T4R | U2100 (F2) + U900 (F1+F2) | L800+L1800F1+L1800F2+L2100 | 2CC | 1013300 | 19 |  | 3 | N78 | 3 | 3 | [32 empty] | IIB | DXB-2636-CSG-ASR920-LD-1
DXB2637 | Site 9341 | DXB | DXB2637 | DXB2637 | DXBL2637 | DXBNR2637 | On Air | On Air | On Air | On Air | 2010 | Permanent | 25.2807 | 55.3449 | Nokia/Huawei | Outdoor | EITC Passive Infrastructure | Microsite | RT-du Owned |  |  | 2G+3G+4G+5G | BTS3900A/Flexi 2G | LTE-4CC | 2T2R | U2100 (F2) + U900 (F1+F2) | L800+L1800F1+L1800F2+L2100 | 2CC | 1013300 | 23 |  | 3 | N78 | 3 | 3 | [32 empty] | IIB | DXB-2637-CSG-ASR920-LD-1
DXB2639 | Site 9342 | DXB | DXB2639 | DXB2639 | DXBL2639 | DXBNR2639 | Locked | On Air | On Air | On Air | 2012 | Permanent | 25.2773 | 55.3414 | Huawei | Outdoor | EITC Passive Infrastructure | Microsite | RT-du Owned |  |  | 3G+4G+5G | BTS3900A | LTE | 2T2R | U2100 (F2) | L1800F1 | 1CC | 1012700 | 12 |  | 3 | N41 | 3 | 3 | [32 empty] | IIB | DXB-2639-CSG-ASR920-LD-1
DXB2641 | Site 9343 | DXB | DXB2641 | DXB2641 | DXBL2641 | DXBNR2641 | On Air | On Air | On Air | On Air | 2010 | Permanent | 25.271 | 55.3798 | Nokia/Huawei | Outdoor | EITC Passive Infrastructure | Rooftop | RT-du Owned |  |  | 2G+3G+4G+5G | BTS3900A/Flexi 2G | LTE-3CC | 2T2R | U2100 (F2) + U900 (F1+F2) | L800+L1800F1+L1800F2 | 2CC | 1023200 | 20 |  | 3 | N78 | 3 | 3 | [32 empty] | IIB | DXB-2641-CSG-SAR-X-1
DXB2642 | Site 9344 | DXB | DXB2642 | DXB2642 | DXBL2642 | DXBNR2642 | On Air | On Air | On Air | On Air | 2009 | Permanent | 25.2706 | 55.3742 | Nokia/Huawei | Outdoor | EITC Passive Infrastructure | Microsite | RT-du Owned |  |  | 2G+3G+4G+5G | BTS3900A/Flexi 2G | LTE-4CC | 2T2R | U2100 (F2) + U900 (F1+F2) | L800+L1800F1+L1800F2+L2100 | 2CC | 1023200 | 18 |  | 3 | N78 | 3 | 3 | [32 empty] | IIB | DXB-2642-CSG-N540-LD-1
DXB2645 | Site 9345 | DXB | DXB2645 | DXB2645 | DXBL2645 | DXBNR2645 | On Air | On Air | On Air | On Air | 2009 | Permanent | 25.2903 | 55.3858 | Nokia/Huawei | Outdoor | EITC Passive Infrastructure | Microsite | RT-du Owned |  |  | 2G+3G+4G+5G | BTS3900A/Flexi 2G | LTE-3CC | 2T2R | U2100 (F2) + U900 (F1+F2) | L800+L1800F1+L1800F2 | 2CC | 1024200 | 16 |  | 3 | N78 | 3 | 3 | [32 empty] | IIB | DXB-2645-CSG-SAR-X-1
DXB2646 | Site 9346 | DXB | DXB2646 | DXB2646 | DXBL2646 | DXBNR2646 | On Air | On Air | On Air | On Air | 2010 | Permanent | 25.1706 | 55.4139 | Nokia/Huawei | Outdoor | EITC Passive Infrastructure | Rooftop | RT-du Owned |  |  | 2G+3G+4G+5G | BTS3900/Flexi 2G | LTE-4CC | 2T2R | U2100 (F2) + U900 (F1+F2) | L800+L1800F1+L1800F2+L2100 | 2CC | 1062100 | 28 |  | 3 | N78 | 3 | 3 | [32 empty] | IIB | DXB-2646-CSG-IXR-E-1
DXB2652 | Site 9347 | DXB | DXB2652 | DXB2652 | DXBL2652 | DXBNR2652 | Locked | On Air | On Air | On Air | 2012 | Permanent | 25.1589 | 55.4083 | Huawei | Outdoor | EITC Passive Infrastructure | Rooftop | RT-du Owned |  |  | 3G+4G+5G | BTS3900A | LTE-4CC | 2T2R | U2100 (F2) + U900 (F1+F2) | L800+L1800F1+L1800F2+L2100 | 2CC | 1062100 | 25 |  | 3 | N78 | 3 | 3 | [32 empty] | IIB | DXB-2652-CSG-SAR-X-1
DXB2653 | Site 9348 | DXB | DXB2653 | DXB2653 | DXBL2653 | DXBNR2653 | Locked | On Air | On Air | On Air | 2011 | Permanent | 25.0526 | 55.2025 | Huawei | Outdoor | EITC Passive Infrastructure | Rooftop | RT-du Owned |  |  | 3G+4G+5G | BTS3900 | LTE-3CC | 2T2R | U2100 (F2) + U900 (F1+F2) | L800+L1800F1+L1800F2 | 2CC | 1068100 | 25 |  | 3 | N78 | 4 | 3 | [32 empty] | IIB | DXB-2653-IBS-SAR-M-1
DXB2654 | Site 9349 | DXB | DXB2654 | DXB2654 | DXBL2654 | DXBNR2654 | Locked | On Air | On Air | On Air | 2012 | Permanent | 25.2678 | 55.2968 | Huawei | Outdoor | EITC Passive Infrastructure | Micro RT | RT-du Owned |  |  | 3G+4G+5G | BTS3900A | LTE-3CC | 2T2R | U2100 (F2) + U900 (F1+F2) | L800+L1800F1+L1800F2 | 1CC | 1011200 | 11 |  | 3 | N41 | 3 | 3 | [32 empty] | IIB | DXB-2654-CSG-ASR920-LD-1
DXB2656 | Site 9350 | DXB | DXB2656 | DXB2656 | DXBL2656 | DXBNR2656 | Locked | On Air | On Air | On Air | 2012 | Permanent | 25.2681 | 55.3014 | Huawei | Outdoor | EITC Passive Infrastructure | Micro RT | RT-du Owned |  |  | 3G+4G+5G | BTS3900A | LTE | 2T2R | U2100 (F2) | L1800F1 | 1CC | 1011400 | 20 |  | 2 | N41 | 2 | 2 | [32 empty] | MW | 0
DXB2657 | Site 9351 | DXB | DXB2657 | DXB2657 | DXBL2657 | DXBNR2657 | Locked | On Air | On Air | On Air | 2012 | Permanent | 25.2687 | 55.3014 | Huawei | Outdoor | EITC Passive Infrastructure | Microsite | RT-du Owned |  |  | 3G+4G+5G | BTS3900A | LTE-4CC | 4T4R | U2100 (F2) + U900 (F1+F2) | L800+L1800F1+L1800F2+L2100 | 1CC | 1011400 | 17 |  | 3 | N41 | 2 | 3 | [32 empty] | MW | 0
DXB2658 | Site 9352 | DXB | DXB2658 | DXB2658 | DXBL2658 | DXBNR2658 | Locked | On Air | On Air | On Air | 2011 | Permanent | 25.2716 | 55.3035 | Huawei | Outdoor | EITC Passive Infrastructure | Rooftop | RT-du Owned |  |  | 3G+4G+5G | BTS3900 | LTE-3CC | 2T2R | U2100 (F2) + U900 (F1+F2) | L800+L1800F1+L1800F2 | 1CC | 1011800 | 14 |  | 3 | N41 | 3 | 3 | [32 empty] | MW | 0
DXB2659 | Site 9353 | DXB | DXB2659 | DXB2659 | DXBL2659 | DXBNR2659 | On Air | On Air | On Air | On Air | 2010 | Permanent | 25.2744 | 55.3046 | Nokia/Huawei | Outdoor | EITC Passive Infrastructure | Micro RT | RT-du Owned |  |  | 2G+3G+4G+5G | BTS3900A/Flexi 2G | LTE-CA | 2T2R | U2100 (F2) + U900 (F1+F2) | L800+L1800F1 | 2CC | 1011600 | 14 |  | 3 | N78 | 3 | 3 | [32 empty] | IIB | DXB-2659-CSG-ASR920-LD-1
DXB2660 | Site 9354 | DXB | DXB2660 | DXB2660 | DXBL2660 | DXBNR2660 | Locked | On Air | On Air | On Air | 2010 | Permanent | 25.2712 | 55.3076 | Huawei | Outdoor | EITC Passive Infrastructure | Rooftop | RT-du Owned |  |  | 3G+4G+5G | BTS3900A | LTE-3CC | 2T2R | U2100 (F2) + U900 (F1+F2) | L800+L1800F1+L1800F2 | 1CC | 1011800 | 23 |  | 3 | N41 | 3 | 3 | [32 empty] | IIB | DXB-2660-CSG-ASR920-LD-1
DXB2665 | Site 9355 | DXB | DXB2665 | DXB2665 | DXBL2665 | DXBNR2665 | Locked | On Air | On Air | On Air | 2012 | Permanent | 25.2775 | 55.3086 | Huawei | Outdoor | EITC Passive Infrastructure | Microsite | RT-du Owned |  |  | 3G+4G+5G | BTS3900A | LTE-4CC | 2T2R | U2100 (F2) + U900 (F1+F2) | L800+L1800F1+L1800F2+L2100 | 1CC | 1011700 | 21 |  | 3 | N41 | 3 | 3 | [32 empty] | IIB | DXB-2665-CSG-ASR920-LD-1
DXB2666 | Site 9356 | DXB | DXB2666 | DXB2666 | DXBL2666 | DXBNR2666 | Locked | On Air | On Air | On Air | 2011 | Permanent | 25.2624 | 55.3249 | Huawei | Outdoor | EITC Passive Infrastructure | Rooftop | RT-du Owned |  |  | 3G+4G+5G | BTS3900A | LTE-4CC | 4T4R | U2100 (F2) + U900 (F1+F2) | L800+L1800F1+L1800F2+L2100 | 1CC | 1012400 | 30 |  | 3 | N41 | 3 | 3 | [32 empty] | MW | 0
DXB2667 | Site 9357 | DXB | DXB2667 | DXB2667 | DXBL2667 | DXBNR2667 | Locked | On Air | On Air | On Air | 2012 | Permanent | 25.2768 | 55.3095 | Huawei | Outdoor | EITC Passive Infrastructure | Microsite | RT-du Owned |  |  | 3G+4G+5G | BTS3900A | LTE | 2T2R | U2100 (F2) + U900 (F1+F2) | L1800F1 | 1CC | 1011700 | 20 |  | 3 | N41 | 3 | 3 | [32 empty] | IIB | DXB-2667-CSG-ASR920-LD-1
DXB2668 | Site 9358 | DXB | DXB2668 | DXB2668 | DXBL2668 | DXBNR2668 | On Air | On Air | On Air | On Air | 2010 | Permanent | 25.038 | 55.1885 | Nokia/Huawei | Outdoor | EITC Passive Infrastructure | Greenfield | Outdoor Green field-du Owned |  |  | 2G+3G+4G+5G | BTS3900/Ultra 2G | LTE-4CC | 2T2R | U2100 (F2) + U900 (F1+F2) | L800+L1800F1+L1800F2+L2100 | 2CC | 1068500 | 30 |  | 3 | N78 | 6 | 3 | [32 empty] | IIB | DXB-2668-CSG-SAR-X-1
DXB2671 | Site 9359 | DXB | DXB2671 | DXB2671 | DXBL2671 | DXBNR2671 | On Air | On Air | On Air | On Air | 2010 | Permanent | 25.1353 | 55.1222 | Nokia/Huawei | Outdoor | EITC Passive Infrastructure | Micro RT | RT-du Owned |  |  | 2G+3G+4G+5G | BTS3900/Flexi 2G | LTE-4CC | 4T4R | U2100 (F2) + U900 (F1+F2) | L800+L1800F1+L1800F2+L2100 | 2CC | 1038100 | 8.5 |  | 3 | N78 | 3 | 3 | [32 empty] | IIB | DXB-2671-CSG-IXR-E-1
DXB2672 | Site 9360 | DXB | DXB2672 | DXB2672 | DXBL2672 | DXBNR2672 | On Air | On Air | On Air | On Air | 2009 | Permanent | 25.1339 | 55.1863 | Nokia/Huawei | Outdoor | EITC Passive Infrastructure | Rooftop | RT-du Owned |  |  | 2G+3G+4G+5G | BTS3900A/Flexi 2G | LTE-3CC | 2T2R | U2100 (F2) | L800+L1800F1+L1800F2 | 2CC | 1037200 | 25 |  | 3 | N78 | 6 | 3 | [32 empty] | IIB | DXB-2672-CSG-SAR-X-1
DXB2681 | Site 9361 | DXB | DXB2681 | DXB2681 | DXBL2681 | DXBNR2681 | Locked | On Air | On Air | On Air | 2010 | Permanent | 25.2355 | 55.3081 | Huawei | Outdoor | EITC Passive Infrastructure | Rooftop | RT-du Owned |  |  | 3G+4G+5G | BTS3900 | LTE-CA | 2T2R | U2100 (F2) + U900 (F1+F2) | L800+L1800F1 | 1CC | 1031900 | 23 |  | 3 | N41 | 3 | 3 | [32 empty] | MW | 0
DXB2682 | Site 9362 | DXB | DXB2682 | DXB2682 | DXBL2682 | DXBNR2682 | On Air | On Air | On Air | On Air | 2013 | Permanent | 24.8802 | 55.1576 | Nokia/Huawei | Outdoor | Site Sharing | Site Share | Outdoor Site Sharing-Etisalat Owned |  |  | 2G+3G+4G+5G | BTS3900A/Flexi 2G | LTE-3CC | 2T2R | U2100 (F2) + U900 (F1+F2) | L800+L1800F1+L1800F2 | 1CC | 1052100 | 30 |  | 3 | N41 | 3 | 3 | [32 empty] | MW | 0
DXB2686 | Site 9363 | DXB | DXB2686 | DXB2686 | DXBL2686 | DXBNR2686 | Locked | On Air | On Air | On Air | 2013 | Permanent | 24.8786 | 55.1764 | Huawei | Outdoor | Site Sharing | Site Share - Palm Tree | Outdoor Site Sharing-Etisalat Owned |  |  | 3G+4G+5G | BTS3900 | LTE-4CC | 2T2R | U2100 (F2) + U900 (F1+F2) | L800+L1800F1+L1800F2+L2100 | 2CC | 1052100 | 25 |  | 3 | N78 | 3 | - | [32 empty] | IIB | DXB-2686-CSG-IXR-E-1
DXB2688 | Site 9364 | DXB | DXB2688 | DXB2688 | DXBL2688 | DXBNR2688 | Locked | On Air | On Air | On Air | 2013 | Permanent | 24.873 | 55.1778 | Huawei | Outdoor | EITC Passive Infrastructure | Palm Tree | Outdoor Green field-du Owned |  |  | 3G+4G+5G | BTS3900 | LTE-4CC | 2T2R | U2100 (F2) + U900 (F1+F2) | L800+L1800F1+L1800F2+L2100 | 2CC | 1052100 | 30 |  | 3 | N78 | 3 | - | [32 empty] | IIB | DXB-2688-SCSG-SR7B-1
DXB2690 | Site 9365 | DXB | DXB2690 | DXB2690 | DXBL2690 | DXBNR2690 | On Air | On Air | On Air | On Air | 2011 | Permanent | 24.8924 | 55.1038 | Nokia/Huawei | Outdoor | Site Sharing | Site Share | Outdoor Site Sharing-Etisalat Owned |  |  | 2G+3G+4G+5G | BTS3900/Flexi 2G | LTE-3CC | 2T2R | U2100 (F2) + U900 (F1+F2) | L800+L1800F1+L1800F2 | 1CC | 1052100 | 30 |  | 3 | N41 | 3 | 3 | [32 empty] | IIB | DXB-2690-CSG-IXR-E-1
DXB2691 | Site 9366 | DXB | DXB2691 | DXB2691 | DXBL2691 | DXBNR2691 | On Air | On Air | On Air | On Air | 2015 | Permanent | 25.2679 | 55.3302 | Nokia/Huawei | Outdoor | EITC Passive Infrastructure | Rooftop | RT-du Owned |  |  | 2G+3G+4G+5G | BTS3900A/MultiRadio 2G | LTE-4CC | 2T2R | U2100 (F2) + U900 (F1+F2) | L800+L1800F1+L1800F2+L2100 | 2CC | 1012400 | 36 |  | 3 | N78 | 4 | 3 | [32 empty] | MW | 0
DXB2692 | Site 9367 | DXB | DXB2692 | DXB2692 | DXBL2692 | DXBNR2692 | Locked | On Air | On Air | On Air | 2014 | Permanent | 24.9073 | 55.112 | Huawei | Outdoor | EITC Passive Infrastructure | Rooftop | RT-du Owned |  |  | 3G+4G+5G | BTS3900A | LTE-3CC | 2T2R | U2100 (F2) + U900 (F1+F2) | L800+L1800F1+L1800F2 | 1CC | 1052100 | 16 |  | 3 | N41 | 3 | - | [32 empty] | IIB | DXB-2692-CSG-IXR-E-1
DXB2694 | Site 9368 | DXB | DXB2694 | DXB2694 | DXBL2694 |  | On Air | On Air | On Air |  | 2011 | Permanent | 24.8964 | 55.1273 | Nokia/Huawei | Outdoor | Site Sharing | Site Share | Outdoor Site Sharing-Etisalat Owned |  |  | 2G+3G+4G | BTS3900/Flexi 2G | LTE-CA | 2T2R | U2100 (F2) + U900 (F1+F2) | L800+L1800F1 | - | 1052100 | 30 |  |  | - | 3 | - | [32 empty] | MW | 0
DXB2695 | Site 9369 | DXB | DXB2695 | DXB2695 | DXBL2695 |  | On Air | On Air | On Air |  | 2011 | Permanent | 24.8994 | 55.1405 | Nokia/Huawei | Outdoor | Site Sharing | Site Share | Outdoor Site Sharing-Etisalat Owned |  |  | 2G+3G+4G | BTS3900/Flexi 2G | LTE | 2T2R | U2100 (F2) + U900 (F1+F2) | L800 | - | 1052100 | 35 |  |  | - | 3 | - | [32 empty] | MW | 0
DXB2699 | Site 9370 | DXB | DXB2699 | DXB2699 | DXBL2699 |  | Locked | On Air | On Air |  | 2014 | Permanent | 24.8608 | 55.1636 | Huawei | Outdoor | Site Sharing | Site Share | Outdoor Site Sharing-Etisalat Owned |  |  | 3G+4G | BTS3900A | LTE-3CC | 2T2R | U2100 (F2) + U900 (F1+F2) | L800+L1800F1+L1800F2 | - | 1052100 | 25 |  |  | - | 3 | - | [32 empty] | MW | 0
DXB2700 | Site 9371 | DXB | DXB2700 | DXB2700 | DXBL2700 | DXBNR2700 | On Air | On Air | On Air | On Air | 2013 | Permanent | 25.271 | 55.298 | Nokia/Huawei | Outdoor | EITC Passive Infrastructure | Rooftop | RT-du Owned |  |  | 2G+3G+4G+5G | BTS3900A/Flexi 2G | LTE-4CC | 4T4R | U2100 (F2) + U900 (F1+F2) | L800+L1800F1+L1800F2+L2100 | 1CC | 1011200 | 28 |  | 3 | N41 | 4 | 3 | [32 empty] | IIB | DXB-2700-CSG-IXR-E-1
DXB2701 | Site 9372 | DXB | DXB2701 | DXB2701 | DXBL2701 | DXBNR2701 | Locked | On Air | On Air | On Air | 2011 | Permanent | 25.2646 | 55.2936 | Huawei | Outdoor | EITC Passive Infrastructure | Rooftop | RT-du Owned |  |  | 3G+4G+5G | BTS3900 | LTE | 2T2R | U2100 (F2) + U900 (F1+F2) | L1800F1 | 2CC | 1031200 | 17 |  | 3 | N78 | 3 | 3 | [32 empty] | MW | 0
DXB2702 | Site 9373 | DXB | DXB2702 | DXB2702 | DXBL2702 | DXBNR2702 | On Air | On Air | On Air | On Air | 2010 | Permanent | 25.2731 | 55.3145 | Nokia/Huawei | Outdoor | EITC Passive Infrastructure | Rooftop | RT-du Owned |  |  | 2G+3G+4G+5G | BTS3900A/Flexi 2G | LTE-4CC | 2T2R | U2100 (F2) + U900 (F1+F2) | L800+L1800F1+L1800F2+L2100 | 1CC | 1011800 | 20 |  | 3 | N41 | 3 | 3 | [32 empty] | IIB | DXB-2702-CSG-ASR920-LD-1
DXB2703 | Site 9374 | DXB | DXB2703 | DXB2703 | DXBL2703 | DXBNR2703 | Locked | On Air | On Air | On Air | 2011 | Permanent | 25.2606 | 55.2913 | Huawei | Outdoor | EITC Passive Infrastructure | Microsite | RT-du Owned |  |  | 3G+4G+5G | BTS3900A | LTE-4CC | 4T4R | U2100 (F2) + U900 (F1+F2) | L800+L1800F1+L1800F2+L2100 | 2CC | 1031200 | 23 |  | 3 | N78 | 3 | 3 | [32 empty] | MW | 0
DXB2705 | Site 9375 | DXB | DXB2705 | DXB2705 | DXBL2705 | DXBNR2705 | On Air | On Air | On Air | On Air | 2011 | Permanent | 25.2619 | 55.2989 | Nokia/Huawei | Outdoor | EITC Passive Infrastructure | Rooftop | RT-du Owned |  |  | 2G+3G+4G+5G | BTS3900/Flexi 2G | LTE-4CC | 4T4R | U2100 (F2) + U900 (F1+F2) | L800+L1800F1+L1800F2+L2100 | 2CC | 1031200 | 25 |  | 3 | N78 | 3 | 3 | [32 empty] | IIB | DXB-2705-CSG-SAR-X-1
DXB2707 | Site 9376 | DXB | DXB2707 | DXB2707 | DXBL2707 | DXBNR2707 | On Air | On Air | On Air | On Air | 2011 | Permanent | 25.2143 | 55.2755 | Nokia/Huawei | Outdoor | EITC Passive Infrastructure | Rooftop | RT-du Owned |  |  | 2G+3G+4G+5G | BTS3900/Ultra 2G | LTE-3CC | 2T2R | U2100 (F2) + U900 (F1+F2) | L800+L1800F1+L1800F2 | 2CC | 1033500 | 41 |  | 3 | N78 | 3 | 3 | [32 empty] | IIB | DXB-2707-CSG-SAR-8-1
DXB2708 | Site 9377 | DXB | DXB2708 | DXB2708 | DXBL2708 | DXBNR2708 | On Air | On Air | On Air | On Air | 2010 | Permanent | 25.2163 | 55.2805 | Nokia/Huawei | Outdoor | EITC Passive Infrastructure | Rooftop | RT-du Owned |  |  | 2G+3G+4G+5G | BTS3900/Ultra 2G | LTE-4CC | 4T4R | U2100 (F2) + U900 (F1+F2) | L800+L1800F1+L1800F2+L2100 | 2CC | 1033600 | 45 |  | 3 | N78 | 3 | 3 | [32 empty] | IIB | DXB-2708-CSG-IXR-E-1
DXB2709 | Site 9378 | DXB | DXB2709 | DXB2709 | DXBL2709 | DXBNR2709 | On Air | On Air | On Air | On Air | 2011 | Permanent | 25.2225 | 55.2807 | Nokia/Huawei | Outdoor | EITC Passive Infrastructure | Rooftop | RT-du Owned |  |  | 2G+3G+4G+5G | BTS3900/Flexi 2G | LTE-4CC | 2T2R | U2100 (F2) + U900 (F1+F2) | L800+L1800F1+L1800F2+L2100 | 2CC | 1033500 | 33 |  | 3 | N78 | 3 | 3 | [32 empty] | IIB | DXB-2709-CSG-SAR-8-1
DXB2710 | Site 9379 | DXB | DXB2710 | DXB2710 | DXBL2710 |  | On Air | On Air | On Air |  | 2012 | Permanent | 25.0647 | 55.6129 | Nokia/Huawei | Outdoor | Site Sharing | Site Share | Outdoor Site Sharing-Etisalat Owned |  |  | 2G+3G+4G | BTS3900A/Flexi 2G | LTE-4CC | 2T2R | U2100 (F2) + U900 (F1+F2) | L800+L1800F1+L1800F2+L2100 | - | 1073100 | 30 |  |  | - | 3 | - | [32 empty] | IIB | DXB-2710-CSG-SAR-X-1
DXB2711 | Site 9380 | DXB | DXB2711 | DXB2711 | DXBL2711 | DXBNR2711 | Locked | On Air | On Air | On Air | 2014 | Permanent | 25.2701 | 55.2994 | Huawei | Outdoor | EITC Passive Infrastructure | Rooftop | RT-du Owned |  |  | 3G+4G+5G | BTS3900A | LTE-CA | 2T2R | U2100 (F2) + U900 (F1+F2) | L800+L1800F1 | 1CC | 1011400 | 21.4 |  | 3 | N41 | 3 | 3 | [32 empty] | MW | 0
DXB2712 | Site 9381 | DXB | DXB2712 | DXB2712 | DXBL2712 | DXBNR2712 | On Air | On Air | On Air | On Air | 2012 | Permanent | 25.2444 | 55.3063 | Nokia/Huawei | Outdoor | EITC Passive Infrastructure | Rooftop | RT-du Owned |  |  | 2G+3G+4G+5G | BTS3900A/Flexi 2G | LTE | 2T2R | U2100 (F2) + U900 (F1+F2) | L1800F1 | 2CC | 1031800 | 23 |  | 3 | N78 | 3 | 3 | [32 empty] | IIB | DXB-2712-CSG-ASR920-LD-1
DXB2713 | Site 9382 | DXB | DXB2713 | DXB2713 | DXBL2713 | DXBNR2713 | Locked | On Air | On Air | On Air | 2012 | Permanent | 25.2702 | 55.2981 | Huawei | Outdoor | EITC Passive Infrastructure | Microsite | RT-du Owned |  |  | 3G+4G+5G | BTS3900A | LTE-CA | 2T2R | U2100 (F2) + U900 (F1+F2) | L800+L1800F1 | 1CC | 1011200 | 19 |  | 3 | N41 | 3 | 3 | [32 empty] | MW | 0
DXB2715 | Site 9383 | DXB | DXB2715 | DXB2715 | DXBL2715 | DXBNR2715 | On Air | On Air | On Air | On Air | 2010 | Permanent | 25.2753 | 55.3072 | Nokia/Huawei | Outdoor | EITC Passive Infrastructure | Microsite | RT-du Owned |  |  | 2G+3G+4G+5G | BTS3900/Flexi 2G | LTE-4CC | 2T2R | U2100 (F2) + U900 (F1+F2) | L800+L1800F1+L1800F2+L2100 | 1CC | 1011700 | 21 |  | 3 | N41 | 3 | 3 | [32 empty] | IIB | DXB-2715-CSG-ASR920-LD-1
DXB2716 | Site 9384 | DXB | DXB2716 | DXB2716 | DXBL2716 | DXBNR2716 | Locked | On Air | On Air | On Air | 2010 | Permanent | 25.0458 | 55.2433 | Huawei | Outdoor | EITC Passive Infrastructure | Rooftop | RT-du Owned |  |  | 3G+4G+5G | BTS3900A | LTE-3CC | 2T2R | U2100 (F2) + U900 (F1+F2) | L800+L1800F1+L1800F2 | 2CC | 1067400 | 29 |  | 3 | N78 | 3 | 3 | [32 empty] | IIB | DXB-2716-CSG-IXR-E-1
DXB2717 | Site 9385 | DXB | DXB2717 | DXB2717 | DXBL2717 | DXBNR2717 | Locked | On Air | On Air | On Air | 2012 | Permanent | 25.2743 | 55.306 | Huawei | Outdoor | EITC Passive Infrastructure | Micro RT | RT-du Owned |  |  | 3G+4G+5G | BTS3900A | LTE-3CC | 2T2R | U2100 (F2) + U900 (F1+F2) | L800+L1800F1+L1800F2 | 2CC | 1011600 | 18 |  | 3 | N78 | 3 | 3 | [32 empty] | IIB | DXB-2717-CSG-SAR-X-1
DXB2719 | Site 9386 | DXB | DXB2719 | DXB2719 | DXBL2719 | DXBNR2719 | Locked | On Air | On Air | On Air | 2009 | Permanent | 25.2648 | 55.2957 | Huawei | Outdoor | EITC Passive Infrastructure | Micro RT | RT-du Owned |  |  | 3G+4G+5G | BTS3900A | LTE-3CC | 2T2R | U2100 (F2) + U900 (F1+F2) | L800+L1800F1+L1800F2 | 2CC | 1031200 | 8 |  | 3 | N78 | 3 | 3 | [32 empty] | MW | 0
DXB2720 | Site 9387 | DXB | DXB2720 | DXB2720 | DXBL2720 | DXBNR2720 | On Air | On Air | On Air | On Air | 2012 | Permanent | 25.242 | 55.2853 | Nokia/Huawei | Outdoor | EITC Passive Infrastructure | Rooftop | RT-du Owned |  |  | 2G+3G+4G+5G | BTS3900A/Flexi 2G | LTE-4CC | 4T4R | U2100 (F2) + U900 (F1+F2) | L800+L1800F1+L1800F2+L2100 | 2CC | 1032300 | 12 |  | 3 | N78 | 3 | 3 | [32 empty] | IIB | DXB-2720-CSG-SAR-X-1
DXB2721 | Site 9388 | DXB | DXB2721 | DXB2721 | DXBL2721 | DXBNR2721 | Locked | On Air | On Air | On Air | 2010 | Permanent | 25.268 | 55.299 | Huawei | Outdoor | EITC Passive Infrastructure | Microsite | RT-du Owned |  |  | 3G+4G+5G | BTS3900A | LTE-3CC | 2T2R | U2100 (F2) + U900 (F1+F2) | L800+L1800F1+L1800F2 | 1CC | 1011400 | 21 |  | 3 | N41 | 3 | 3 | [32 empty] | MW | 0
DXB2723 | Site 9389 | DXB | DXB2723 | DXB2723 | DXBL2723 | DXBNR2723 | On Air | On Air | On Air | On Air | 2011 | Permanent | 25.259 | 55.4879 | Nokia/Huawei | Outdoor | Site Sharing | Site Share | Outdoor Site Sharing-Etisalat Owned |  |  | 2G+3G+4G+5G | BTS3900/Flexi 2G | LTE | 2T2R | U2100 (F2) + U900 (F1+F2) | L800 | 2CC | 1028100 | 25 |  | 3 | N78 | 3 | 3 | [32 empty] | IIB | DXB-2723-CSG-SAR-X-1
DXB2728 | Site 9390 | DXB | DXB2728 | DXB2728 | DXBL2728 | DXBNR2728 | On Air | On Air | On Air | On Air | 2012 | Permanent | 25.0336 | 55.2076 | Nokia/Huawei | Outdoor | EITC Passive Infrastructure | Greenfield | Outdoor Green field-du Owned |  |  | 2G+3G+4G+5G | BTS3900/Flexi 2G | LTE-4CC | 2T2R | U2100 (F2) + U900 (F1+F2) | L800+L1800F1+L1800F2+L2100 | 2CC | 1068200 | 30 |  | 3 | N78 | 3 | 3 | [32 empty] | IIB | DXB-2728-CSG-IXR-E-1
DXB2729 | Site 9391 | DXB | DXB2729 | DXB2729 | DXBL2729 | DXBNR2729 | Locked | On Air | On Air | On Air | 2010 | Permanent | 25.0443 | 55.2122 | Huawei | Outdoor | Site Sharing | Site Share - Palm Tree | Outdoor Site Sharing-Etisalat Owned |  |  | 3G+4G+5G | BTS3900 | LTE | 2T2R | U2100 (F2) + U900 (F1+F2) | L1800F1 | 2CC | 1068200 | 30 |  | 3 | N78 | 3 | 3 | [32 empty] | IIB | DXB-2729-CSG-SAR-X-1
DXB2730 | Site 9392 | DXB | DXB2730 | DXB2730 | DXBL2730 | DXBNR2730 | On Air | On Air | On Air | On Air | 2014 | Permanent | 25.0394 | 55.2155 | Nokia/Huawei | Outdoor | EITC Passive Infrastructure | Palm Tree | Outdoor Green field-du Owned |  |  | 2G+3G+4G+5G | BTS3900A/Flexi 2G | LTE-CA | 2T2R | U2100 (F2) | L1800F1+L1800F2 | 2CC | 1068200 | 30 |  | 3 | N78 | 3 | 3 | [32 empty] | IIB | DXB-2730-CSG-SAR-X-1
DXB2731 | Site 9393 | DXB | DXB2731 | DXB2731 | DXBL2731 | DXBNR2731 | Locked | On Air | On Air | On Air | 2010 | Permanent | 25.0343 | 55.2143 | Huawei | Outdoor | Site Sharing | Site Share - Palm Tree | Outdoor Site Sharing-Etisalat Owned |  |  | 3G+4G+5G | BTS3900 | LTE-3CC | 2T2R | U2100 (F2) + U900 (F1+F2) | L800+L1800F1+L1800F2 | 2CC | 1068200 | 30 |  | 3 | N78 | 4 | 3 | [32 empty] | IIB | DXB-2731-CSG-SAR-X-1
DXB2733 | Site 9394 | DXB | DXB2733 | DXB2733 | DXBL2733 |  | On Air | On Air | On Air |  | 2012 | Permanent | 25.0475 | 55.2185 | Nokia/Huawei | Outdoor | EITC Passive Infrastructure | Rooftop | RT-du Owned |  |  | 2G+3G+4G | BTS3900/Flexi 2G | LTE-3CC | 2T2R | U2100 (F2) + U900 (F1+F2) | L800+L1800F1+L1800F2 | - | 1068200 | 20.5 |  |  | - | 4 | - | [32 empty] | IIB | DXB-2733-CSG-IXR-E-1
DXB2736 | Site 9395 | DXB | DXB2736 | DXB2736 | DXBL2736 | DXBNR2736 | On Air | On Air | On Air | On Air | 2013 | Permanent | 24.9824 | 55.1874 | Nokia/Huawei | Outdoor | EITC Passive Infrastructure | Greenfield | Outdoor Green field-du Owned |  |  | 2G+3G+4G+5G | BTS3900/Flexi 2G | LTE | 2T2R | U2100 (F2) + U900 (F1+F2) | L800 | 2CC | 1059700 | 30 |  | 3 | N78 | 3 | 3 | [32 empty] | MW | 0
DXB2739 | Site 9396 | DXB | DXB2739 | DXB2739 | DXBL2739 | DXBNR2739 | On Air | On Air | On Air | On Air | 2010 | Permanent | 25.2178 | 55.4314 | Nokia/Huawei | Outdoor | EITC Passive Infrastructure | Rooftop | RT-du Owned |  |  | 2G+3G+4G+5G | BTS3900/Flexi 2G | LTE-3CC | 2T2R | U2100 (F2) + U900 (F1+F2) | L800+L1800F1+L1800F2 | 1CC | 1025100 | 21 |  | 3 | N41 | 3 | 3 | [32 empty] | IIB | DXB-2739-CSG-SAR-X-1
DXB2748 | Site 9397 | DXB | DXB2748 | DXB2748 | DXBL2748 | DXBNR2748 | On Air | On Air | On Air | On Air | 2012 | Permanent | 25.1041 | 55.1647 | Nokia/Huawei | Outdoor | EITC Passive Infrastructure | Microsite | RT-du Owned |  |  | 2G+3G+4G+5G | BTS3900A/Flexi 2G | LTE-3CC | 2T2R | U2100 (F2) + U900 (F1+F2) | L800+L1800F1+L1800F2 | 2CC | 1038200 | 15 |  | 3 | N78 | 3 | 3 | [32 empty] | IIB | DXB-2748-CSG-IXR-E-1
DXB2749 | Site 9398 | DXB | DXB2749 | DXB2749 | DXBL2749 | DXBNR2749 | On Air | On Air | On Air | On Air | 2012 | Permanent | 25.1323 | 55.3723 | Nokia/Huawei | Outdoor | Site Sharing | Site Share | Outdoor Site Sharing-Etisalat Owned |  |  | 2G+3G+4G+5G | BTS3900A/Flexi 2G | LTE-3CC | 2T2R | U2100 (F2) + U900 (F1+F2) | L800+L1800F1+L1800F2 | 2CC | 1061700 | 25 |  | 3 | N78 | 4 | 3 | Y | [31 empty] | IIB | DXB-2749-CSG-SAR-X-1
DXB2750 | Site 9399 | DXB | DXB2750 | DXB2750 | DXBL2750 | DXBNR2750 | On Air | On Air | On Air | On Air | 2010 | Permanent | 25.1383 | 55.3606 | Nokia/Huawei | Outdoor | Site Sharing | Site Share | Outdoor Site Sharing-Etisalat Owned |  |  | 2G+3G+4G+5G | BTS3900/Flexi 2G | LTE-CA | 2T2R | U2100 (F2) + U900 (F1+F2) | L800+L1800F1 | 2CC | 1061700 | 25 |  | 3 | N78 | 3 | 3 | [32 empty] | IIB | DXB-2750-CSG-SAR-X-1
DXB2751 | Site 9400 | DXB | DXB2751 | DXB2751 | DXBL2751 | DXBNR2751 | On Air | On Air | On Air | On Air | 2010 | Permanent | 25.1626 | 55.3608 | Nokia/Huawei | Outdoor | EITC Passive Infrastructure | Greenfield | Outdoor Green field-du Owned |  |  | 2G+3G+4G+5G | BTS3900/Flexi 2G | LTE-4CC | 2T2R | U2100 (F2) + U900 (F1+F2) | L800+L1800F1+L1800F2+L2100 | 1CC | 1061500 | 40 |  | 3 | N41 | 3 | 3 | [32 empty] | IIB | DXB-2751-CSG-SAR-X-1
DXB2752 | Site 9401 | DXB | DXB2752 | DXB2752 | DXBL2752 | DXBNR2752 | On Air | On Air | On Air | On Air | 2010 | Permanent | 25.1424 | 55.3565 | Nokia/Huawei | Outdoor | EITC Passive Infrastructure | Greenfield | Outdoor Green field-du Owned |  |  | 2G+3G+4G+5G | BTS3900/Ultra 2G | LTE-3CC | 2T2R | U2100 (F2) + U900 (F1+F2) | L800+L1800F1+L1800F2 | 2CC | 1061700 | 30 |  | 3 | N78 | 4 | 3 | Y | [31 empty] | IIB | DXB-2752-CSG-SAR-X-1
DXB2756 | Site 9402 | DXB | DXB2756 | DXB2756 | DXBL2756 | DXBNR2756 | On Air | On Air | On Air | On Air | 2011 | Permanent | 25.0313 | 55.1487 | Nokia/Huawei | Outdoor | EITC Passive Infrastructure | Rooftop | RT-du Owned |  |  | 2G+3G+4G+5G | BTS3900/Flexi 2G | LTE-3CC | 2T2R | U2100 (F2) + U900 (F1+F2) | L800+L1800F1+L1800F2 | 2CC | 1059101 | 26 |  | 3 | N78 | 4 | 3 | [32 empty] | IIB | DXB-2756-CSG-IXR-E-1
DXB2757 | Site 9403 | DXB | DXB2757 | DXB2757 | DXBL2757 | DXBNR2757 | On Air | On Air | On Air | On Air | 2011 | Permanent | 25.071 | 55.1245 | Nokia/Huawei | Outdoor | EITC Passive Infrastructure | RDU | Outdoor Green field-du Owned |  |  | 2G+3G+4G+5G | BTS3900/Flexi 2G | LTE-4CC | 4T4R | U2100 (F2) + U900 (F1+F2) | L700+L800+L1800F1+L1800F2+L2100 | 2CC | 1059200 | 30 |  | 3 | N78 | 3 | 3 | [32 empty] | IIB | DXB-2757-CSG-IXR-E-1
DXB2762 | Site 9404 | DXB | DXB2762 | DXB2762 | DXBL2762 |  | On Air | On Air |  |  | 2014 | Permanent | 25.3116 | 54.6604 | Nokia/Huawei | Outdoor | Site Sharing | Site Share | Outdoor Site Sharing-Etisalat Owned |  |  | 2G+3G | BTS3900A/Flexi 2G | TBD | - | U2100 (F2) | - | - | 1050200 | 35 |  |  | - | 1 | - | [32 empty] | VSAT | 0
DXB2763 | Site 9405 | DXB | DXB2763 | DXB2763 | DXBL2763 | DXBNR2763 | On Air | On Air | On Air | On Air | 2011 | Permanent | 25.2124 | 55.2513 | Nokia/Huawei | Outdoor | EITC Passive Infrastructure | Greenfield | Outdoor Green field-du Owned |  |  | 2G+3G+4G+5G | BTS3900/Flexi 2G | LTE-3CC | 2T2R | U2100 (F2) + U900 (F1+F2) | L800+L1800F1+L1800F2 | 2CC | 1033200 | 30 |  | 3 | N78 | 4 | 3 | Y | [31 empty] | IIB | DXB-2763-CSG-IXR-E-1
DXB2768 | Site 9406 | DXB | DXB2768 | DXB2768 | DXBL2768 | DXBNR2768 | Locked | On Air | On Air | On Air | 2010 | Permanent | 25.0674 | 55.2101 | Huawei | Outdoor | EITC Passive Infrastructure | Rooftop | RT-du Owned |  |  | 3G+4G+5G | BTS3900 | LTE-3CC | 2T2R | U2100 (F2) + U900 (F1+F2) | L800+L1800F1+L1800F2 | 2CC | 1068100 | 52 |  | 3 | N78 | 3 | 3 | [32 empty] | IIB | DXB-2768-CSG-IXR-E-1
DXB2769 | Site 9407 | DXB | DXB2769 | DXB2769 | DXBL2769 | DXBNR2769 | Locked | On Air | On Air | On Air | 2012 | Permanent | 25.2427 | 55.3019 | Huawei | Outdoor | EITC Passive Infrastructure | Rooftop | RT-du Owned |  |  | 3G+4G+5G | BTS3900A | LTE-4CC | 2T2R | U2100 (F2) + U900 (F1+F2) | L800+L1800F1+L1800F2+L2100 | 2CC | 1031800 | 13 |  | 3 | N78 | 3 | 3 | [32 empty] | MW | 0
DXB2770 | Site 9408 | DXB | DXB2770 | DXB2770 | DXBL2770 | DXBNR2770 | On Air | On Air | On Air | On Air | 2011 | Permanent | 25.063 | 55.2149 | Nokia/Huawei | Outdoor | EITC Passive Infrastructure | Rooftop | RT-du Owned |  |  | 2G+3G+4G+5G | BTS3900/Flexi 2G | LTE-4CC | 2T2R | U2100 (F2) + U900 (F1+F2) | L800+L1800F1+L1800F2+L2100 | 2CC | 1068100 | 22 |  | 3 | N78 | 4 | 3 | [32 empty] | IIB | DXB-2770-PREAGG-SR7-1
DXB2771 | Site 9409 | DXB | DXB2771 | DXB2771 | DXBL2771 | DXBNR2771 | On Air | On Air | On Air | On Air | 2010 | Permanent | 24.9843 | 55.0908 | Nokia/Huawei | Outdoor | EITC Passive Infrastructure | Rooftop | RT-du Owned |  |  | 2G+3G+4G+5G | BTS3900/Flexi 2G | LTE-3CC | 2T2R | U2100 (F2) + U900 (F1+F2) | L800+L1800F1+L1800F2 | 1CC | 1059400 | 45 |  | 3 | N41 | 3 | 3 | [32 empty] | IIB | DXB-2771-CSG-SAR-X-1
DXB2775 | Site 9410 | DXB | DXB2775 | DXB2775 | DXBL2775 | DXBNR2775 | On Air | On Air | On Air | On Air | 2014 | Permanent | 25.0634 | 55.2358 | Nokia/Huawei | Outdoor | EITC Passive Infrastructure | Rooftop | RT-du Owned |  |  | 2G+3G+4G+5G | BTS3900A/MultiRadio 2G | LTE-4CC | 2T2R | U2100 (F2) + U900 (F1+F2) | L800+L1800F1+L1800F2+L2100 | 2CC | 1067300 | 31.5 |  | 3 | N78 | 3 | 3 | [32 empty] | IIB | DXB-2775-CSG-SAR-X-1
DXB2776 | Site 9411 | DXB | DXB2776 | DXB2776 | DXBL2776 | DXBNR2776 | On Air | On Air | On Air | On Air | 2014 | Permanent | 25.2 | 55.2624 | Nokia/Huawei | Outdoor | EITC Passive Infrastructure | Greenfield | Outdoor Green field-du Owned |  |  | 2G+3G+4G+5G | BTS3900A/Flexi 2G | LTE-4CC | 2T2R | U2100 (F2) + U900 (F1+F2) | L800+L1800F1+L1800F2+L2100 | 2CC | 1034300 | 30 |  | 3 | N78 | 3 | 3 | [32 empty] | IIB | DXB-2776-CSG-SAR-X-1
DXB2783 | Site 9412 | DXB | DXB2783 | DXB2783 | DXBL2783 | DXBNR2783 | On Air | On Air | On Air | On Air | 2013 | Permanent | 25.2394 | 55.3045 | Nokia/Huawei | Outdoor | EITC Passive Infrastructure | Rooftop | RT-du Owned |  |  | 2G+3G+4G+5G | BTS3900A/Flexi 2G | LTE-4CC | 2T2R | U2100 (F2) + U900 (F1+F2) | L800+L1800F1+L1800F2+L2100 | 2CC | 1031800 | 20 |  | 3 | N78 | 3 | 3 | [32 empty] | IIB | DXB-2783-CSG-IXR-E-1
DXB2784 | Site 9413 | DXB | DXB2784 | DXB2784 | DXBL2784 | DXBNR2784 | On Air | On Air | On Air | On Air | 2010 | Permanent | 25.1563 | 55.3078 | Nokia/Huawei | Outdoor | Site Sharing | Site Share - Palm Tree | Outdoor Site Sharing-Etisalat Owned |  |  | 2G+3G+4G+5G | BTS3900/Flexi 2G | LTE-4CC | 4T4R | U2100 (F2) + U900 (F1+F2) | L800+L1800F1+L1800F2+L2100 | 2CC | 1061800 | 30 |  | 3 | N78 | 3 | 3 | [32 empty] | MW | 0
DXB2786 | Site 9414 | DXB | DXB2786 | DXB2786 | DXBL2786 | DXBNR2786 | On Air | On Air | On Air | On Air | 2011 | Permanent | 25.1611 | 55.4665 | Nokia/Huawei | Outdoor | Site Sharing | Site Share | Outdoor Site Sharing-Etisalat Owned |  |  | 2G+3G+4G+5G | BTS3900/Flexi 2G | LTE-3CC | 2T2R | U2100 (F2) + U900 (F1+F2) | L800+L1800F1+L1800F2 | 1CC | 1081100 | 25 |  | 3 | N41 | 3 | 3 | [32 empty] | IIB | DXB-2786-CSG-IXR-E-1
DXB2787 | Site 9415 | DXB | DXB2787 | DXB2787 | DXBL2787 | DXBNR2787 | Locked | On Air | On Air | On Air | 2010 | Permanent | 25.2637 | 55.3202 | Huawei | Outdoor | EITC Passive Infrastructure | Rooftop | RT-du Owned |  |  | 3G+4G+5G | BTS3900A | LTE-CA | 2T2R | U2100 (F2) + U900 (F1+F2) | L800+L1800F1 | 1CC | 1012400 | 21 |  | 3 | N41 | 3 | 3 | [32 empty] | MW | 0
DXB2788 | Site 9416 | DXB | DXB2788 | DXB2788 | DXBL2788 | DXBNR2788 | Locked | On Air | On Air | On Air | 2014 | Permanent | 25.0412 | 55.1938 | Huawei | Outdoor | EITC Passive Infrastructure | RDU | Outdoor Green field-du Owned |  |  | 3G+4G+5G | BTS3900A | LTE-3CC | 2T2R | U2100 (F2) + U900 (F1+F2) | L800+L1800F1+L1800F2 | 2CC | 1068500 | 30 |  | 3 | N78 | 3 | 3 | [32 empty] | IIB | DXB-2788-CSG-IXR-E-1
DXB2792 | Site 9417 | DXB | DXB2792 | DXB2792 | DXBL2792 | DXBNR2792 | On Air | On Air | On Air | On Air | 2010 | Permanent | 25.279 | 55.4117 | Nokia/Huawei | Outdoor | EITC Passive Infrastructure | Rooftop | RT-du Owned |  |  | 2G+3G+4G+5G | BTS3900/Flexi 2G | LTE-4CC | 2T2R | U2100 (F2) + U900 (F1+F2) | L800+L1800F1+L1800F2+L2100 | 2CC | 1024500 | 19 |  | 3 | N78 | 3 | 3 | [32 empty] | IIB | DXB-2792-CSG-SAR-X-1
DXB2795 | Site 9418 | DXB | DXB2795 | DXB2795 | DXBL2795 | DXBNR2795 | On Air | On Air | On Air | On Air | 2010 | Permanent | 25.2806 | 55.4032 | Nokia/Huawei | Outdoor | EITC Passive Infrastructure | Rooftop | RT-du Owned |  |  | 2G+3G+4G+5G | BTS3900/Flexi 2G | LTE-4CC | 4T4R | U2100 (F2) + U900 (F1+F2) | L800+L1800F1+L1800F2+L2100 | 2CC | 1024500 | 25 |  | 3 | N78 | 3 | 3 | [32 empty] | IIB | DXB-2795-CSG-ASR920-LD-1
DXB2796 | Site 9419 | DXB | DXB2796 | DXB2796 | DXBL2796 | DXBNR2796 | On Air | On Air | On Air | On Air | 2010 | Permanent | 25.2767 | 55.4051 | Nokia/Huawei | Outdoor | EITC Passive Infrastructure | Rooftop | RT-du Owned |  |  | 2G+3G+4G+5G | BTS3900/Flexi 2G | LTE-4CC | 2T2R | U2100 (F2) + U900 (F1+F2) | L800+L1800F1+L1800F2+L2100 | 2CC | 1024500 | 20 |  | 3 | N78 | 3 | 3 | [32 empty] | IIB | DXB-2796-CSG-SAR-X-1
DXB2801 | Site 9420 | DXB | DXB2801 | DXB2801 | DXBL2801 | DXBNR2801 | On Air | On Air | On Air | On Air | 2015 | Permanent | 25.0269 | 55.2101 | Nokia/Huawei | Outdoor | EITC Passive Infrastructure | Palm Tree | Outdoor Green field-du Owned |  |  | 2G+3G+4G+5G | BTS3900A/MultiRadio 2G | LTE | 2T2R | U2100 (F2) + U900 (F1+F2) | L800 | 2CC | 1068200 | 30 |  | 3 | N78 | 3 | 3 | [32 empty] | IIB | DXB-2801-CSG-SAR-X-1
DXB2803 | Site 9421 | DXB | DXB2803 | DXB2803 | DXBL2803 |  | On Air | On Air | On Air |  | 2013 | Permanent | 25.0552 | 55.1444 | Nokia/Huawei | Outdoor | EITC Passive Infrastructure | Palm Tree | Outdoor Green field-du Owned |  |  | 2G+3G+4G | BTS3900/Flexi 2G | LTE-3CC | 2T2R | U2100 (F2) + U900 (F1+F2) | L800+L1800F1+L1800F2 | - | 1039302 | 25 |  |  | - | 3 | - | [32 empty] | IIB | DXB-2803-CSG-SAR-X-1
DXB2805 | Site 9422 | DXB | DXB2805 | DXB2805 | DXBL2805 | DXBNR2805 | On Air | On Air | On Air | On Air | 2013 | Permanent | 25.05 | 55.1466 | Nokia/Huawei | Outdoor | EITC Passive Infrastructure | Palm Tree | Outdoor Green field-du Owned |  |  | 2G+3G+4G+5G | BTS3900/Flexi 2G | LTE | 2T2R | U2100 (F2) + U900 (F1+F2) | L1800F1 | 2CC | 1039302 | 25 |  | 3 | N78 | 3 | 3 | [32 empty] | IIB | DXB-2805-CSG-IXR-E-1
DXB2817 | Site 9423 | DXB | DXB2817 | DXB2817 | DXBL2817 | DXBNR2817 | On Air | On Air | On Air | On Air | 2014 | Permanent | 25.1665 | 55.2381 | Nokia/Huawei | Outdoor | EITC Passive Infrastructure | Rooftop | RT-du Owned |  |  | 2G+3G+4G+5G | BTS3900A/MultiRadio 2G | LTE-3CC | 2T2R | U2100 (F2) + U900 (F1+F2) | L800+L1800F1+L1800F2 | 2CC | 1035800 | 22.3 |  | 3 | N78 | 3 | 3 | [32 empty] | IIB | DXB-2817-CSG-SAR-X-1
DXB2821 | Site 9424 | DXB | DXB2821 | DXB2821 | DXBL2821 | DXBNR2821 | Locked | On Air | On Air | On Air | 2015 | Permanent | 25.0027 | 55.2525 | Huawei | Outdoor | EITC Passive Infrastructure | Greenfield | Outdoor Green field-du Owned |  |  | 3G+4G+5G | BTS3900A | LTE-4CC | 2T2R | U2100 (F2) + U900 (F1+F2) | L800+L1800F1+L1800F2+L2100 | 2CC | 1068300 | 40 |  | 3 | N78 | 4 | 3 | [32 empty] | IIB | DXB-2821-CSG-ASR920-LD-1
DXB2824 | Site 9425 | DXB | DXB2824 | DXB2824 | DXBL2824 | DXBNR2824 | On Air | On Air | On Air | On Air | 2010 | Permanent | 25.1935 | 55.2782 | Nokia/Huawei | Outdoor | EITC Passive Infrastructure | Micro RT | RT-du Owned |  |  | 2G+3G+4G+5G | BTS3900A/Flexi 2G | LTE-4CC | 4T4R | U2100 (F2) + U900 (F1+F2) | L800+L1800F1+L1800F2+L2100 | 2CC | 1034500 | 18 |  | 3 | N78 | 3 | 3 | [32 empty] | IIB | DXB-2824-CSG-SAR-X-1
DXB2825 | Site 9426 | DXB | DXB2825 | DXB2825 | DXBL2825 | DXBNR2825 | On Air | On Air | On Air | On Air | 2011 | Permanent | 25.194 | 55.2758 | Nokia/Huawei | Outdoor | EITC Passive Infrastructure | Micro RT | RT-du Owned |  |  | 2G+3G+4G+5G | BTS3900/Flexi 2G | LTE-4CC | 4T4R | U2100 (F2) + U900 (F1+F2) | L800+L1800F1+L1800F2+L2100 | 3CC | 1034500 | 26 |  | 3 | N41+N78 | 5 | 3 | [32 empty] | IIB | DXB-2825-CSG-SAR-X-1
DXB2826 | Site 9427 | DXB | DXB2826 | DXB2826 | DXBL2826 | DXBNR2826 | On Air | On Air | On Air | On Air | 2011 | Permanent | 25.1917 | 55.2761 | Nokia/Huawei | Outdoor | EITC Passive Infrastructure | Micro RT | RT-du Owned |  |  | 2G+3G+4G+5G | BTS3900A/Flexi 2G | LTE-4CC | 4T4R | U2100 (F2) + U900 (F1+F2) | L800+L1800F1+L1800F2+L2100 | 2CC | 1034500 | 18 |  | 3 | N78 | 3 | 3 | [32 empty] | IIB | DXB-2826-CSG-SAR-X-1
DXB2831 | Site 9428 | DXB | DXB2831 | DXB2831 | DXBL2831 | DXBNR2831 | On Air | On Air | On Air | On Air | 2014 | Permanent | 25.0411 | 55.1702 | Nokia/Huawei | Outdoor | EITC Passive Infrastructure | RDU | Outdoor Green field-du Owned |  |  | 2G+3G+4G+5G | BTS3900A/MultiRadio 2G | LTE-3CC | 2T2R | U2100 (F2) + U900 (F1+F2) | L800+L1800F1+L1800F2 | 2CC | 1039302 | 30 |  | 3 | N78 | 3 | 3 | [32 empty] | IIB | DXB-2831-CSG-ASR920-LD-1
DXB2833 | Site 9429 | DXB | DXB2833 | DXB2833 | DXBL2833 | DXBNR2833 | On Air | On Air | On Air | On Air | 2011 | Permanent | 25.1153 | 55.1938 | Nokia/Huawei | Outdoor | EITC Passive Infrastructure | Rooftop | RT-du Owned |  |  | 2G+3G+4G+5G | BTS3900/Flexi 2G | LTE-4CC | 4T4R | U2100 (F2) + U900 (F1+F2) | L800+L1800F1+L1800F2+L2100 | 2CC | 1037300 | 28 |  | 3 | N78 | 3 | 3 | [32 empty] | IIB | DXB-2833-CSG-SAR-X-1
DXB2834 | Site 9430 | DXB | DXB2834 | DXB2834 | DXBL2834 | DXBNR2834 | On Air | On Air | On Air | On Air | 2012 | Permanent | 25.1165 | 55.1972 | Nokia/Huawei | Outdoor | EITC Passive Infrastructure | Rooftop | RT-du Owned |  |  | 2G+3G+4G+5G | BTS3900A/Flexi 2G | LTE-3CC | 2T2R | U2100 (F2) | L800+L1800F1+L1800F2 | 2CC | 1037300 | 27 |  | 3 | N78 | 4 | 3 | [32 empty] | IIB | DXB-2834-CSG-SAR-X-1
DXB2835 | Site 9431 | DXB | DXB2835 | DXB2835 | DXBL2835 | DXBNR2835 | On Air | On Air | On Air | On Air | 2012 | Permanent | 25.0821 | 55.1398 | Nokia/Huawei | Outdoor | EITC Passive Infrastructure | Micro RT | RT-du Owned |  |  | 2G+3G+4G+5G | BTS3900A/Flexi 2G | LTE-4CC | 4T4R | U2100 (F2) + U900 (F1+F2) | L700+L800+L1800F1+L1800F2+L2100 | 2CC | 1039200 | 8 |  | 3 | N78 | 3 | 3 | [32 empty] | IIB | DXB-2835-CSG-SAR-X-1
DXB2837 | Site 9432 | DXB | DXB2837 | DXB2837 | DXBL2837 | DXBNR2837 | On Air | On Air | On Air | On Air | 2010 | Permanent | 25.0774 | 55.1354 | Nokia/Huawei | Outdoor | EITC Passive Infrastructure | Micro RT | RT-du Owned |  |  | 2G+3G+4G+5G | BTS3900A/Flexi 2G | LTE-3CC | 2T2R | U2100 (F2) | L800+L1800F1+L1800F2 | 2CC | 1039200 | 5.5 |  | 3 | N78 | 3 | 3 | [32 empty] | IIB | DXB-2837-CSG-SAR-X-1
DXB2841 | Site 9433 | DXB | DXB2841 | DXB2841 | DXBL2841 | DXBNR2841 | On Air | On Air | On Air | On Air | 2012 | Permanent | 25.0735 | 55.1315 | Nokia/Huawei | Outdoor | EITC Passive Infrastructure | Micro RT | RT-du Owned |  |  | 2G+3G+4G+5G | BTS3900A/Flexi 2G | LTE-3CC | 2T2R | U2100 (F2) | L800+L1800F1+L1800F2 | 2CC | 1039200 | 5.5 |  | 3 | N78 | 3 | 3 | [32 empty] | IIB | DXB-2841-CSG-IXR-E-1
DXB2842 | Site 9434 | DXB | DXB2842 | DXB2842 | DXBL2842 | DXBNR2842 | On Air | On Air | On Air | On Air | 2013 | Permanent | 25.065 | 55.2241 | Nokia/Huawei | Outdoor | Site Sharing | Site Share | Outdoor Site Sharing-Etisalat Owned |  |  | 2G+3G+4G+5G | BTS3900A/Flexi 2G | LTE-3CC | 2T2R | U2100 (F2) + U900 (F1+F2) | L800+L1800F1+L1800F2 | 2CC | 1067200 | 30 |  | 3 | N78 | 3 | 3 | [32 empty] | IIB | DXB-2842-CSG-SAR-X-1
DXB2843 | Site 9435 | DXB | DXB2843 | DXB2843 | DXBL2843 | DXBNR2843 | On Air | On Air | On Air | On Air | 2012 | Permanent | 25.0725 | 55.1303 | Nokia/Huawei | Outdoor | EITC Passive Infrastructure | Micro RT | RT-du Owned |  |  | 2G+3G+4G+5G | BTS3900A/Flexi 2G | LTE-3CC | 2T2R | U2100 (F2) | L800+L1800F1+L1800F2 | 2CC | 1039200 | 5 |  | 3 | N78 | 3 | 3 | [32 empty] | IIB | DXB-2843-CSG-SAR-X-1
DXB2844 | Site 9436 | DXB | DXB2844 | DXB2844 | DXBL2844 | DXBNR2844 | On Air | On Air | On Air | On Air | 2011 | Permanent | 25.1129 | 55.1911 | Nokia/Huawei | Outdoor | EITC Passive Infrastructure | Rooftop | RT-du Owned |  |  | 2G+3G+4G+5G | BTS3900/Flexi 2G | LTE-4CC | 2T2R | U2100 (F2) + U900 (F1+F2) | L800+L1800F1+L1800F2+L2100 | 2CC | 1037300 | 30 |  | 3 | N78 | 3 | 3 | [32 empty] | IIB | DXB-2844-CSG-SAR-X-1
DXB2850 | Site 9437 | DXB | DXB2850 | DXB2850 | DXBL2850 | DXBNR2850 | On Air | On Air | On Air | On Air | 2010 | Permanent | 25.0864 | 55.3127 | Nokia/Huawei | Outdoor | EITC Passive Infrastructure | Rooftop | RT-du Owned |  |  | 2G+3G+4G+5G | BTS3900/Flexi 2G | LTE-3CC | 2T2R | U2100 (F2) + U900 (F1+F2) | L800+L1800F1+L1800F2 | 1CC | 1064500 | 37 |  | 3 | N41 | 3 | 3 | [32 empty] | MW | 0
DXB2851 | Site 9438 | DXB | DXB2851 | DXB2851 | DXBL2851 | DXBNR2851 | Locked | On Air | On Air | On Air | 2010 | Permanent | 25.0889 | 55.3152 | Huawei | Outdoor | EITC Passive Infrastructure | Greenfield | Outdoor Green field-du Owned |  |  | 3G+4G+5G | BTS3900 | LTE-4CC | 2T2R | U2100 (F2) + U900 (F1+F2) | L800+L1800F1+L1800F2+L2100 | 1CC | 1064500 | 40 |  | 3 | N41 | 3 | 3 | [32 empty] | IIB | DXB-2851-CSG-IXR-E-1
DXB2859 | Site 9439 | DXB | DXB2859 | DXB2859 | DXBL2859 | DXBNR2859 | Locked | On Air | On Air | On Air | 2015 | Permanent | 25.1139 | 55.3676 | Huawei | Outdoor | EITC Passive Infrastructure | Greenfield | Outdoor Green field-du Owned |  |  | 3G+4G+5G | BTS3900A | LTE-4CC | 2T2R | U2100 (F2) + U900 (F1+F2) | L700+L800+L1800F1+L1800F2+L2100 | 1CC | 1064300 | 30 |  | 3 | N41 | 3 | 3 | [32 empty] | IIB | DXB-2859-CSG-SAR-X-1
DXB2860 | Site 9440 | DXB | DXB2860 | DXB2860 | DXBL2860 | DXBNR2860 | Locked | On Air | On Air | On Air | 2010 | Permanent | 25.1086 | 55.3699 | Huawei | Outdoor | EITC Passive Infrastructure | Greenfield | Outdoor Green field-du Owned |  |  | 3G+4G+5G | BTS3900 | LTE-4CC | 2T2R | U2100 (F2) + U900 (F1+F2) | L800+L1800F1+L1800F2+L2100 | 1CC | 1064300 | 30 |  | 3 | N41 | 3 | 3 | [32 empty] | IIB | DXB-2860-CSG-SAR-X-1
DXB2863 | Site 9441 | DXB | DXB2863 | DXB2863 | DXBL2863 | DXBNR2863 | On Air | On Air | On Air | On Air | 2010 | Permanent | 25.0904 | 55.2413 | Nokia/Huawei | Outdoor | EITC Passive Infrastructure | Greenfield | Outdoor Green field-du Owned |  |  | 2G+3G+4G+5G | BTS3900/Flexi 2G | LTE-3CC | 2T2R | U2100 (F2) + U900 (F1+F2) | L800+L1800F1+L1800F2 | 2CC | 1067100 | 30 |  | 3 | N78 | 3 | 3 | [32 empty] | IIB | DXB-2863-CSG-IXR-E-1
DXB2864 | Site 9442 | DXB | DXB2864 | DXB2864 | DXBL2864 | DXBNR2864 | On Air | On Air | On Air | On Air | 2013 | Permanent | 25.0839 | 55.2451 | Nokia/Huawei | Outdoor | EITC Passive Infrastructure | Greenfield | Outdoor Green field-du Owned |  |  | 2G+3G+4G+5G | BTS3900/Flexi 2G | LTE-3CC | 2T2R | U2100 (F2) + U900 (F1+F2) | L800+L1800F1+L1800F2 | 2CC | 1067100 | 30 |  | 3 | N78 | 6 | 3 | Y | [31 empty] | IIB | DXB-2864-CSG-IXR-E-1
DXB2865 | Site 9443 | DXB | DXB2865 | DXB2865 | DXBL2865 | DXBNR2865 | On Air | On Air | On Air | On Air | 2010 | Permanent | 25.085 | 55.2361 | Nokia/Huawei | Outdoor | EITC Passive Infrastructure | Greenfield | Outdoor Green field-du Owned |  |  | 2G+3G+4G+5G | BTS3900/Flexi 2G | LTE-4CC | 4T4R | U2100 (F2) + U900 (F1+F2) | L800+L1800F1+L1800F2+L2100 | 2CC | 1067100 | 30 |  | 3 | N78 | 4 | 3 | [32 empty] | IIB | DXB-2865-CSG-SAR-X-1
DXB2866 | Site 9444 | DXB | DXB2866 | DXB2866 | DXBL2866 | DXBNR2866 | On Air | On Air | On Air | On Air | 2011 | Permanent | 25.261 | 55.4538 | Nokia/Huawei | Outdoor | EITC Passive Infrastructure | Greenfield | Outdoor Green field-du Owned |  |  | 2G+3G+4G+5G | BTS3900/Flexi 2G | LTE-4CC | 2T2R | U2100 (F2) + U900 (F1+F2) | L800+L1800F1+L1800F2+L2100 | 2CC | 1026500 | 30 |  | 3 | N78 | 4 | 3 | [32 empty] | IIB | DXB-2866-CSG-IXR-E-1
DXB2867 | Site 9445 | DXB | DXB2867 | DXB2867 | DXBL2867 | DXBNR2867 | On Air | On Air | On Air | On Air | 2010 | Permanent | 25.261 | 55.4477 | Nokia/Huawei | Outdoor | EITC Passive Infrastructure | Greenfield | Outdoor Green field-du Owned |  |  | 2G+3G+4G+5G | BTS3900/Flexi 2G | LTE-4CC | 4T4R | U2100 (F2) + U900 (F1+F2) | L800+L1800F1+L1800F2+L2100 | 2CC | 1026500 | 30 |  | 3 | N78 | 4 | 3 | [32 empty] | IIB | DXB-2867-CSG-ASR920-LD-1
DXB2869 | Site 9446 | DXB | DXB2869 | DXB2869 | DXBL2869 | DXBNR2869 | On Air | On Air | On Air | On Air | 2012 | Permanent | 25.2593 | 55.4339 | Nokia/Huawei | Outdoor | Site Sharing | Site Share | Outdoor Site Sharing-Etisalat Owned |  |  | 2G+3G+4G+5G | BTS3900/Flexi 2G | LTE | 2T2R | U2100 (F2) + U900 (F1+F2) | L1800F1 | 2CC | 1026500 | 25 |  | 3 | N78 | 3 | 3 | [32 empty] | IIB | DXB-2869-CSG-SAR-X-1
DXB2871 | Site 9447 | DXB | DXB2871 | DXB2871 | DXBL2871 | DXBNR2871 | On Air | On Air | On Air | On Air | 2011 | Permanent | 25.0903 | 55.1737 | Nokia/Huawei | Outdoor | EITC Passive Infrastructure | Rooftop | RT-du Owned |  |  | 2G+3G+4G+5G | BTS3900/Ultra 2G | LTE-4CC | 2T2R | U2100 (F2) + U900 (F1+F2) | L800+L1800F1+L1800F2+L2100 | 2CC | 1038800 | 29 |  | 3 | N78 | 3 | 3 | [32 empty] | IIB | DXB-2871-CSG-SAR-X-1
DXB2872 | Site 9448 | DXB | DXB2872 | DXB2872 | DXBL2872 | DXBNR2872 | On Air | On Air | On Air | On Air | 2009 | Permanent | 25.0914 | 55.171 | Nokia/Huawei | Outdoor | EITC Passive Infrastructure | Rooftop | RT-du Owned |  |  | 2G+3G+4G+5G | BTS3900/Ultra 2G | LTE-3CC | 2T2R | U2100 (F2) + U900 (F1+F2) | L800+L1800F1+L1800F2 | 2CC | 1038800 | 25 |  | 3 | N78 | 3 | 3 | [32 empty] | IIB | DXB-2872-CSG-IXR-E-1
DXB2874 | Site 9449 | DXB | DXB2874 | DXB2874 | DXBL2874 | DXBNR2874 | On Air | On Air | On Air | On Air | 2009 | Permanent | 25.0943 | 55.1659 | Nokia/Huawei | Outdoor | EITC Passive Infrastructure | Microsite | RT-du Owned |  |  | 2G+3G+4G+5G | BTS3900A/Flexi 2G | LTE-4CC | 4T4R | U2100 (F2) + U900 (F1+F2) | L800+L1800F1+L1800F2+L2100 | 2CC | 1038800 | 33 |  | 3 | N78 | 3 | 3 | [32 empty] | IIB | DXB-2874-CSG-SAR-X-1
DXB2877 | Site 9450 | DXB | DXB2877 | DXB2877 | DXBL2877 | DXBNR2877 | On Air | On Air | On Air | On Air | 2010 | Permanent | 25.0997 | 55.2001 | Nokia/Huawei | Outdoor | EITC Passive Infrastructure | Greenfield | Outdoor Green field-du Owned |  |  | 2G+3G+4G+5G | BTS3900/Ultra 2G | LTE-4CC | 4T4R | U2100 (F2) + U900 (F1+F2) | L800+L1800F1+L1800F2+L2100 | 2CC | 1037600 | 30 |  | 3 | N78 | 3 | 3 | [32 empty] | IIB | DXB-2877-CSG-SAR-X-1
DXB2878 | Site 9451 | DXB | DXB2878 | DXB2878 | DXBL2878 | DXBNR2878 | Locked | On Air | On Air | On Air | 2010 | Permanent | 25.1069 | 55.2046 | Huawei | Outdoor | EITC Passive Infrastructure | Rooftop | RT-du Owned |  |  | 3G+4G+5G | BTS3900 | LTE-3CC | 2T2R | U2100 (F2) + U900 (F1+F2) | L800+L1800F1+L1800F2 | 2CC | 1037600 | 29 |  | 3 | N78 | 3 | 3 | [32 empty] | IIB | Passive fiber on DXB-0903-IBS-SAR-M-1
DXB2879 | Site 9452 | DXB | DXB2879 | DXB2879 | DXBL2879 | DXBNR2879 | On Air | On Air | On Air | On Air | 2010 | Permanent | 25.0946 | 55.1596 | Nokia/Huawei | Outdoor | EITC Passive Infrastructure | Rooftop | RT-du Owned |  |  | 2G+3G+4G+5G | BTS3900/Flexi 2G | LTE-3CC | 2T2R | U2100 (F2) + U900 (F1+F2) | L800+L1800F1+L1800F2 | 2CC | 1038200 | 19 |  | 3 | N78 | 3 | 3 | [32 empty] | OSN | Passive fiber on DXB0200 OSN
DXB2880 | Site 9453 | DXB | DXB2880 | DXB2880 | DXBL2880 | DXBNR2880 | On Air | On Air | On Air | On Air | 2010 | Permanent | 25.0765 | 55.1527 | Nokia/Huawei | Outdoor | EITC Passive Infrastructure | Rooftop | RT-du Owned |  |  | 2G+3G+4G+5G | BTS3900/Ultra 2G | LTE-3CC | 2T2R | U2100 (F2) + U900 (F1+F2) | L800+L1800F1+L1800F2 | 2CC | 1039301 | 17 |  | 3 | N78 | 3 | 3 | [32 empty] | IIB | DXB-2880-CSG-SAR-X-1
DXB2881 | Site 9454 | DXB | DXB2881 | DXB2881 | DXBL2881 | DXBNR2881 | On Air | On Air | On Air | On Air | 2010 | Permanent | 25.1912 | 55.2652 | Nokia/Huawei | Outdoor | EITC Passive Infrastructure | Rooftop | RT-du Owned |  |  | 2G+3G+4G+5G | BTS3900/Flexi 2G | LTE-4CC | 4T4R | U2100 (F2) + U900 (F1+F2) | L800+L1800F1+L1800F2+L2100 | 2CC | 1034500 | 16 |  | 3 | N78 | 3 | 3 | [32 empty] | IIB | DXB-2881-CSG-SAR-X-1
DXB2883 | Site 9455 | DXB | DXB2883 | DXB2883 | DXBL2883 | DXBNR2883 | On Air | On Air | On Air | On Air | 2010 | Permanent | 25.164 | 55.4153 | Nokia/Huawei | Outdoor | EITC Passive Infrastructure | Rooftop | RT-du Owned |  |  | 2G+3G+4G+5G | BTS3900/Ultra 2G | LTE-4CC | 4T4R | U2100 (F2) + U900 (F1+F2) | L800+L1800F1+L1800F2+L2100 | 2CC | 1062100 | 24 |  | 3 | N78 | 3 | 3 | [32 empty] | IIB | DXB-2883-CSG-IXR-E-1
DXB2884 | Site 9456 | DXB | DXB2884 | DXB2884 | DXBL2884 | DXBNR2884 | Locked | On Air | On Air | On Air | 2010 | Permanent | 25.1673 | 55.4046 | Huawei | Outdoor | EITC Passive Infrastructure | Rooftop | RT-du Owned |  |  | 3G+4G+5G | BTS3900 | LTE-4CC | 2T2R | U2100 (F2) + U900 (F1+F2) | L800+L1800F1+L1800F2+L2100 | 2CC | 1062100 | 28 |  | 3 | N78 | 3 | 3 | [32 empty] | IIB | DXB-2884-CSG-IXR-E-1
DXB2885 | Site 9457 | DXB | DXB2885 | DXB2885 | DXBL2885 | DXBNR2885 | On Air | On Air | On Air | On Air | 2010 | Permanent | 25.2917 | 55.3703 | Nokia/Huawei | Outdoor | EITC Passive Infrastructure | Rooftop | RT-du Owned |  |  | 2G+3G+4G+5G | BTS3900/Ultra 2G | LTE-3CC | 2T2R | U2100 (F2) + U900 (F1+F2) | L800+L1800F1+L1800F2 | 2CC | 1024100 | 17 |  | 3 | N78 | 3 | 3 | [32 empty] | IIB | DXB-2885-CSG-SAR-X-1
DXB2886 | Site 9458 | DXB | DXB2886 | DXB2886 | DXBL2886 | DXBNR2886 | Locked | On Air | On Air | On Air | 2010 | Permanent | 25.175 | 55.3868 | Huawei | Outdoor | EITC Passive Infrastructure | Rooftop | RT-du Owned |  |  | 3G+4G+5G | BTS3900A | LTE-4CC | 4T4R | U2100 (F2) + U900 (F1+F2) | L800+L1800F1+L1800F2+L2100 | 2CC | 1061400 | 16 |  | 3 | N78 | 3 | 3 | [32 empty] | IIB | DXB-2886-CSG-ASR920-LD-1
DXB2888 | Site 9459 | DXB | DXB2888 | DXB2888 | DXBL2888 | DXBNR2888 | On Air | On Air | On Air | On Air | 2013 | Permanent | 25.1895 | 55.3802 | Nokia/Huawei | Outdoor | Site Sharing | Site Share | Outdoor Site Sharing-Etisalat Owned |  |  | 2G+3G+4G+5G | BTS3900A/Flexi 2G | LTE-4CC | 2T2R | U2100 (F2) + U900 (F1+F2) | L800+L1800F1+L1800F2+L2100 | 2CC | 1041600 | 30 |  | 3 | N78 | 4 | 3 | Y | [31 empty] | IIB | DXB-2888-CSG-SAR-X-1
DXB2890 | Site 9460 | DXB | DXB2890 | DXB2890 | DXBL2890 | DXBNR2890 | On Air | On Air | On Air | On Air | 2010 | Permanent | 25.1763 | 55.3771 | Nokia/Huawei | Outdoor | EITC Passive Infrastructure | Rooftop | RT-du Owned |  |  | 2G+3G+4G+5G | BTS3900A/Flexi 2G | LTE | 2T2R | U2100 (F2) + U900 (F1+F2) | L1800F1 | 2CC | 1061400 | 19 |  | 3 | N78 | 3 | 3 | [32 empty] | IIB | DXB-2890-CSG-SAR-X-1
DXB2891 | Site 9461 | DXB | DXB2891 | DXB2891 | DXBL2891 | DXBNR2891 | On Air | On Air | On Air | On Air | 2010 | Permanent | 25.1599 | 55.2504 | Nokia/Huawei | Outdoor | EITC Passive Infrastructure | Rooftop | RT-du Owned |  |  | 2G+3G+4G+5G | BTS3900/Flexi 2G | LTE-4CC | 4T4R | U2100 (F2) + U900 (F1+F2) | L800+L1800F1+L1800F2+L2100 | 2CC | 1035800 | 24 |  | 3 | N78 | 3 | 3 | [32 empty] | IIB | DXB-2891-CSG-ASR920-LD-1
DXB2898 | Site 9462 | DXB | DXB2898 | DXB2898 | DXBL2898 | DXBNR2898 | On Air | On Air | On Air | On Air | 2012 | Permanent | 25.0109 | 55.1618 | Nokia/Huawei | Outdoor | EITC Passive Infrastructure | Rooftop | RT-du Owned |  |  | 2G+3G+4G+5G | BTS3900/Flexi 2G | LTE-3CC | 2T2R | U2100 (F2) + U900 (F1+F2) | L700+L800+L1800F1+L1800F2 | 2CC | 1059802 | 25 |  | 3 | N78 | 3 | 3 | [32 empty] | MW | 0
DXB2899 | Site 9463 | DXB | DXB2899 | DXB2899 | DXBL2899 | DXBNR2899 | On Air | On Air | On Air | On Air | 2011 | Permanent | 25.2559 | 55.2988 | Nokia/Huawei | Outdoor | EITC Passive Infrastructure | Rooftop | RT-du Owned |  |  | 2G+3G+4G+5G | BTS3900/Flexi 2G | LTE-CA | 2T2R | U2100 (F2) + U900 (F1+F2) | L800+L1800F1 | 2CC | 1031700 | 33 |  | 3 | N78 | 3 | 3 | [32 empty] | IIB | DXB-2899-CSG-SAR-X-1
DXB2900 | Site 9464 | DXB | DXB2900 | DXB2900 | DXBL2900 |  | Locked | On Air | On Air |  | 2009 | Permanent | 25.2624 | 55.2952 | Huawei | Outdoor | EITC Passive Infrastructure | Microsite | RT-du Owned |  |  | 3G+4G | BTS3900A | LTE | 2T2R | U2100 (F2) | L1800F1 | - | 1031200 | 21 |  |  | - | 3 | - | [32 empty] | MW | 0
DXB2904 | Site 9465 | DXB | DXB2904 | DXB2904 | DXBL2904 | DXBNR2904 | On Air | On Air | On Air | On Air | 2010 | Permanent | 25.0709 | 55.1355 | Nokia/Huawei | Outdoor | EITC Passive Infrastructure | Rooftop | RT-du Owned |  |  | 2G+3G+4G+5G | BTS3900/Ultra 2G | LTE-3CC | 2T2R | U2100 (F2) | L800+L1800F1+L1800F2 | 2CC | 1039200 | 37 |  | 3 | N78 | 3 | 3 | [32 empty] | IIB | DXB-2904-CSG-SAR-X-1
DXB2906 | Site 9466 | DXB | DXB2906 | DXB2906 | DXBL2906 |  | On Air | On Air | On Air |  | 2011 | Permanent | 25.097 | 55.1523 | Nokia/Huawei | Outdoor | Site Sharing | Site Share - Palm Tree | Outdoor Site Sharing-Etisalat Owned |  |  | 2G+3G+4G | BTS3900/Flexi 2G | LTE-CA | 2T2R | U2100 (F2) | L800+L1800F1 | - | 1038200 | 30 |  |  | - | 3 | - | [32 empty] | IIB | DXB-2906-CSG-IXR-E-1
DXB2907 | Site 9467 | DXB | DXB2907 | DXB2907 | DXBL2907 | DXBNR2907 | On Air | On Air | On Air | On Air | 2011 | Permanent | 25.0856 | 55.1476 | Nokia/Huawei | Outdoor | EITC Passive Infrastructure | Rooftop | RT-du Owned |  |  | 2G+3G+4G+5G | BTS3900A/Flexi 2G | LTE-4CC | 4T4R | U2100 (F2) + U900 (F1+F2) | L800+L1800F1+L1800F2+L2100 | 2CC | 1039200 | 17 |  | 3 | N78 | 3 | 3 | [32 empty] | IIB | DXB-2907-CSG-SAR-X-1
DXB2908 | Site 9468 | DXB | DXB2908 | DXB2908 | DXBL2908 | DXBNR2908 | On Air | On Air | On Air | On Air | 2010 | Permanent | 25.0815 | 55.1468 | Nokia/Huawei | Outdoor | EITC Passive Infrastructure | Rooftop | RT-du Owned |  |  | 2G+3G+4G+5G | BTS3900/Flexi 2G | LTE-3CC | 4T4R | U2100 (F2) + U900 (F1+F2) | L800+L1800F1+L1800F2 | 2CC | 1039200 | 18 |  | 3 | N78 | 3 | 3 | [32 empty] | IIB | DXB-2908-CSG-IXR-E-1
DXB2911 | Site 9469 | DXB | DXB2911 | DXB2911 | DXBL2911 | DXBNR2911 | Locked | On Air | On Air | On Air | 2010 | Permanent | 25.2617 | 55.2892 | Huawei | Outdoor | EITC Passive Infrastructure | Rooftop | RT-du Owned |  |  | 3G+4G+5G | BTS3900 | LTE-4CC | 4T4R | U2100 (F2) + U900 (F1+F2) | L800+L1800F1+L1800F2+L2100 | 2CC | 1031200 | 19 |  | 3 | N78 | 3 | 3 | [32 empty] | MW | 0
DXB2912 | Site 9470 | DXB | DXB2912 | DXB2912 | DXBL2912 | DXBNR2912 | Locked | On Air | On Air | On Air | 2012 | Permanent | 25.2632 | 55.2914 | Huawei | Outdoor | EITC Passive Infrastructure | Microsite | RT-du Owned |  |  | 3G+4G+5G | BTS3900A | LTE-4CC | 4T4R | U2100 (F2) + U900 (F1+F2) | L800+L1800F1+L1800F2+L2100 | 2CC | 1031200 | 25 |  | 3 | N78 | 3 | 3 | [32 empty] | IIB | DXB-2912-CSG-SAR-X-1
DXB2915 | Site 9471 | DXB | DXB2915 | DXB2915 | DXBL2915 | DXBNR2915 | Locked | On Air | On Air | On Air | 2012 | Permanent | 25.2602 | 55.2872 | Huawei | Outdoor | EITC Passive Infrastructure | Rooftop | RT-du Owned |  |  | 3G+4G+5G | BTS3900A | LTE-4CC | 2T2R | U2100 (F2) + U900 (F1+F2) | L800+L1800F1+L1800F2+L2100 | 2CC | 1031200 | 28 |  | 3 | N78 | 3 | 3 | [32 empty] | MW | 0
DXB2916 | Site 9472 | DXB | DXB2916 | DXB2916 | DXBL2916 | DXBNR2916 | On Air | On Air | On Air | On Air | 2012 | Permanent | 25.2778 | 55.3107 | Nokia/Huawei | Outdoor | EITC Passive Infrastructure | Rooftop | RT-du Owned |  |  | 2G+3G+4G+5G | BTS3900A/Flexi 2G | LTE-4CC | 2T2R | U2100 (F2) + U900 (F1+F2) | L800+L1800F1+L1800F2+L2100 | 1CC | 1011700 | 27 |  | 3 | N41 | 3 | 3 | [32 empty] | IIB | DXB-2916-CSG-ASR920-LD-1
DXB2917 | Site 9473 | DXB | DXB2917 | DXB2917 | DXBL2917 | DXBNR2917 | On Air | On Air | On Air | On Air | 2010 | Permanent | 25.2687 | 55.297 | Nokia/Huawei | Outdoor | EITC Passive Infrastructure | Microsite | RT-du Owned |  |  | 2G+3G+4G+5G | BTS3900A/Flexi 2G | LTE | 2T2R | U2100 (F2) | L1800F1 | 1CC | 1011200 | 15 |  | 3 | N41 | 3 | 3 | [32 empty] | IIB | DXB-2917-CSG-ASR920-LD-1
DXB2919 | Site 9474 | DXB | DXB2919 | DXB2919 | DXBL2919 | DXBNR2919 | On Air | On Air | On Air | On Air | 2009 | Permanent | 25.272 | 55.2982 | Nokia/Huawei | Outdoor | EITC Passive Infrastructure | Microsite | RT-du Owned |  |  | 2G+3G+4G+5G | BTS3900A | LTE | 2T2R | U2100 (F2) | L1800F1 | 1CC | 1011300 | 15 |  | 3 | N41 | 3 | 3 | [32 empty] | MW | 0
DXB2926 | Site 9475 | DXB | DXB2926 | DXB2926 | DXBL2926 | DXBNR2926 | On Air | On Air | On Air | On Air | 2010 | Permanent | 25.181 | 55.3327 | Nokia/Huawei | Outdoor | EITC Passive Infrastructure | Microsite | RT-du Owned |  |  | 2G+3G+4G+5G | BTS3900A/Flexi 2G | LTE-3CC | 2T2R | U2100 (F2) + U900 (F1+F2) | L800+L1800F1+L1800F2 | 2CC | 1061200 | 10 |  | 3 | N78 | 3 | 3 | [32 empty] | IIB | DXB-2926-CSG-SAR-X-1
DXB2929 | Site 9476 | DXB | DXB2929 | DXB2929 | DXBL2929 | DXBNR2929 | Locked | On Air | On Air | On Air | 2010 | Permanent | 25.1755 | 55.3579 | Huawei | Outdoor | EITC Passive Infrastructure | RDU | Outdoor Green field-du Owned |  |  | 3G+4G+5G | BTS3900 | LTE-4CC | 2T2R | U2100 (F2) + U900 (F1+F2) | L800+L1800F1+L1800F2+L2100 | 2CC | 1061300 | 30 |  | 3 | N78 | 4 | 3 | [32 empty] | IIB | DXB-2929-CSG-IXR-E-1
DXB2931 | Site 9477 | DXB | DXB2931 | DXB2931 | DXBL2931 | DXBNR2931 | Locked | On Air | On Air | On Air | 2012 | Permanent | 25.26 | 55.3002 | Huawei | Outdoor | EITC Passive Infrastructure | Micro RT | RT-du Owned |  |  | 3G+4G+5G | BTS3900A | LTE | 2T2R | U2100 (F2) + U900 (F1+F2) | L1800F1 | 2CC | 1031300 | 15 |  | 3 | N78 | 3 | - | [32 empty] | IIB | DXB-2931-CSG-IXR-E-1
DXB2932 | Site 9478 | DXB | DXB2932 | DXB2932 | DXBL2932 | DXBNR2932 | On Air | On Air | On Air | On Air | 2014 | Permanent | 25.0672 | 55.144 | Nokia/Huawei | Outdoor | EITC Passive Infrastructure | Rooftop | RT-du Owned |  |  | 2G+3G+4G+5G | BTS3900A/MultiRadio 2G | LTE-3CC | 2T2R | U2100 (F2) + U900 (F1+F2) | L800+L1800F1+L1800F2 | 2CC | 1039301 | 14 |  | 3 | N78 | 3 | 3 | [32 empty] | IIB | DXB-2932-CSG-IXR-E-1
DXB2934 | Site 9479 | DXB | DXB2934 | DXB2934 | DXBL2934 |  | Locked | On Air | On Air |  | 2011 | Permanent | 25.2606 | 55.3293 | Huawei | Outdoor | EITC Passive Infrastructure | Microsite | RT-du Owned |  |  | 3G+4G | BTS3900A | LTE-3CC | 2T2R | U2100 (F2) + U900 (F1+F2) | L800+L1800F1+L1800F2 | - | 1012900 | 20 |  |  | - | 3 | - | [32 empty] | IIB | DXB-2934-CSG-SAR-X-1
DXB2935 | Site 9480 | DXB | DXB2935 | DXB2935 | DXBL2935 | DXBNR2935 | Locked | On Air | On Air | On Air | 2010 | Permanent | 25.0045 | 55.1034 | Huawei | Outdoor | EITC Passive Infrastructure | Rooftop | RT-du Owned |  |  | 3G+4G+5G | BTS3900 | LTE-4CC | 2T2R | U2100 (F2) + U900 (F1+F2) | L800+L1800F1+L1800F2+L2100 | 2CC | 1059900 | 21 |  | 3 | N78 | 4 | 3 | [32 empty] | IIB | DXB-2935-CSG-SAR-X-1
DXB2936 | Site 9481 | DXB | DXB2936 | DXB2936 | DXBL2936 | DXBNR2936 | On Air | On Air | On Air | On Air | 2011 | Permanent | 24.9383 | 55.0631 | Nokia/Huawei | Outdoor | EITC Passive Infrastructure | Greenfield | Outdoor Green field-du Owned |  |  | 2G+3G+4G+5G | BTS3900/Flexi 2G | LTE-CA | 2T2R | U2100 (F2) + U900 (F1+F2) | L800+L1800F1 | 1CC | 1051600 | 30 |  | 3 | N41 | 3 | 3 | [32 empty] | IIB | DXB-2936-CSG-IXR-E-1
DXB2941 | Site 9482 | DXB | DXB2941 | DXB2941 | DXBL2941 | DXBNR2941 | On Air | On Air | On Air | On Air | 2010 | Permanent | 25.1334 | 55.2346 | Nokia/Huawei | Outdoor | EITC Passive Infrastructure | Rooftop | RT-du Owned |  |  | 2G+3G+4G+5G | BTS3900/Flexi 2G | LTE-4CC | 2T2R | U2100 (F2) + U900 (F1+F2) | L700+L800+L1800F1+L1800F2+L2100 | 2CC | 1036400 | 18 |  | 3 | N78 | 6 | 3 | [32 empty] | IIB | DXB-2941-CSG-SAR-X-1
DXB2942 | Site 9483 | DXB | DXB2942 | DXB2942 | DXBL2942 | DXBNR2942 | On Air | On Air | On Air | On Air | 2011 | Permanent | 25.296 | 55.3619 | Nokia/Huawei | Outdoor | EITC Passive Infrastructure | Microsite | RT-du Owned |  |  | 2G+3G+4G+5G | BTS3900A/Flexi 2G | LTE-4CC | 2T2R | U2100 (F2) + U900 (F1+F2) | L800+L1800F1+L1800F2+L2100 | 2CC | 1023100 | 13 |  | 3 | N78 | 3 | 3 | [32 empty] | IIB | DXB-2942-CSG-SAR-X-1
DXB2944 | Site 9484 | DXB | DXB2944 | DXB2944 | DXBL2944 | DXBNR2944 | On Air | On Air | On Air | On Air | 2010 | Permanent | 25.1612 | 55.4 | Nokia/Huawei | Outdoor | EITC Passive Infrastructure | Rooftop | RT-du Owned |  |  | 2G+3G+4G+5G | BTS3900/Flexi 2G | LTE-4CC | 2T2R | U2100 (F2) + U900 (F1+F2) | L800+L1800F1+L1800F2+L2100 | 2CC | 1062100 | 23 |  | 3 | N78 | 3 | 3 | [32 empty] | IIB | DXB-2944-CSG-SAR-X-1
DXB2964 | Site 9485 | DXB | DXB2964 | DXB2964 | DXBL2964 | DXBNR2964 | On Air | On Air | On Air | On Air | 2010 | Permanent | 25.0981 | 55.172 | Nokia/Huawei | Outdoor | EITC Passive Infrastructure | Rooftop | RT-du Owned |  |  | 2G+3G+4G+5G | BTS3900/Ultra 2G | LTE-3CC | 4T4R | U2100 (F2) + U900 (F1+F2) | L800+L1800F1+L1800F2 | 2CC | 1038300 | 41 |  | 3 | N78 | 3 | 3 | [32 empty] | IIB | DXB-2964-CSG-SAR-X-1
DXB2965 | Site 9486 | DXB | DXB2965 | DXB2965 | DXBL2965 | DXBNR2965 | Locked | On Air | On Air | On Air | 2010 | Permanent | 25.2228 | 55.2711 | Huawei | Outdoor | EITC Passive Infrastructure | Microsite | RT-du Owned |  |  | 3G+4G+5G | BTS3900A | LTE-4CC | 2T2R | U2100 (F2) + U900 (F1+F2) | L800+L1800F1+L1800F2+L2100 | 2CC | 1033400 | 16 |  | 3 | N78 | 3 | 3 | [32 empty] | IIB | DXB-2965-CSG-IXR-E-1
DXB2970 | Site 9487 | DXB | DXB2970 | DXB2970 | DXBL2970 | DXBNR2970 | On Air | On Air | On Air | On Air | 2010 | Permanent | 25.25 | 55.3391 | Nokia/Huawei | Outdoor | EITC Passive Infrastructure | Rooftop | RT-du Owned |  |  | 2G+3G+4G+5G | BTS3900/Ultra 2G | LTE-3CC | 2T2R | U2100 (F2) + U900 (F1+F2) | L800+L1800F1+L1800F2 | 2CC | 1021400 | 26 |  | 3 | N78 | 3 | 3 | [32 empty] | IIB | DXB-2970-CSG-SAR-X-1
DXB2971 | Site 9488 | DXB | DXB2971 | DXB2971 | DXBL2971 | DXBNR2971 | Locked | On Air | On Air | On Air | 2010 | Permanent | 25.2646 | 55.3237 | Huawei | Outdoor | EITC Passive Infrastructure | Rooftop | RT-du Owned |  |  | 3G+4G+5G | BTS3900 | LTE-3CC | 2T2R | U2100 (F2) + U900 (F1+F2) | L800+L1800F1+L1800F2 | 1CC | 1012400 | 33 |  | 3 | N41 | 3 | 3 | [32 empty] | MW | 0
DXB2974 | Site 9489 | DXB | DXB2974 | DXB2974 | DXBL2974 | DXBNR2974 | On Air | On Air | On Air | On Air | 2009 | Permanent | 25.2398 | 55.2779 | Nokia/Huawei | Outdoor | EITC Passive Infrastructure | Microsite | RT-du Owned |  |  | 2G+3G+4G+5G | BTS3900A/Flexi 2G | LTE | 2T2R | U2100 (F2) + U900 (F1+F2) | L1800F1 | 2CC | 1032200 | 18 |  | 3 | N78 | 3 | 3 | [32 empty] | IIB | DXB-2974-CSG-IXR-E-1
DXB2975 | Site 9490 | DXB | DXB2975 | DXB2975 | DXBL2975 | DXBNR2975 | On Air | On Air | On Air | On Air | 2011 | Permanent | 25.2691 | 55.3553 | Nokia/Huawei | Outdoor | EITC Passive Infrastructure | Rooftop | RT-du Owned |  |  | 2G+3G+4G+5G | BTS3900/Flexi 2G | LTE-3CC | 2T2R | U2100 (F2) + U900 (F1+F2) | L800+L1800F1+L1800F2 | 2CC | 1022600 | 16 |  | 3 | N78 | 3 | 3 | [32 empty] | IIB | DXB-2975-CSG-SAR-X-1
DXB2976 | Site 9491 | DXB | DXB2976 | DXB2976 | DXBL2976 | DXBNR2976 | Locked | On Air | On Air | On Air | 2010 | Permanent | 25.2579 | 55.2937 | Huawei | Outdoor | EITC Passive Infrastructure | Microsite | RT-du Owned |  |  | 3G+4G+5G | BTS3900A | LTE-3CC | 2T2R | U2100 (F2) + U900 (F1+F2) | L800+L1800F1+L1800F2 | 2CC | 1031600 | 36 |  | 3 | N78 | 3 | 3 | [32 empty] | MW | 0
DXB2977 | Site 9492 | DXB | DXB2977 | DXB2977 | DXBL2977 | DXBNR2977 | Locked | On Air | On Air | On Air | 2011 | Permanent | 25.2571 | 55.2879 | Huawei | Outdoor | EITC Passive Infrastructure | Rooftop | RT-du Owned |  |  | 3G+4G+5G | BTS3900 | LTE-3CC | 2T2R | U2100 (F2) + U900 (F1+F2) | L800+L1800F1+L1800F2 | 2CC | 1031600 | 22 |  | 3 | N78 | 3 | 3 | [32 empty] | MW | 0
DXB2978 | Site 9493 | DXB | DXB2978 | DXB2978 | DXBL2978 | DXBNR2978 | On Air | On Air | On Air | On Air | 2009 | Permanent | 25.238 | 55.282 | Nokia/Huawei | Outdoor | EITC Passive Infrastructure | Microsite | RT-du Owned |  |  | 2G+3G+4G+5G | BTS3900A/Flexi 2G | LTE-CA | 2T2R | U2100 (F2) + U900 (F1+F2) | L800+L1800F1 | 2CC | 1032300 | 19 |  | 3 | N78 | 3 | 3 | [32 empty] | MW | 0
DXB2981 | Site 9494 | DXB | DXB2981 | DXB2981 | DXBL2981 | DXBNR2981 | On Air | On Air | On Air | On Air | 2010 | Permanent | 25.2758 | 55.3315 | Nokia/Huawei | Outdoor | EITC Passive Infrastructure | Rooftop | RT-du Owned |  |  | 2G+3G+4G+5G | BTS3900/Flexi 2G | LTE-4CC | 4T4R | U2100 (F2) + U900 (F1+F2) | L800+L1800F1+L1800F2+L2100 | 1CC | 1012700 | 17 |  | 3 | N41 | 3 | 3 | [32 empty] | IIB | DXB-2981-CSG-SAR-X-1
DXB2982 | Site 9495 | DXB | DXB2982 | DXB2982 | DXBL2982 | DXBNR2982 | Locked | On Air | On Air | On Air | 2014 | Permanent | 25.2792 | 55.3194 | Huawei | Outdoor | EITC Passive Infrastructure | Greenfield | Outdoor Green field-du Owned |  |  | 3G+4G+5G | BTS3900A | LTE-4CC | 4T4R | U2100 (F2) + U900 (F1+F2) | L800+L1800F1+L1800F2+L2100 | 2CC | 1012200 | 30 |  | 3 | N78 | 4 | 3 | [32 empty] | IIB | DXB-2982-CSG-IXR-E-1
DXB2983 | Site 9496 | DXB | DXB2983 | DXB2983 | DXBL2983 | DXBNR2983 | Locked | On Air | On Air | On Air | 2011 | Permanent | 25.2428 | 55.3996 | Huawei | Outdoor | EITC Passive Infrastructure | Greenfield | Outdoor Green field-du Owned |  |  | 3G+4G+5G | BTS3900 | LTE-4CC | 2T2R | U2100 (F2) + U900 (F1+F2) | L800+L1800F1+L1800F2+L2100 | 2CC | 1022800 | 30 |  | 3 | N78 | 3 | 3 | [32 empty] | IIB | DXB-2983-CSG-SAR-X-1
DXB2984 | Site 9497 | DXB | DXB2984 | DXB2984 | DXBL2984 | DXBNR2984 | On Air | On Air | On Air | On Air | 2011 | Permanent | 25.2549 | 55.3918 | Nokia/Huawei | Outdoor | Site Sharing | Site Share | Outdoor Site Sharing-Etisalat Owned |  |  | 2G+3G+4G+5G | BTS3900/Flexi 2G | LTE-3CC | 2T2R | U2100 (F2) + U900 (F1+F2) | L800+L1800F1+L1800F2 | 2CC | 1022800 | 25 |  | 3 | N78 | 3 | 3 | [32 empty] | IIB | DXB-2984-CSG-SAR-X-1
DXB2985 | Site 9498 | DXB | DXB2985 | DXB2985 | DXBL2985 | DXBNR2985 | On Air | On Air | On Air | On Air | 2011 | Permanent | 25.1968 | 55.3833 | Nokia/Huawei | Outdoor | Site Sharing | Site Share | Outdoor Site Sharing-Etisalat Owned |  |  | 2G+3G+4G+5G | BTS3900/Flexi 2G | LTE-3CC | 2T2R | U2100 (F2) + U900 (F1+F2) | L800+L1800F1+L1800F2 | 2CC | 1041600 | 30 |  | 3 | N78 | 4 | 3 | Y | [31 empty] | IIB | DXB-2985-CSG-SAR-X-1
DXB2988 | Site 9499 | DXB | DXB2988 | DXB2988 | DXBL2988 | DXBNR2988 | On Air | On Air | On Air | On Air | 2010 | Permanent | 25.2773 | 55.4126 | Nokia/Huawei | Outdoor | EITC Passive Infrastructure | Rooftop | RT-du Owned |  |  | 2G+3G+4G+5G | BTS3900/Flexi 2G | LTE-4CC | 4T4R | U2100 (F2) + U900 (F1+F2) | L700+L800+L1800F1+L1800F2+L2100 | 2CC | 1024500 | 23 |  | 3 | N78 | 4 | 3 | [32 empty] | IIB | DXB-2988-CSG-ASR920-LD-1
DXB2994 | Site 9500 | DXB | DXB2994 | DXB2994 | DXBL2994 | DXBNR2994 | On Air | On Air | On Air | On Air | 2012 | Permanent | 25.0928 | 55.2351 | Nokia/Huawei | Outdoor | Site Sharing | Site Share | Outdoor Site Sharing-Etisalat Owned |  |  | 2G+3G+4G+5G | BTS3900A/Flexi 2G | LTE-3CC | 2T2R | U2100 (F2) + U900 (F1+F2) | L800+L1800F1+L1800F2 | 2CC | 1067100 | 30 |  | 3 | N78 | 3 | 3 | [32 empty] | IIB | DXB-2994-CSG-SAR-X-1
DXB2997 | Site 9501 | DXB | DXB2997 | DXB2997 | DXBL2997 | DXBNR2997 | On Air | On Air | On Air | On Air | 2014 | Permanent | 25.0011 | 55.1341 | Nokia/Huawei | Outdoor | EITC Passive Infrastructure | RDU | Outdoor Green field-du Owned |  |  | 2G+3G+4G+5G | BTS3900A/MultiRadio 2G | LTE-4CC | 2T2R | U2100 (F2) + U900 (F1+F2) | L800+L1800F1+L1800F2+L2100 | 2CC | 1059900 | 30 |  | 3 | N78 | 3 | 3 | [32 empty] | IIB | DXB-2997-CSG-IXR-E-1
DXB2999 | Site 9502 | DXB | DXB2999 | DXB2999 | DXBL2999 | DXBNR2999 | On Air | On Air | On Air | On Air | 2010 | Permanent | 25.0762 | 55.3524 | Nokia/Huawei | Outdoor | EITC Passive Infrastructure | Greenfield | Outdoor Green field-du Owned |  |  | 2G+3G+4G+5G | BTS3900/Flexi 2G | LTE-3CC | 2T2R | U2100 (F2) + U900 (F1+F2) | L800+L1800F1+L1800F2 | 1CC | 1064800 | 30 |  | 3 | N41 | 3 | 3 | [32 empty] | IIB | DXB-2999-CSG-SAR-X-1
DXB3043 | Site 9503 | DXB | DXB3043 | DXB3043 | DXBL3043 | DXBNR3043 | On Air | On Air | On Air | On Air | 2013 | Permanent | 25.197 | 55.2697 | Nokia/Huawei | Outdoor | EITC Passive Infrastructure | Rooftop | RT-du Owned |  |  | 2G+3G+4G+5G | BTS3900A/Flexi 2G | LTE-4CC | 4T4R | U2100 (F2) + U900 (F1+F2) | L800+L1800F1+L1800F2+L2100 | 2CC | 1034500 | 18 |  | 2 | N78 | 6 | 2 | [32 empty] | IIB | DXB-3043-CSG-SAR-X-1
DXB3063 | Site 9504 | DXB | DXB3063 | DXB3063 | DXBL3063 | DXBNR3063 | Locked | On Air | On Air | On Air | 2016 | Permanent | 25.0041 | 55.1636 | Huawei | Outdoor | Site Sharing | Site Share - Palm Tree | Outdoor Site Sharing-Etisalat Owned |  |  | 3G+4G+5G | BTS3900 | LTE | 2T2R | U2100 (F2) + U900 (F1+F2) | L1800F1 | 2CC | 1059802 | 30 |  | 3 | N78 | 3 | 3 | [32 empty] | MW | 0
DXB3100 | Site 9505 | DXB | DXB3100 | DXB3100 | DXBL3100 | DXBNR3100 | On Air | On Air | On Air | On Air | 2014 | Permanent | 25.2242 | 55.3824 | Nokia/Huawei | Outdoor | EITC Passive Infrastructure | Greenfield | Outdoor Green field-du Owned |  |  | 2G+3G+4G+5G | BTS3900A/MultiRadio 2G | LTE-4CC | 2T2R | U2100 (F2) + U900 (F1+F2) | L800+L1800F1+L1800F2+L2100 | 2CC | 1021600 | 30 |  | 3 | N78 | 3 | 3 | [32 empty] | IIB | DXB-3100-CSG-SAR-X-1
DXB3120 | Site 9506 | DXB | DXB3120 | DXB3120 | DXBL3120 | DXBNR3120 | Locked | On Air | On Air | On Air | 2009 | Permanent | 25.2457 | 55.2729 | Huawei | Outdoor | EITC Passive Infrastructure | Rooftop | RT-du Owned |  |  | 3G+4G+5G | BTS3900 | LTE-3CC | 2T2R | U2100 (F2) + U900 (F1+F2) | L800+L1800F1+L1800F2 | 2CC | 1032100 | 18 |  | 3 | N78 | 4 | 3 | [32 empty] | MW | 0
DXB3121 | Site 9507 | DXB | DXB3121 | DXB3121 | DXBL3121 | DXBNR3121 | On Air | On Air | On Air | On Air | 2009 | Permanent | 25.222 | 55.3782 | Nokia/Huawei | Outdoor | EITC Passive Infrastructure | Greenfield | Outdoor Green field-du Owned |  |  | 2G+3G+4G+5G | BTS3900/Flexi 2G | LTE-4CC | 2T2R | U2100 (F2) + U900 (F1+F2) | L800+L1800F1+L1800F2+L2100 | 2CC | 1021600 | 26.5 |  | 3 | N78 | 3 | 3 | [32 empty] | IIB | DXB-3121-PREAGG-SR7-1
DXB3122 | Site 9508 | DXB | DXB3122 | DXB3122 | DXBL3122 | DXBNR3122 | Locked | On Air | On Air | On Air | 2009 | Permanent | 25.2525 | 55.2784 | Huawei | Outdoor | EITC Passive Infrastructure | Greenfield | Outdoor Green field-du Owned |  |  | 3G+4G+5G | BTS3900 | LTE-4CC | 2T2R | U2100 (F2) + U900 (F1+F2) | L800+L1800F1+L1800F2+L2100 | 2CC | 1032100 | 20 |  | 3 | N78 | 3 | 3 | [32 empty] | IIB | DXB-3122-PREAGG-SR7-1
DXB3123 | Site 9509 | DXB | DXB3123 | DXB3123 | DXBL3123 | DXBNR3123 | On Air | On Air | On Air | On Air | 2009 | Permanent | 25.2739 | 55.2933 | Nokia/Huawei | Outdoor | EITC Passive Infrastructure | Greenfield | Outdoor Green field-du Owned |  |  | 2G+3G+4G+5G | BTS3900/Ultra 2G | LTE-3CC | 2T2R | U2100 (F2) + U900 (F1+F2) | L800+L1800F1+L1800F2 | 2CC | 1032100 | 30 |  | 3 | N78 | 3 | 3 | [32 empty] | OSN/IIB | DXB-3123-CSG-IXR-E-1
DXB3124 | Site 9510 | DXB | DXB3124 | DXB3124 | DXBL3124 | DXBNR3124 | On Air | On Air | On Air | On Air | 2011 | Permanent | 25.2624 | 55.2876 | Nokia/Huawei | Outdoor | EITC Passive Infrastructure | Rooftop | RT-du Owned |  |  | 2G+3G+4G+5G | BTS3900/Flexi 2G | LTE-4CC | 4T4R | U2100 (F2) + U900 (F1+F2) | L800+L1800F1+L1800F2+L2100 | 2CC | 1031200 | 30 |  | 3 | N78 | 3 | 3 | [32 empty] | IIB | DXB-3124-CSG-SAR-X-1
DXB3125 | Site 9511 | DXB | DXB3125 | DXB3125 | DXBL3125 | DXBNR3125 | On Air | On Air | On Air | On Air | 2009 | Permanent | 25.1071 | 55.1977 | Nokia/Huawei | Outdoor | EITC Passive Infrastructure | Greenfield | Outdoor Green field-du Owned |  |  | 2G+3G+4G+5G | BTS3900/Ultra 2G | LTE-4CC | 2T2R | U2100 (F2) + U900 (F1+F2) | L800+L1800F1+L1800F2+L2100 | 2CC | 1037300 | 20 |  | 3 | N78 | 3 | 3 | [32 empty] | IIB | DXB-3125-CSG-SAR-X-1
DXB3126 | Site 9512 | DXB | DXB3126 | DXB3126 | DXBL3126 | DXBNR3126 | Locked | On Air | On Air | On Air | 2009 | Permanent | 25.0882 | 55.1974 | Huawei | Outdoor | EITC Passive Infrastructure | Greenfield | Outdoor Green field-du Owned |  |  | 3G+4G+5G | BTS3900 | LTE-4CC | 2T2R | U2100 (F2) + U900 (F1+F2) | L700+L800+L1800F1+L1800F2+L2100 | 2CC | 1037500 | 30 |  | 3 | N78 | 4 | 3 | Y | [31 empty] | IIB | DXB-3126-CSG-ASR920-LD-1
DXB3127 | Site 9513 | DXB | DXB3127 | DXB3127 | DXBL3127 | DXBNR3127 | On Air | On Air | On Air | On Air | 2009 | Permanent | 25.092 | 55.2159 | Nokia/Huawei | Outdoor | EITC Passive Infrastructure | Greenfield | Outdoor Green field-du Owned |  |  | 2G+3G+4G+5G | BTS3900/Flexi 2G | LTE-4CC | 2T2R | U2100 (F2) + U900 (F1+F2) | L800+L1800F1+L1800F2+L2100 | 2CC | 1037600 | 30 |  | 3 | N78 | 3 | 3 | [32 empty] | IIB | DXB-3127-CSG-SAR-X-1
DXB3129 | Site 9514 | DXB | DXB3129 | DXB3129 | DXBL3129 | DXBNR3129 | On Air | On Air | On Air | On Air | 2009 | Permanent | 25.1059 | 55.2311 | Nokia/Huawei | Outdoor | EITC Passive Infrastructure | Greenfield | Outdoor Green field-du Owned |  |  | 2G+3G+4G+5G | BTS3900/Ultra 2G | LTE-4CC | 4T4R | U2100 (F2) + U900 (F1+F2) | L800+L1800F1+L1800F2+L2100 | 2CC | 1036900 | 28 |  | 3 | N78 | 4 | 3 | [32 empty] | IIB | DXB-3129-SCSG-SR7B-1
DXB3130 | Site 9515 | DXB | DXB3130 | DXB3130 | DXBL3130 | DXBNR3130 | On Air | On Air | On Air | On Air | 2009 | Permanent | 25.1069 | 55.2119 | Nokia/Huawei | Outdoor | EITC Passive Infrastructure | Greenfield | Outdoor Green field-du Owned |  |  | 2G+3G+4G+5G | BTS3900/Flexi 2G | LTE-3CC | 2T2R | U2100 (F2) + U900 (F1+F2) | L800+L1800F1+L1800F2 | 2CC | 1037600 | 27 |  | 3 | N78 | 6 | 3 | [32 empty] | OSN/IIB | DXB-3130-CSG-SAR-X-1
DXB3131 | Site 9516 | DXB | DXB3131 | DXB3131 | DXBL3131 | DXBNR3131 | On Air | On Air | On Air | On Air | 2009 | Permanent | 25.0932 | 55.1965 | Nokia/Huawei | Outdoor | EITC Passive Infrastructure | Greenfield | Outdoor Green field-du Owned |  |  | 2G+3G+4G+5G | BTS3900/Flexi 2G | LTE-3CC | 2T2R | U2100 (F2) + U900 (F1+F2) | L800+L1800F1+L1800F2 | 2CC | 1037500 | 27 |  | 3 | N78 | 4 | 3 | [32 empty] | IIB | DXB-3131-PREAGG-SR7-1
DXB3132 | Site 9517 | DXB | DXB3132 | DXB3132 | DXBL3132 | DXBNR3132 | Locked | On Air | On Air | On Air | 2009 | Permanent | 25.0831 | 55.1863 | Huawei | Outdoor | Site Sharing | Site Share | Outdoor Site Sharing-Etisalat Owned |  |  | 3G+4G+5G | BTS3900 | LTE-CA | 2T2R | U2100 (F2) + U900 (F1+F2) | L800+L1800F1 | 2CC | 1038400 | 35 |  | 3 | N78 | 3 | 3 | [32 empty] | IIB | DXB-3132-CSG-IXR-E-1
DXB3133 | Site 9518 | DXB | DXB3133 | DXB3133 | DXBL3133 | DXBNR3133 | On Air | On Air | On Air | On Air | 2009 | Permanent | 25.1192 | 55.2051 | Nokia/Huawei | Outdoor | EITC Passive Infrastructure | Greenfield | Outdoor Green field-du Owned |  |  | 2G+3G+4G+5G | BTS3900/Ultra 2G | LTE-4CC | 2T2R | U2100 (F2) + U900 (F1+F2) | L800+L1800F1+L1800F2+L2100 | 2CC | 1037300 | 27 |  | 3 | N78 | 3 | 3 | [32 empty] | OSN/IIB | DXB-3133-CSG-IXR-E-1
DXB3135 | Site 9519 | DXB | DXB3135 | DXB3135 | DXBL3135 | DXBNR3135 | On Air | On Air | On Air | On Air | 2009 | Permanent | 25.1002 | 55.1763 | Nokia/Huawei | Outdoor | EITC Passive Infrastructure | Rooftop | RT-du Owned |  |  | 2G+3G+4G+5G | BTS3900/Flexi 2G | LTE-4CC | 2T2R | U2100 (F2) + U900 (F1+F2) | L800+L1800F1+L1800F2+L2100 | 2CC | 1038300 | 52 |  | 3 | N78 | 3 | 3 | [32 empty] | IIB | DXB-3135-CSG-IXR-E-1
DXB3137 | Site 9520 | DXB | DXB3137 | DXB3137 | DXBL3137 | DXBNR3137 | On Air | On Air | On Air | On Air | 2009 | Permanent | 25.1076 | 55.1856 | Nokia/Huawei | Outdoor | EITC Passive Infrastructure | Greenfield | Outdoor Green field-du Owned |  |  | 2G+3G+4G+5G | BTS3900/Flexi 2G | LTE-4CC | 4T4R | U2100 (F2) + U900 (F1+F2) | L800+L1800F1+L1800F2+L2100 | 2CC | 1037300 | 25 |  | 3 | N78 | 4 | 3 | [32 empty] | IIB | DXB-3137-CSG-SAR-X-1
DXB3140 | Site 9521 | DXB | DXB3140 | DXB3140 | DXBL3140 | DXBNR3140 | On Air | On Air | On Air | On Air | 2009 | Permanent | 25.0261 | 55.1645 | Nokia/Huawei | Outdoor | Site Sharing | Site Share | Outdoor Site Sharing-Etisalat Owned |  |  | 2G+3G+4G+5G | BTS3900/Flexi 2G | LTE-4CC | 2T2R | U2100 (F2) + U900 (F1+F2) | L800+L1800F1+L1800F2+L2100 | 2CC | 1059101 | 30 |  | 3 | N78 | 3 | 3 | [32 empty] | IIB | DXB-3140-CSG-IXR-E-1
DXB3142 | Site 9522 | DXB | DXB3142 | DXB3142 | DXBL3142 | DXBNR3142 | On Air | On Air | On Air | On Air | 2014 | Permanent | 24.9997 | 55.1687 | Nokia/Huawei | Outdoor | EITC Passive Infrastructure | Rooftop | RT-du Owned |  |  | 2G+3G+4G+5G | BTS3900A/MultiRadio 2G | LTE-3CC | 2T2R | U2100 (F2) + U900 (F1+F2) | L800+L1800F1+L1800F2 | 2CC | 1059802 | 33 |  | 3 | N78 | 4 | 3 | [32 empty] | MW | 0
DXB3143 | Site 9523 | DXB | DXB3143 | DXB3143 | DXBL3143 | DXBNR3143 | On Air | On Air | On Air | On Air | 2011 | Permanent | 25.0273 | 55.1005 | Nokia/Huawei | Outdoor | EITC Passive Infrastructure | RDU | Outdoor Green field-du Owned |  |  | 2G+3G+4G+5G | BTS3900/Flexi 2G | LTE-3CC | 2T2R | U2100 (F2) + U900 (F1+F2) | L800+L1800F1+L1800F2 | 1CC | 1059300 | 30 |  | 3 | N41 | 3 | 3 | [32 empty] | IIB | DXB-3143-CSG-ASR920-LD-1
DXB3145 | Site 9524 | DXB | DXB3145 | DXB3145 | DXBL3145 | DXBNR3145 | On Air | On Air | On Air | On Air | 2009 | Permanent | 25.2386 | 55.3077 | Nokia/Huawei | Outdoor | EITC Passive Infrastructure | Rooftop | RT-du Owned |  |  | 2G+3G+4G+5G | BTS3900/Flexi 2G | LTE-CA | 2T2R | U2100 (F2) + U900 (F1+F2) | L1800F1+L1800F2 | 1CC | 1031900 | 29 |  | 2 | N41 | 3 | 2 | [32 empty] | IIB | DXB-3145-PREAGG-SR7-1
DXB3146 | Site 9525 | DXB | DXB3146 | DXB3146 | DXBL3146 | DXBNR3146 | Locked | On Air | On Air | On Air | 2009 | Permanent | 25.014 | 55.1551 | Huawei | Outdoor | EITC Passive Infrastructure | Greenfield | Outdoor Green field-du Owned |  |  | 3G+4G+5G | BTS3900 | LTE-4CC | 2T2R | U2100 (F2) + U900 (F1+F2) | L800+L1800F1+L1800F2+L2100 | 2CC | 1059900 | 27 |  | 3 | N78 | 3 | 3 | [32 empty] | OSN | OptiX OSN 1500
DXB3147 | Site 9526 | DXB | DXB3147 | DXB3147 | DXBL3147 | DXBNR3147 | On Air | On Air | On Air | On Air | 2009 | Permanent | 24.9799 | 55.1369 | Nokia/Huawei | Outdoor | EITC Passive Infrastructure | Greenfield | Outdoor Green field-du Owned |  |  | 2G+3G+4G+5G | BTS3900/Ultra 2G | LTE-4CC | 4T4R | U2100 (F2) + U900 (F1+F2) | L800+L1800F1+L1800F2+L2100 | 2CC | 1059900 | 25 |  | 3 | N78 | 3 | 3 | [32 empty] | IIB | DXB-3147-CSG-SAR-8-1
DXB3148 | Site 9527 | DXB | DXB3148 | DXB3148 | DXBL3148 | DXBNR3148 | On Air | On Air | On Air | On Air | 2009 | Permanent | 25.0028 | 55.1482 | Nokia/Huawei | Outdoor | EITC Passive Infrastructure | Greenfield | Outdoor Green field-du Owned |  |  | 2G+3G+4G+5G | BTS3900/Ultra 2G | LTE-4CC | 2T2R | U2100 (F2) + U900 (F1+F2) | L800+L1800F1+L1800F2+L2100 | 2CC | 1059900 | 28 |  | 3 | N78 | 3 | 3 | [32 empty] | OSN/IIB | DXB-3148-SCSG-IXR-R6D-1
DXB3150 | Site 9528 | DXB | DXB2150 | DXB2150 | DXBL3150 | DXBNR3150 | On Air | On Air | On Air | On Air | 2009 | Permanent | 25.2463 | 55.3499 | Nokia/Huawei | Outdoor | EITC Passive Infrastructure | Microsite | RT-du Owned |  |  | 2G+3G+4G+5G | BTS3900/Flexi 2G | LTE-3CC | 2T2R | U2100 (F2) + U900 (F1+F2) | L800+L1800F1+L1800F2 | 2CC | 1021400 | 21 |  | 3 | N78 | 3 | 3 | [32 empty] | IIB | DXB-3150-CSG-SAR-X-1
DXB3151 | Site 9529 | DXB | DXB3151 | DXB3151 | DXBL3151 | DXBNR3151 | On Air | On Air | On Air | On Air | 2009 | Permanent | 25.2444 | 55.2858 | Nokia/Huawei | Outdoor | EITC Passive Infrastructure | Greenfield | Outdoor Green field-du Owned |  |  | 2G+3G+4G+5G | BTS3900/Flexi 2G | LTE-3CC | 2T2R | U2100 (F2) + U900 (F1+F2) | L800+L1800F1+L1800F2 | 2CC | 1032300 | 27 |  | 3 | N78 | 3 | 3 | [32 empty] | IIB | DXB-3151-CSG-ASR920-LD-1
DXB3152 | Site 9530 | DXB | DXB3152 | DXB3152 | DXBL3152 | DXBNR3152 | On Air | On Air | On Air | On Air | 2009 | Permanent | 25.2254 | 55.3404 | Nokia/Huawei | Outdoor | EITC Passive Infrastructure | Greenfield | Outdoor Green field-du Owned |  |  | 2G+3G+4G+5G | BTS3900/Flexi 2G | LTE-4CC | 4T4R | U2100 (F2) + U900 (F1+F2) | L800+L1800F1+L1800F2+L2100 | 2CC | 1032600 | 25 |  | 3 | N78 | 3 | 3 | [32 empty] | OSN/IIB | DXB-3152-CSG-IXR-E-1
DXB3153 | Site 9531 | DXB | DXB3153 | DXB3153 | DXBL3153 | DXBNR3153 | Locked | On Air | On Air | On Air | 2012 | Permanent | 25.2501 | 55.3202 | Huawei | Outdoor | EITC Passive Infrastructure | RDU | Outdoor Green field-du Owned |  |  | 3G+4G+5G | BTS3900 | LTE-4CC | 2T2R | U2100 (F2) + U900 (F1+F2) | L800+L1800F1+L1800F2+L2100 | 2CC | 1031500 | 30 |  | 3 | N78 | 3 | 3 | [32 empty] | IIB | DXB-3153-CSG-SAR-X-1
DXB3154 | Site 9532 | DXB | DXB3154 | DXB3154 | DXBL3154 | DXBNR3154 | On Air | On Air | On Air | On Air | 2009 | Permanent | 25.2558 | 55.3261 | Nokia/Huawei | Outdoor | EITC Passive Infrastructure | Rooftop | RT-du Owned |  |  | 2G+3G+4G+5G | BTS3900/Flexi 2G | LTE-3CC | 2T2R | U2100 (F2) + U900 (F1+F2) | L800+L1800F1+L1800F2 | 2CC | 1012900 | 54 |  | 3 | N78 | 3 | 3 | [32 empty] | OSN/IIB | DXB-3154-CSG-IXR-E-1
DXB3155 | Site 9533 | DXB | DXB3155 | DXB3155 | DXBL3155 | DXBNR3155 | On Air | On Air | On Air | On Air | 2009 | Permanent | 25.1627 | 55.2717 | Nokia/Huawei | Outdoor | EITC Passive Infrastructure | Greenfield | Outdoor Green field-du Owned |  |  | 2G+3G+4G+5G | BTS3900/Flexi 2G | LTE-3CC | 2T2R | U2100 (F2) + U900 (F1+F2) | L800+L1800F1+L1800F2 | 2CC | 1035500 | 30 |  | 3 | N78 | 4 | 3 | Y | [31 empty] | IIB | DXB-3155-PREAGG-SR7-1
DXB3156 | Site 9534 | DXB |  | DXB3156 | DXBL3156 | DXBNR3156 |  | On Air | On Air | On Air | 2009 | Permanent | 25.0932 | 55.1521 | Huawei | Outdoor | EITC Passive Infrastructure | Rooftop | RT-du Owned |  |  | 3G+4G+5G | BTS3900A | LTE-4CC | 4T4R | U2100 (F2) + U900 (F1+F2) | L800+L1800F1+L1800F2+L2100 | 2CC | 1038200 | 27 |  | 3 | N78 | 3 | 3 | [32 empty] | IIB | DXB-3156-CSG-IXR-E-1
DXB3157 | Site 9535 | DXB | DXB2157 | DXB2157 | DXBL3157 | DXBNR3157 | On Air | On Air | On Air | On Air | 2009 | Permanent | 25.1038 | 55.394 | Nokia/Huawei | Outdoor | EITC Passive Infrastructure | Greenfield | Outdoor Green field-du Owned |  |  | 2G+3G+4G+5G | BTS3900/Ultra 2G | LTE-CA | 2T2R | U2100 (F2) + U900 (F1+F2) | L1800F1+L1800F2 | 1CC | 1081300 | 30 |  | 3 | N41 | 3 | 3 | [32 empty] | OSN/IIB | DXB-3157-CSG-IXR-E-1
DXB3158 | Site 9536 | DXB | DXB3158 | DXB3158 | DXBL3158 | DXBNR3158 | On Air | On Air | On Air | On Air | 2009 | Permanent | 25.2228 | 55.3134 | Nokia/Huawei | Outdoor | EITC Passive Infrastructure | Greenfield | Outdoor Green field-du Owned |  |  | 2G+3G+4G+5G | BTS3900/Ultra 2G | LTE-4CC | 2T2R | U2100 (F2) + U900 (F1+F2) | L800+L1800F1+L1800F2+L2100 | 2CC | 1032500 | 27 |  | 3 | N78 | 3 | 3 | [32 empty] | OSN/IIB | DXB-3158-CSG-IXR-E-1
DXB3159 | Site 9537 | DXB | DXB3159 | DXB3159 | DXBL3159 | DXBNR3159 | On Air | On Air | On Air | On Air | 2009 | Permanent | 25.1647 | 55.2551 | Nokia/Huawei | Outdoor | EITC Passive Infrastructure | Greenfield | Outdoor Green field-du Owned |  |  | 2G+3G+4G+5G | BTS3900/Flexi 2G | LTE-4CC | 2T2R | U2100 (F2) + U900 (F1+F2) | L800+L1800F1+L1800F2+L2100 | 2CC | 1035400 | 27 |  | 3 | N78 | 3 | 3 | [32 empty] | IIB | DXB-3159-SCSG-SR7B-1
DXB3160 | Site 9538 | DXB | DXB3160 | DXB3160 | DXBL3160 | DXBNR3160 | Locked | On Air | On Air | On Air | 2009 | Permanent | 25.2696 | 55.3678 | Huawei | Outdoor | EITC Passive Infrastructure | Greenfield | Outdoor Green field-du Owned |  |  | 3G+4G+5G | BTS3900 | LTE-4CC | 2T2R | U2100 (F2) + U900 (F1+F2) | L800+L1800F1+L1800F2+L2100 | 2CC | 1022600 | 20 |  | 3 | N78 | 3 | 3 | [32 empty] | IIB | DXB-3160-PREAGG-SR7-1
DXB3161 | Site 9539 | DXB | DXB3161 | DXB3161 | DXBL3161 | DXBNR3161 | On Air | On Air | On Air | On Air | 2009 | Permanent | 25.2218 | 55.3267 | Nokia/Huawei | Outdoor | EITC Passive Infrastructure | Greenfield | Outdoor Green field-du Owned |  |  | 2G+3G+4G+5G | BTS3900/Flexi 2G | LTE-3CC | 2T2R | U2100 (F2) + U900 (F1+F2) | L800+L1800F1+L1800F2 | 2CC | 1032600 | 25 |  | 3 | N78 | 3 | 3 | [32 empty] | IIB | DXB-3161-IBS-SAR-M-1
DXB3162 | Site 9540 | DXB | DXB3162 | DXB3162 | DXBL3162 | DXBNR3162 | On Air | On Air | On Air | On Air | 2009 | Permanent | 25.2305 | 55.3876 | Nokia/Huawei | Outdoor | EITC Passive Infrastructure | Greenfield | Outdoor Green field-du Owned |  |  | 2G+3G+4G+5G | BTS3900/Ultra 2G | LTE-4CC | 2T2R | U2100 (F2) + U900 (F1+F2) | L800+L1800F1+L1800F2+L2100 | 2CC | 1021600 | 20 |  | 3 | N78 | 3 | 3 | [32 empty] | IIB | DXB-3162-CSG-SAR-X-1
DXB3163 | Site 9541 | DXB | DXB3163 | DXB3163 | DXBL3163 | DXBNR3163 | On Air | On Air | On Air | On Air | 2009 | Permanent | 25.2226 | 55.3927 | Nokia/Huawei | Outdoor | EITC Passive Infrastructure | Greenfield | Outdoor Green field-du Owned |  |  | 2G+3G+4G+5G | BTS3900/Flexi 2G | LTE-3CC | 2T2R | U2100 (F2) + U900 (F1+F2) | L800+L1800F1+L1800F2 | 2CC | 1021600 | 30 |  | 3 | N78 | 4 | 3 | [32 empty] | IIB | DXB-3163-CSG-SAR-X-1
DXB3164 | Site 9542 | DXB | DXB3164 | DXB3164 | DXBL3164 | DXBNR3164 | Locked | On Air | On Air | On Air | 2009 | Permanent | 25.2617 | 55.3799 | Huawei | Outdoor | EITC Passive Infrastructure | Greenfield | Outdoor Green field-du Owned |  |  | 3G+4G+5G | BTS3900 | LTE-CA | 2T2R | U2100 (F2) + U900 (F1+F2) | L1800F1+L1800F2 | 2CC | 1022700 | 20 |  | 3 | N78 | 3 | 3 | [32 empty] | IIB | DXB-3164-PREAGG-SR7-1
DXB3165 | Site 9543 | DXB | DXB3165 | DXB3165 | DXBL3165 | DXBNR3165 | On Air | On Air | On Air | On Air | 2009 | Permanent | 25.2746 | 55.3361 | Nokia/Huawei | Outdoor | EITC Passive Infrastructure | Greenfield | Outdoor Green field-du Owned |  |  | 2G+3G+4G+5G | BTS3900/Ultra 2G | LTE-4CC | 2T2R | U2100 (F2) + U900 (F1+F2) | L800+L1800F1+L1800F2+L2100 | 1CC | 1012700 | 27 |  | 3 | N41 | 4 | 3 | [32 empty] | IIB | DXB-3165-PREAGG-SR7-1
DXB3166 | Site 9544 | DXB | DXB3166 | DXB3166 | DXBL3166 | DXBNR3166 | On Air | On Air | On Air | On Air | 2009 | Permanent | 25.2623 | 55.3016 | Nokia/Huawei | Outdoor | EITC Passive Infrastructure | Rooftop | RT-du Owned |  |  | 2G+3G+4G+5G | BTS3900/Ultra 2G | LTE-4CC | 4T4R | U2100 (F2) + U900 (F1+F2) | L800+L1800F1+L1800F2+L2100 | 2CC | 1031300 | 32 |  | 3 | N78 | 3 | 3 | [32 empty] | OSN/IIB | DXB-3166-CSG-IXR-E-1
DXB3167 | Site 9545 | DXB | DXB3167 | DXB3167 | DXBL3167 | DXBNR3167 | On Air | On Air | On Air | On Air | 2009 | Permanent | 25.1694 | 55.2627 | Nokia/Huawei | Outdoor | EITC Passive Infrastructure | Greenfield | Outdoor Green field-du Owned |  |  | 2G+3G+4G+5G | BTS3900/Ultra 2G | LTE-3CC | 2T2R | U2100 (F2) + U900 (F1+F2) | L800+L1800F1+L1800F2 | 2CC | 1035400 | 27 |  | 3 | N78 | 4 | 3 | Y | [31 empty] | OSN/IIB | DXB-3167-CSG-IXR-E-1
DXB3168 | Site 9546 | DXB | DXB3168 | DXB3168 | DXBL3168 |  | On Air | On Air | On Air |  | 2009 | Permanent | 25.241 | 55.3244 | Nokia/Huawei | Outdoor | EITC Passive Infrastructure | Greenfield | Outdoor Green field-du Owned |  |  | 2G+3G+4G | BTS3900/Flexi 2G | LTE-3CC | 2T2R | U2100 (F2) + U900 (F1+F2) | L800+L1800F1+L1800F2 | - | 1031500 | 25 |  |  | - | 3 | - | [32 empty] | MW | 0
DXB3169 | Site 9547 | DXB | DXB3169 | DXB2169 | DXBL3169 | DXBNR3169 | On Air | On Air | On Air | On Air | 2009 | Permanent | 25.2747 | 55.359 | Nokia/Huawei | Outdoor | EITC Passive Infrastructure | Greenfield | Outdoor Green field-du Owned |  |  | 2G+3G+4G+5G | BTS3900/Ultra 2G | LTE-4CC | 2T2R | U2100 (F2) + U900 (F1+F2) | L800+L1800F1+L1800F2+L2100 | 2CC | 1022600 | 27 |  | 3 | N78 | 3 | 3 | [32 empty] | OSN/IIB | DXB-3169-CSG-IXR-E-1
DXB3170 | Site 9548 | DXB | DXB3170 | DXB3170 | DXBL3170 | DXBNR3170 | On Air | On Air | On Air | On Air | 2009 | Permanent | 25.2535 | 55.293 | Nokia/Huawei | Outdoor | EITC Passive Infrastructure | Rooftop | RT-du Owned |  |  | 2G+3G+4G+5G | BTS3900/Flexi 2G | LTE-4CC | 4T4R | U2100 (F2) + U900 (F1+F2) | L800+L1800F1+L1800F2+L2100 | 2CC | 1031700 | 32 |  | 3 | N78 | 3 | 3 | [32 empty] | OSN/IIB | DXB-3170-CSG-ASR920-LD-1
DXB3171 | Site 9549 | DXB | DXB3171 | DXB3171 | DXBL3171 | DXBNR3171 | On Air | On Air | On Air | On Air | 2009 | Permanent | 25.2536 | 55.2876 | Nokia/Huawei | Outdoor | EITC Passive Infrastructure | Greenfield | Outdoor Green field-du Owned |  |  | 2G+3G+4G+5G | BTS3900/Flexi 2G | LTE-4CC | 4T4R | U2100 (F2) + U900 (F1+F2) | L800+L1800F1+L1800F2+L2100 | 2CC | 1031600 | 20 |  | 3 | N78 | 3 | 3 | [32 empty] | IIB | DXB-3171-CSG-SAR-X-1
DXB3172 | Site 9550 | DXB | DXB2172 | DXB2172 | DXBL3172 | DXBNR3172 | On Air | On Air | On Air | On Air | 2009 | Permanent | 25.2158 | 55.3993 | Nokia/Huawei | Outdoor | EITC Passive Infrastructure | Greenfield | Outdoor Green field-du Owned |  |  | 2G+3G+4G+5G | BTS3900/Ultra 2G | LTE-4CC | 4T4R | U2100 (F2) + U900 (F1+F2) | L800+L1800F1+L1800F2+L2100 | 2CC | 1021600 | 27 |  | 3 | N78 | 3 | 3 | [32 empty] | MW | 0
DXB3173 | Site 9551 | DXB | DXB2173 | DXB2173 | DXBL3173 | DXBNR3173 | On Air | On Air | On Air | On Air | 2009 | Permanent | 25.2444 | 55.2959 | Nokia/Huawei | Outdoor | EITC Passive Infrastructure | Greenfield | Outdoor Green field-du Owned |  |  | 2G+3G+4G+5G | BTS3900/Flexi 2G | LTE-4CC | 2T2R | U2100 (F2) + U900 (F1+F2) | L800+L1800F1+L1800F2+L2100 | 2CC | 1031700 | 30 |  | 3 | N78 | 3 | 3 | [32 empty] | IIB | DXB-3173-SCSG-SR7B-1
DXB3174 | Site 9552 | DXB | DXB2174 | DXB2174 | DXBL3174 | DXBNR3174 | On Air | On Air | On Air | On Air | 2009 | Permanent | 25.165 | 55.2453 | Nokia/Huawei | Outdoor | EITC Passive Infrastructure | Greenfield | Outdoor Green field-du Owned |  |  | 2G+3G+4G+5G | BTS3900/Ultra 2G | LTE-4CC | 2T2R | U2100 (F2) + U900 (F1+F2) | L800+L1800F1+L1800F2+L2100 | 2CC | 1035800 | 27 |  | 3 | N78 | 4 | 3 | [32 empty] | IIB | DXB-2174-CSG-IXR-E-1
DXB3175 | Site 9553 | DXB | DXB3175 | DXB3175 | DXBL3175 | DXBNR3175 | On Air | On Air | On Air | On Air | 2009 | Permanent | 25.0711 | 55.1451 | Nokia/Huawei | Outdoor | EITC Passive Infrastructure | Rooftop | RT-du Owned |  |  | 2G+3G+4G+5G | BTS3900/Ultra 2G | LTE-3CC | 2T2R | U2100 (F2) + U900 (F1+F2) | L800+L1800F1+L1800F2 | 2CC | 1039301 | 23 |  | 3 | N78 | 3 | 3 | [32 empty] | IIB | DXB-3175-CSG-SAR-X-1
DXB3177 | Site 9554 | DXB | DXB2177 | DXB2177 | DXBL3177 | DXBNR3177 | Locked | On Air | On Air | On Air | 2009 | Permanent | 25.0598 | 55.1364 | Huawei | Outdoor | EITC Passive Infrastructure | Rooftop | RT-du Owned |  |  | 3G+4G+5G | BTS3900 | LTE-3CC | 2T2R | U2100 (F2) | L800+L1800F1+L1800F2 | 2CC | 1059101 | 35 |  | 3 | N78 | 3 | 3 | [32 empty] | IIB | DXB-3177-PRAGG-SR7-1
DXB3178 | Site 9555 | DXB | DXB2178 | DXB2178 | DXBL3178 | DXBNR3178 | On Air | On Air | On Air | On Air | 2009 | Permanent | 25.047 | 55.1359 | Nokia/Huawei | Outdoor | EITC Passive Infrastructure | Rooftop | RT-du Owned |  |  | 2G+3G+4G+5G | BTS3900/Ultra 2G | LTE-4CC | 2T2R | U2100 (F2) + U900 (F1+F2) | L800+L1800F1+L1800F2+L2100 | 2CC | 1059101 | 27 |  | 3 | N78 | 3 | 3 | [32 empty] | OSN/IIB | DXB-3178-CSG-IXR-E-1
DXB3180 | Site 9556 | DXB | DXB3180 | DXB3180 | DXBL3180 | DXBNR3180 | On Air | On Air | On Air | On Air | 2010 | Permanent | 25.2154 | 55.2769 | Nokia/Huawei | Outdoor | EITC Passive Infrastructure | Rooftop | RT-du Owned |  |  | 2G+3G+4G+5G | BTS3900/MultiRadio 2G | LTE-4CC | 4T4R | U2100 (F2) + U900 (F1+F2) | L800+L1800F1+L1800F2+L2100 | 3CC | 1033500 | 58 |  | 2 | N41+N78 | 2 | 2 | [32 empty] | IIB | DXB-3180-CSG-IXR-E-1
DXB3181 | Site 9557 | DXB | DXB3181 | DXB3181 | DXBL3181 | DXBNR3181 | On Air | On Air | On Air | On Air | 2014 | Permanent | 25.0401 | 55.1619 | Nokia/Huawei | Outdoor | EITC Passive Infrastructure | RDU | Outdoor Green field-du Owned |  |  | 2G+3G+4G+5G | BTS3900A/MultiRadio 2G | LTE-4CC | 4T4R | U2100 (F2) + U900 (F1+F2) | L800+L1800F1+L1800F2+L2100 | 2CC | 1039302 | 30 |  | 3 | N78 | 3 | 3 | [32 empty] | IIB | DXB-3181-CSG-ASR920-LD-1
DXB3182 | Site 9558 | DXB | DXB2182 | DXB2182 | DXBL3182 | DXBNR3182 | On Air | On Air | On Air | On Air | 2009 | Permanent | 25.0442 | 55.1761 | Nokia/Huawei | Outdoor | EITC Passive Infrastructure | Palm Tree | Outdoor Green field-du Owned |  |  | 2G+3G+4G+5G | BTS3900/Flexi 2G | LTE | 2T2R | U2100 (F2) + U900 (F1+F2) | L1800F1 | 2CC | 1039400 | 30 |  | 3 | N78 | 3 | 3 | [32 empty] | IIB | DXB-3182-CSG-IXR-E-1
DXB3183 | Site 9559 | DXB | DXB2183 | DXB2183 | DXBL3183 | DXBNR3183 | Locked | On Air | On Air | On Air | 2009 | Permanent | 25.0325 | 55.1527 | Huawei | Outdoor | EITC Passive Infrastructure | Rooftop | RT-du Owned |  |  | 3G+4G+5G | BTS3900 | LTE-CA | 2T2R | U2100 (F2) + U900 (F1+F2) | L1800F1+L1800F2 | 2CC | 1059101 | 25 |  | 3 | N78 | 3 | 3 | [32 empty] | IIB | DXB-3183-PREAGG-SR7-1
DXB3184 | Site 9560 | DXB | DXB2184 | DXB2184 | DXBL3184 | DXBNR3184 | On Air | On Air | On Air | On Air | 2009 | Permanent | 25.2834 | 55.3556 | Nokia/Huawei | Outdoor | EITC Passive Infrastructure | Greenfield | Outdoor Green field-du Owned |  |  | 2G+3G+4G+5G | BTS3900/Ultra 2G | LTE-4CC | 4T4R | U2100 (F2) + U900 (F1+F2) | L800+L1800F1+L1800F2+L2100 | 2CC | 1013400 | 30 |  | 3 | N78 | 3 | 3 | [32 empty] | IIB | DXB-3184-CSG-ASR920-LD-1
DXB3185 | Site 9561 | DXB | DXB2185 | DXB2185 | DXBL3185 |  | On Air | On Air |  |  | 2009 | Permanent | 25.0317 | 55.1255 | Nokia/Huawei | Outdoor | Site Sharing | Site Share | Outdoor Site Sharing-Etisalat Owned |  |  | 2G+3G | BTS3900/Flexi 2G | TBD | 2T2R | U2100 (F2) | - | - | 1059102 | 25 |  |  | - | 6 | - | [32 empty] | MW | 0
DXB3186 | Site 9562 | DXB | DXB2186 | DXB2186 | DXBL3186 | DXBNR3186 | On Air | On Air | On Air | On Air | 2009 | Permanent | 25.1949 | 55.2545 | Nokia/Huawei | Outdoor | EITC Passive Infrastructure | Greenfield | Outdoor Green field-du Owned |  |  | 2G+3G+4G+5G | BTS3900/Flexi 2G | LTE-3CC | 2T2R | U2100 (F2) + U900 (F1+F2) | L700+L800+L1800F1+L1800F2 | 2CC | 1034300 | 25 |  | 3 | N78 | 3 | 3 | [32 empty] | IIB | DXB-3186-SCSG-IXR-R6-1
DXB3188 | Site 9563 | DXB | DXB2188 | DXB2188 | DXBL3188 | DXBNR3188 | On Air | On Air | On Air | On Air | 2009 | Permanent | 25.275 | 55.3092 | Nokia/Huawei | Outdoor | EITC Passive Infrastructure | Rooftop | RT-du Owned |  |  | 2G+3G+4G+5G | BTS3900/Ultra 2G | LTE-4CC | 2T2R | U2100 (F2) + U900 (F1+F2) | L800+L1800F1+L1800F2+L2100 | 1CC | 1011700 | 22 |  | 3 | N41 | 3 | 3 | [32 empty] | IIB | DXB-3188-CSG-ASR920-LD-1
DXB3189 | Site 9564 | DXB | DXB2189 | DXB2189 | DXBL3189 | DXBNR3189 | On Air | On Air | On Air | On Air | 2009 | Permanent | 24.9762 | 55.1214 | Nokia/Huawei | Outdoor | EITC Passive Infrastructure | Greenfield | Outdoor Green field-du Owned |  |  | 2G+3G+4G+5G | BTS3900/Flexi 2G | LTE-3CC | 2T2R | U2100 (F2) + U900 (F1+F2) | L800+L1800F1+L1800F2 | 2CC | 1051800 | 30 |  | 3 | N78 | 3 | 3 | [32 empty] | IIB | DXB-3189-CSG-IXR-E-1
DXB3191 | Site 9565 | DXB | DXB2191 | DXB2191 | DXBL3191 | DXBNR3191 | On Air | On Air | On Air | On Air | 2009 | Permanent | 25.2304 | 55.4159 | Nokia/Huawei | Outdoor | EITC Passive Infrastructure | Greenfield | Outdoor Green field-du Owned |  |  | 2G+3G+4G+5G | BTS3900/Ultra 2G | LTE-3CC | 2T2R | U2100 (F2) + U900 (F1+F2) | L800+L1800F1+L1800F2 | 1CC | 1025100 | 30 |  | 3 | N41 | 4 | 3 | [32 empty] | IIB | DXB-2191-CSG-SAR-X-1
DXB3192 | Site 9566 | DXB | DXB6192 | DXB6192 | DXBL3192 | DXBNR3192 | On Air | On Air | On Air | On Air | 2009 | Permanent | 25.065 | 55.1937 | Nokia/Huawei | Outdoor | Site Sharing | Site Share | Outdoor Site Sharing-Etisalat Owned |  |  | 2G+3G+4G+5G | BTS3900/Flexi 2G | LTE-4CC | 2T2R | U2100 (F2) + U900 (F1+F2) | L800+L1800F1+L1800F2+L2100 | 2CC | 1039400 | 25 |  | 3 | N78 | 4 | 3 | [32 empty] | IIB | DXB-3192-CSG-IXR-E-1
DXB3193 | Site 9567 | DXB | DXB2193 | DXB2193 | DXBL3193 | DXBNR3193 | On Air | On Air | On Air | On Air | 2009 | Permanent | 25.058 | 55.1882 | Nokia/Huawei | Outdoor | Site Sharing | Site Share | Outdoor Site Sharing-Etisalat Owned |  |  | 2G+3G+4G+5G | BTS3900/Flexi 2G | LTE-3CC | 2T2R | U2100 (F2) + U900 (F1+F2) | L800+L1800F1+L1800F2 | 2CC | 1039400 | 30 |  | 3 | N78 | 3 | 3 | [32 empty] | IIB | DXB-3193-CSG-IXR-E-1
DXB3194 | Site 9568 | DXB | DXB2194 | DXB2194 | DXBL3194 | DXBNR3194 | On Air | On Air | On Air | On Air | 2009 | Permanent | 25.0622 | 55.1701 | Nokia/Huawei | Outdoor | Site Sharing | Site Share | Outdoor Site Sharing-Etisalat Owned |  |  | 2G+3G+4G+5G | BTS3900/Ultra 2G | LTE-3CC | 2T2R | U2100 (F2) + U900 (F1+F2) | L800+L1800F1+L1800F2 | 2CC | 1039400 | 30 |  | 3 | N78 | 3 | 3 | [32 empty] | IIB | DXB-3194-IBS-SAR-M-1
DXB3195 | Site 9569 | DXB | DXB2195 | DXB2195 | DXBL3195 | DXBNR3195 | On Air | On Air | On Air | On Air | 2009 | Permanent | 25.0925 | 55.1739 | Nokia/Huawei | Outdoor | EITC Passive Infrastructure | Rooftop | RT-du Owned |  |  | 2G+3G+4G+5G | BTS3900/Flexi 2G | LTE-4CC | 4T4R | U2100 (F2) + U900 (F1+F2) | L800+L1800F1+L1800F2+L2100 | 2CC | 1038800 | 35 |  | 3 | N78 | 3 | 3 | [32 empty] | IIB | DXB-3195-CSG-SAR-X-1
DXB3197 | Site 9570 | DXB | DXB2197 | DXB2197 | DXBL3197 | DXBNR3197 | On Air | On Air | On Air | On Air | 2009 | Permanent | 25.2694 | 55.3005 | Nokia/Huawei | Outdoor | EITC Passive Infrastructure | Rooftop | RT-du Owned |  |  | 2G+3G+4G+5G | BTS3900/Flexi 2G | LTE-4CC | 2T2R | U2100 (F2) + U900 (F1+F2) | L800+L1800F1+L1800F2+L2100 | 1CC | 1011400 | 25 |  | 3 | N41 | 3 | 3 | [32 empty] | MW | 0
DXB3198 | Site 9571 | DXB | DXB3198 | DXB3198 | DXBL3198 | DXBNR3198 | On Air | On Air | On Air | On Air | 2010 | Permanent | 25.0343 | 55.1104 | Nokia/Huawei | Outdoor | Site Sharing | Site Share | Outdoor Site Sharing-Etisalat Owned |  |  | 2G+3G+4G+5G | BTS3900/Flexi 2G | LTE-3CC | 2T2R | U2100 (F2) + U900 (F1+F2) | L800+L1800F1+L1800F2 | 2CC | 1059102 | 30 |  | 3 | N78 | 3 | 3 | [32 empty] | MW | 0
DXB3201 | Site 9572 | DXB | DXB2201 | DXB2201 | DXBL3201 | DXBNR3201 | On Air | On Air | On Air | On Air | 2009 | Permanent | 25.0474 | 55.1249 | Nokia/Huawei | Outdoor | Site Sharing | Site Share | Outdoor Site Sharing-Etisalat Owned |  |  | 2G+3G+4G+5G | BTS3900/Flexi 2G | LTE-3CC | 2T2R | U2100 (F2) + U900 (F1+F2) | L800+L1800F1+L1800F2 | 2CC | 1059101 | 30 |  | 3 | N78 | 3 | 3 | [32 empty] | IIB | DXB-2201-CSG-IXR-E-1
DXB3202 | Site 9573 | DXB | DXB2202 | DXB2202 | DXBL3202 | DXBNR3202 | On Air | On Air | On Air | On Air | 2009 | Permanent | 25.1594 | 55.2215 | Nokia/Huawei | Outdoor | EITC Passive Infrastructure | Greenfield | Outdoor Green field-du Owned |  |  | 2G+3G+4G+5G | BTS3900/Ultra 2G | LTE-3CC | 2T2R | U2100 (F2) + U900 (F1+F2) | L800+L1800F1+L1800F2 | 2CC | 1035700 | 30 |  | 3 | N78 | 3 | 3 | [32 empty] | IIB | DXB-3202-CSG-SAR-8-1
DXB3203 | Site 9574 | DXB | DXB3203 | DXB3203 | DXBL3203 | DXBNR3203 | On Air | On Air | On Air | On Air | 2010 | Permanent | 25.0747 | 55.1311 | Nokia/Huawei | Outdoor | EITC Passive Infrastructure | Rooftop | RT-du Owned |  |  | 2G+3G+4G+5G | BTS3900/Ultra 2G | LTE-3CC | 2T2R | U2100 (F2) | L800+L1800F1+L1800F2 | 2CC | 1039200 | 23 |  | 3 | N78 | 6 | 3 | [32 empty] | IIB | DXB-3203-CSG-SAR-X-1
DXB3204 | Site 9575 | DXB | DXB3204 | DXB3204 | DXBL3204 | DXBNR3204 | On Air | On Air | On Air | On Air | 2010 | Permanent | 25.0753 | 55.1327 | Nokia/Huawei | Outdoor | EITC Passive Infrastructure | Rooftop | RT-du Owned |  |  | 2G+3G+4G+5G | BTS3900/Flexi 2G | LTE-3CC | 2T2R | U2100 (F2) | L800+L1800F1+L1800F2 | 2CC | 1039200 | 18 |  | 3 | N78 | 3 | 3 | [32 empty] | IIB | DXB-3204-CSG-SAR-X-1
DXB3205 | Site 9576 | DXB | DXB3205 | DXB3205 | DXBL3205 | DXBNR3205 | On Air | On Air | On Air | On Air | 2010 | Permanent | 25.0762 | 55.1406 | Nokia/Huawei | Outdoor | EITC Passive Infrastructure | Rooftop | RT-du Owned |  |  | 2G+3G+4G+5G | BTS3900/Flexi 2G | LTE-4CC | 4T4R | U2100 (F2) | L800+L1800F1+L1800F2+L2100 | 2CC | 1039200 | 35 |  | 3 | N78 | 6 | 3 | [32 empty] | IIB | DXB-3205-CSG-SAR-X-1
DXB3207 | Site 9577 | DXB | DXB3207 | DXB3207 | DXBL3207 | DXBNR3207 | On Air | On Air | On Air | On Air | 2010 | Permanent | 25.0812 | 55.1399 | Nokia/Huawei | Outdoor | EITC Passive Infrastructure | Rooftop | RT-du Owned |  |  | 2G+3G+4G+5G | BTS3900/Ultra 2G | LTE-4CC | 4T4R | U2100 (F2) + U900 (F1+F2) | L800+L1800F1+L1800F2+L2100 | 2CC | 1039200 | 26 |  | 3 | N78 | 3 | 3 | [32 empty] | IIB | DXB-3207-CSG-SAR-X-1
DXB3208 | Site 9578 | DXB | DXB2208 | DXB2208 | DXBL3208 | DXBNR3208 | On Air | On Air | On Air | On Air | 2009 | Permanent | 25.0927 | 55.1603 | Nokia/Huawei | Outdoor | EITC Passive Infrastructure | Rooftop | RT-du Owned |  |  | 2G+3G+4G+5G | BTS3900/Flexi 2G | LTE-4CC | 4T4R | U2100 (F2) + U900 (F1+F2) | L800+L1800F1+L1800F2+L2100 | 2CC | 1038200 | 29 |  | 3 | N78 | 3 | 3 | [32 empty] | IIB | DXB-3208-CSG-IXR-E-1
DXB3210 | Site 9579 | DXB | DXB2210 | DXB2210 | DXBL3210 | DXBNR3210 | On Air | On Air | On Air | On Air | 2009 | Permanent | 25.0511 | 55.1821 | Nokia/Huawei | Outdoor | Site Sharing | Site Share | Outdoor Site Sharing-Etisalat Owned |  |  | 2G+3G+4G+5G | BTS3900/Flexi 2G | LTE-CA | 2T2R | U2100 (F2) + U900 (F1+F2) | L800+L1800F1 | 2CC | 1039400 | 30 |  | 3 | N78 | 3 | 3 | [32 empty] | IIB | DXB-3210-CSG-IXR-E-1
DXB3211 | Site 9580 | DXB | DXB2211 | DXB2211 | DXBL3211 | DXBNR3211 | On Air | On Air | On Air | On Air | 2009 | Permanent | 25.0733 | 55.1857 | Nokia/Huawei | Outdoor | Site Sharing | Site Share | Outdoor Site Sharing-Etisalat Owned |  |  | 2G+3G+4G+5G | BTS3900/Ultra 2G | LTE-4CC | 4T4R | U2100 (F2) + U900 (F1+F2) | L800+L1800F1+L1800F2+L2100 | 2CC | 1039400 | 30 |  | 3 | N78 | 3 | 3 | [32 empty] | IIB | DXB-3211-CSG-IXR-E-1
DXB3212 | Site 9581 | DXB | DXB3212 | DXB3212 | DXBL3212 | DXBNR3212 | Locked | On Air | On Air | On Air | 2010 | Permanent | 25.2469 | 55.2916 | Huawei | Outdoor | EITC Passive Infrastructure | Greenfield | Outdoor Green field-du Owned |  |  | 3G+4G+5G | BTS3900 | LTE-4CC | 4T4R | U2100 (F2) + U900 (F1+F2) | L800+L1800F1+L1800F2+L2100 | 2CC | 1031700 | 30 |  | 3 | N78 | 3 | 3 | [32 empty] | IIB | DXB-3212-CSG-SAR-8-1
DXB3213 | Site 9582 | DXB | DXB2213 | DXB2213 | DXBL3213 | DXBNR3213 | On Air | On Air | On Air | On Air | 2009 | Permanent | 25.0698 | 55.1585 | Nokia/Huawei | Outdoor | Site Sharing | Site Share | Outdoor Site Sharing-Etisalat Owned |  |  | 2G+3G+4G+5G | BTS3900/Flexi 2G | LTE-CA | 2T2R | U2100 (F2) + U900 (F1+F2) | L800+L1800F1 | 2CC | 1039400 | 26 |  | 3 | N78 | 4 | 3 | [32 empty] | IIB | DXB-3213-CSG-IXR-E-1
DXB3215 | Site 9583 | DXB | DXB2215 | DXB2215 | DXBL3215 | DXBNR3215 | On Air | On Air | On Air | On Air | 2009 | Permanent | 25.0783 | 55.1557 | Nokia/Huawei | Outdoor | EITC Passive Infrastructure | Rooftop | RT-du Owned |  |  | 2G+3G+4G+5G | BTS3900/Ultra 2G | LTE-3CC | 2T2R | U2100 (F2) + U900 (F1+F2) | L800+L1800F1+L1800F2 | 2CC | 1039301 | 20 |  | 3 | N78 | 6 | 3 | [32 empty] | IIB | DXB-3215-PREAGG-SR7-1
DXB3216 | Site 9584 | DXB | DXB3216 | DXB3216 | DXBL3216 | DXBNR3216 | Locked | On Air | On Air | On Air | 2010 | Permanent | 25.0568 | 55.1762 | Huawei | Outdoor | Site Sharing | Site Share | Outdoor Site Sharing-Etisalat Owned |  |  | 3G+4G+5G | BTS3900 | LTE-CA | 2T2R | U2100 (F2) + U900 (F1+F2) | L800+L1800F1 | 2CC | 1039400 | 30 |  | 3 | N78 | 3 | 3 | [32 empty] | IIB | DXB-3216-CSG-IXR-E-1
DXB3217 | Site 9585 | DXB | DXB2217 | DXB2217 | DXBL3217 | DXBNR3217 | On Air | On Air | On Air | On Air | 2009 | Permanent | 25.0977 | 55.1639 | Nokia/Huawei | Outdoor | EITC Passive Infrastructure | Rooftop | RT-du Owned |  |  | 2G+3G+4G+5G | BTS3900/Flexi 2G | LTE-3CC | 4T4R | U2100 (F2) + U900 (F1+F2) | L800+L1800F1+L1800F2 | 2CC | 1038200 | 30 |  | 3 | N78 | 3 | 3 | [32 empty] | IIB | DXB-3217-CSG-IXR-E-1
DXB3218 | Site 9586 | DXB | DXB3218 | DXB3218 | DXBL3218 | DXBNR3218 | On Air | On Air | On Air | On Air | 2009 | Permanent | 25.1026 | 55.1628 | Nokia/Huawei | Outdoor | EITC Passive Infrastructure | Rooftop | RT-du Owned |  |  | 2G+3G+4G+5G | BTS3900/Ultra 2G | LTE-4CC | 4T4R | U2100 (F2) + U900 (F1+F2) | L800+L1800F1+L1800F2+L2100 | 2CC | 1038200 | 30 |  | 3 | N78 | 3 | 3 | [32 empty] | IIB | DXB-3218-CSG-IXR-E-1
DXB3219 | Site 9587 | DXB | DXB3219 | DXB3219 | DXBL3219 | DXBNR3219 | Locked | On Air | On Air | On Air | 2010 | Permanent | 25.1104 | 55.1813 | Huawei | Outdoor | EITC Passive Infrastructure | Greenfield | Outdoor Green field-du Owned |  |  | 3G+4G+5G | BTS3900 | LTE-4CC | 2T2R | U2100 (F2) + U900 (F1+F2) | L800+L1800F1+L1800F2+L2100 | 2CC | 1037200 | 30 |  | 3 | N78 | 3 | 3 | [32 empty] | OSN/IIB | DXB-3219-CSG-IXR-E-1
DXB3221 | Site 9588 | DXB | DXB2221 | DXB2221 | DXBL3221 | DXBNR3221 | On Air | On Air | On Air | On Air | 2009 | Permanent | 25.1346 | 55.1956 | Nokia/Huawei | Outdoor | EITC Passive Infrastructure | Greenfield | Outdoor Green field-du Owned |  |  | 2G+3G+4G+5G | BTS3900/Flexi 2G | LTE-3CC | 2T2R | U2100 (F2) + U900 (F1+F2) | L800+L1800F1+L1800F2 | 2CC | 1036600 | 27 |  | 3 | N78 | 4 | 3 | [32 empty] | IIB | DXB-3221-CSG-SAR-X-1
DXB3223 | Site 9589 | DXB | DXB2223 | DXB2223 | DXBL3223 | DXBNR3223 | On Air | On Air | On Air | On Air | 2009 | Permanent | 25.1286 | 55.2079 | Nokia/Huawei | Outdoor | EITC Passive Infrastructure | Greenfield | Outdoor Green field-du Owned |  |  | 2G+3G+4G+5G | BTS3900/Ultra 2G | LTE-4CC | 2T2R | U2100 (F2) + U900 (F1+F2) | L800+L1800F1+L1800F2+L2100 | 2CC | 1036700 | 27 |  | 3 | N78 | 3 | 3 | [32 empty] | OSN/IIB | OptiX OSN 3500 + IXR-E-1
DXB3224 | Site 9590 | DXB | DXB3224 | DXB3224 | DXBL3224 | DXBNR3224 | On Air | On Air | On Air | On Air | 2010 | Permanent | 25.1329 | 55.2057 | Nokia/Huawei | Outdoor | Site Sharing | Site Share | Outdoor Site Sharing-Etisalat Owned |  |  | 2G+3G+4G+5G | BTS3900/Flexi 2G | LTE-3CC | 2T2R | U2100 (F2) + U900 (F1+F2) | L800+L1800F1+L1800F2 | 2CC | 1036700 | 25 |  | 3 | N78 | 3 | 3 | [32 empty] | IIB | DXB-3224-CSG-IXR-E-1
DXB3226 | Site 9591 | DXB | DXB2226 | DXB2226 | DXBL3226 | DXBNR3226 | On Air | On Air | On Air | On Air | 2009 | Permanent | 25.1381 | 55.2156 | Nokia/Huawei | Outdoor | EITC Passive Infrastructure | Greenfield | Outdoor Green field-du Owned |  |  | 2G+3G+4G+5G | BTS3900/Flexi 2G | LTE-3CC | 2T2R | U2100 (F2) + U900 (F1+F2) | L800+L1800F1+L1800F2 | 2CC | 1036300 | 30 |  | 3 | N78 | 3 | 3 | [32 empty] | OSN/IIB | DXB-3226-CSG-SAR-X-1
DXB3227 | Site 9592 | DXB | DXB2227 | DXB2227 | DXBL3227 | DXBNR3227 | On Air | On Air | On Air | On Air | 2009 | Permanent | 25.1451 | 55.2223 | Nokia/Huawei | Outdoor | EITC Passive Infrastructure | Rooftop | RT-du Owned |  |  | 2G+3G+4G+5G | BTS3900/Flexi 2G | LTE-3CC | 2T2R | U2100 (F2) + U900 (F1+F2) | L800+L1800F1+L1800F2 | 2CC | 1036400 | 20 |  | 3 | N78 | 3 | 3 | [32 empty] | IIB | DXB-2227-CSG-IXR-E-1
DXB3228 | Site 9593 | DXB | DXB2228 | DXB2228 | DXBL3228 | DXBNR3228 | Locked | On Air | On Air | On Air | 2009 | Permanent | 25.1551 | 55.2025 | Huawei | Outdoor | EITC Passive Infrastructure | Greenfield | Outdoor Green field-du Owned |  |  | 3G+4G+5G | BTS3900 | LTE-4CC | 4T4R | U2100 (F2) + U900 (F1+F2) | L800+L1800F1+L1800F2+L2100 | 2CC | 1036200 | 27 |  | 3 | N78 | 3 | 3 | [32 empty] | MW | 0
DXB3229 | Site 9594 | DXB | DXB2229 | DXB2229 | DXBL3229 | DXBNR3229 | Locked | On Air | On Air | On Air | 2009 | Permanent | 25.1634 | 55.2094 | Huawei | Outdoor | EITC Passive Infrastructure | Greenfield | Outdoor Green field-du Owned |  |  | 3G+4G+5G | BTS3900 | LTE-4CC | 4T4R | U2100 (F2) + U900 (F1+F2) | L800+L1800F1+L1800F2+L2100 | 3CC | 1035600 | 30 |  | 6 | N41+N78 | 3 | 6 | [32 empty] | IIB | DXB-3229-CSG-N540-LD-1
DXB3230 | Site 9595 | DXB | DXB2230 | DXB2230 | DXBL3230 | DXBNR3230 | On Air | On Air | On Air | On Air | 2009 | Permanent | 25.1629 | 55.232 | Nokia/Huawei | Outdoor | EITC Passive Infrastructure | Greenfield | Outdoor Green field-du Owned |  |  | 2G+3G+4G+5G | BTS3900/Ultra 2G | LTE-3CC | 2T2R | U2100 (F2) + U900 (F1+F2) | L800+L1800F1+L1800F2 | 2CC | 1035700 | 27 |  | 3 | N78 | 3 | 3 | [32 empty] | IIB | DXB-3230-SCSG-IXR-R6-1
DXB3231 | Site 9596 | DXB | DXB2231 | DXB2231 | DXBL3231 | DXBNR3231 | On Air | On Air | On Air | On Air | 2009 | Permanent | 25.1668 | 55.2279 | Nokia/Huawei | Outdoor | EITC Passive Infrastructure | Greenfield | Outdoor Green field-du Owned |  |  | 2G+3G+4G+5G | BTS3900/Flexi 2G | LTE-3CC | 2T2R | U2100 (F2) + U900 (F1+F2) | L800+L1800F1+L1800F2 | 2CC | 1035700 | 30 |  | 3 | N78 | 4 | 3 | [32 empty] | IIB | DXB-3231-CSG-SAR-X-1
DXB3232 | Site 9597 | DXB | DXB3232 | DXB3232 | DXBL3232 | DXBNR3232 | Locked | On Air | On Air | On Air | 2010 | Permanent | 25.175 | 55.2177 | Huawei | Outdoor | Site Sharing | Site Share | Outdoor Site Sharing-Etisalat Owned |  |  | 3G+4G+5G | BTS3900 | LTE-4CC | 2T2R | U2100 (F2) + U900 (F1+F2) | L800+L1800F1+L1800F2+L2100 | 2CC | 1035200 | 35 |  | 3 | N78 | 3 | 3 | [32 empty] | MW | 0
DXB3234 | Site 9598 | DXB | DXB2234 | DXB2234 | DXBL3234 | DXBNR3234 | On Air | On Air | On Air | On Air | 2009 | Permanent | 25.1806 | 55.2474 | Nokia/Huawei | Outdoor | EITC Passive Infrastructure | Greenfield | Outdoor Green field-du Owned |  |  | 2G+3G+4G+5G | BTS3900/Ultra 2G | LTE-3CC | 2T2R | U2100 (F2) + U900 (F1+F2) | L800+L1800F1+L1800F2 | 2CC | 1035300 | 28 |  | 3 | N78 | 3 | 3 | [32 empty] | OSN/IIB | DXB-3234-CSG-SAR-8-1
DXB3235 | Site 9599 | DXB | DXB2235 | DXB2235 | DXBL3235 | DXBNR3235 | On Air | On Air | On Air | On Air | 2009 | Permanent | 25.1994 | 55.2383 | Nokia/Huawei | Outdoor | EITC Passive Infrastructure | Greenfield | Outdoor Green field-du Owned |  |  | 2G+3G+4G+5G | BTS3900/Flexi 2G | LTE-3CC | 2T2R | U2100 (F2) + U900 (F1+F2) | L800+L1800F1+L1800F2 | 2CC | 1034200 | 25 |  | 3 | N78 | 4 | 3 | [32 empty] | IIB | DXB-3235-CSG-SAR-X-1
DXB3237 | Site 9600 | DXB | DXB3237 | DXB3237 | DXBL3237 | DXBNR3237 | On Air | On Air | On Air | On Air | 2010 | Permanent | 25.1979 | 55.2466 | Nokia/Huawei | Outdoor | EITC Passive Infrastructure | Greenfield | Outdoor Green field-du Owned |  |  | 2G+3G+4G+5G | BTS3900/Ultra 2G | LTE-4CC | 2T2R | U2100 (F2) + U900 (F1+F2) | L800+L1800F1+L1800F2+L2100 | 2CC | 1034200 | 25 |  | 3 | N78 | 3 | 3 | [32 empty] | IIB | DXB-3237-CSG-SAR-X-1
DXB3239 | Site 9601 | DXB | DXB2239 | DXB2239 | DXBL3239 | DXBNR3239 | On Air | On Air | On Air | On Air | 2009 | Permanent | 25.2022 | 55.2534 | Nokia/Huawei | Outdoor | EITC Passive Infrastructure | Greenfield | Outdoor Green field-du Owned |  |  | 2G+3G+4G+5G | BTS3900/Ultra 2G | LTE-4CC | 2T2R | U2100 (F2) + U900 (F1+F2) | L800+L1800F1+L1800F2+L2100 | 2CC | 1034300 | 30 |  | 3 | N78 | 4 | 3 | [32 empty] | IIB | DXB-2239-CSG-SAR-X-1
DXB3242 | Site 9602 | DXB | DXB2242 | DXB2242 | DXBL3242 | DXBNR3242 | On Air | On Air | On Air | On Air | 2009 | Permanent | 25.2069 | 55.2691 | Nokia/Huawei | Outdoor | EITC Passive Infrastructure | Greenfield | Outdoor Green field-du Owned |  |  | 2G+3G+4G+5G | BTS3900/Flexi 2G | LTE-4CC | 4T4R | U2100 (F2) + U900 (F1+F2) | L800+L1800F1+L1800F2+L2100 | 2CC | 1033400 | 27 |  | 3 | N78 | 3 | 3 | [32 empty] | IIB | DXB-3242-CSG-SAR-X-1
DXB3246 | Site 9603 | DXB | DXB3246 | DXB2246 | DXBL3246 | DXBNR3246 | On Air | On Air | On Air | On Air | 2010 | Permanent | 25.2363 | 55.2721 | Nokia/Huawei | Outdoor | EITC Passive Infrastructure | Greenfield | Outdoor Green field-du Owned |  |  | 2G+3G+4G+5G | BTS3900/Ultra 2G | LTE-4CC | 2T2R | U2100 (F2) + U900 (F1+F2) | L800+L1800F1+L1800F2+L2100 | 2CC | 1033300 | 20 |  | 3 | N78 | 3 | 3 | [32 empty] | IIB | DXB-3246-CSG-IXR-E-1
DXB3248 | Site 9604 | DXB | DXB2248 | DXB2248 | DXBL3248 | DXBNR3248 | On Air | On Air | On Air | On Air | 2009 | Permanent | 25.2331 | 55.2832 | Nokia/Huawei | Outdoor | EITC Passive Infrastructure | Greenfield | Outdoor Green field-du Owned |  |  | 2G+3G+4G+5G | BTS3900/Ultra 2G | LTE-3CC | 2T2R | U2100 (F2) + U900 (F1+F2) | L800+L1800F1+L1800F2 | 2CC | 1032300 | 20 |  | 3 | N78 | 3 | 3 | [32 empty] | IIB | DXB-3248-SCSG-IXR-R6-1
DXB3249 | Site 9605 | DXB | DXB6249 | DXB6249 | DXBL3249 | DXBNR3249 | On Air | On Air | On Air | On Air | 2009 | Permanent | 25.22 | 55.2904 | Nokia/Huawei | Outdoor | EITC Passive Infrastructure | Greenfield | Outdoor Green field-du Owned |  |  | 2G+3G+4G+5G | BTS3900/Ultra 2G | LTE-4CC | 2T2R | U2100 (F2) + U900 (F1+F2) | L800+L1800F1+L1800F2+L2100 | 2CC | 1033700 | 30 |  | 3 | N78 | 3 | 3 | [32 empty] | IIB | DXB-3249-PREAGG-SR7-1
DXB3250 | Site 9606 | DXB | DXB2250 | DXB2250 | DXBL3250 | DXBNR3250 | Locked | On Air | On Air | On Air | 2009 | Permanent | 25.2378 | 55.2959 | Huawei | Outdoor | EITC Passive Infrastructure | Greenfield | Outdoor Green field-du Owned |  |  | 3G+4G+5G | BTS3900 | LTE-4CC | 4T4R | U2100 (F2) + U900 (F1+F2) | L800+L1800F1+L1800F2+L2100 | 2CC | 1032400 | 30 |  | 3 | N78 | 3 | 3 | [32 empty] | OSN/IIB | DXB-3250-CSG-IXR-E-1
DXB3251 | Site 9607 | DXB | DXB3251 | DXB3251 | DXBL3251 | DXBNR3251 | On Air | On Air | On Air | On Air | 2009 | Permanent | 25.2329 | 55.3138 | Nokia/Huawei | Outdoor | EITC Passive Infrastructure | Greenfield | Outdoor Green field-du Owned |  |  | 2G+3G+4G+5G | BTS3900/Flexi 2G | LTE-3CC | 2T2R | U2100 (F2) + U900 (F1+F2) | L800+L1800F1+L1800F2 | 1CC | 1031900 | 30 |  | 3 | N41 | 3 | 3 | [32 empty] | IIB | DXB-3251-CSG-SAR-X-1
DXB3252 | Site 9608 | DXB | DXB2252 | DXB2252 | DXBL3252 | DXBNR3252 | On Air | On Air | On Air | On Air | 2009 | Permanent | 25.2286 | 55.323 | Nokia/Huawei | Outdoor | EITC Passive Infrastructure | Greenfield | Outdoor Green field-du Owned |  |  | 2G+3G+4G+5G | BTS3900/Flexi 2G | LTE-4CC | 2T2R | U2100 (F2) + U900 (F1+F2) | L800+L1800F1+L1800F2+L2100 | 2CC | 1031500 | 27 |  | 3 | N78 | 3 | 3 | [32 empty] | IIB | DXB-3252-IBS-SAR-M-1
DXB3253 | Site 9609 | DXB | DXB2253 | DXB2253 | DXBL3253 | DXBNR3253 | On Air | On Air | On Air | On Air | 2009 | Permanent | 25.2459 | 55.3326 | Nokia/Huawei | Outdoor | Site Sharing | Site Share | Outdoor Site Sharing-Etisalat Owned |  |  | 2G+3G+4G+5G | BTS3900/Flexi 2G | LTE | 2T2R | U2100 (F2) + U900 (F1+F2) | L1800F1 | 2CC | 1012900 | 25 |  | 3 | N78 | 3 | 3 | [32 empty] | IIB | DXB-3253-CSG-IXR-E-1
DXB3254 | Site 9610 | DXB | DXB2254 | DXB2254 | DXBL3254 | DXBNR3254 | On Air | On Air | On Air | On Air | 2009 | Permanent | 25.2454 | 55.339 | Nokia/Huawei | Outdoor | EITC Passive Infrastructure | Rooftop | RT-du Owned |  |  | 2G+3G+4G+5G | BTS3900/Flexi 2G | LTE-3CC | 2T2R | U2100 (F2) + U900 (F1+F2) | L800+L1800F1+L1800F2 | 2CC | 1021400 | 23 |  | 3 | N78 | 4 | 3 | [32 empty] | OSN/IIB | DXB-3254-CSG-IXR-E-1
DXB3255 | Site 9611 | DXB | DXB2255 | DXB2255 | DXBL3255 | DXBNR3255 | On Air | On Air | On Air | On Air | 2009 | Permanent | 25.2612 | 55.2852 | Nokia/Huawei | Outdoor | EITC Passive Infrastructure | Rooftop | RT-du Owned |  |  | 2G+3G+4G+5G | BTS3900/Flexi 2G | LTE-4CC | 4T4R | U2100 (F2) + U900 (F1+F2) | L800+L1800F1+L1800F2+L2100 | 2CC | 1031200 | 31 |  | 3 | N78 | 3 | 3 | [32 empty] | OSN/IIB | DXB-3255-CSG-ASR920-LD-1
DXB3256 | Site 9612 | DXB | DXB2256 | DXB2256 | DXBL3256 | DXBNR3256 | Locked | On Air | On Air | On Air | 2009 | Permanent | 25.2599 | 55.2934 | Huawei | Outdoor | EITC Passive Infrastructure | Rooftop | RT-du Owned |  |  | 3G+4G+5G | BTS3900 | LTE-4CC | 2T2R | U2100 (F2) + U900 (F1+F2) | L800+L1800F1+L1800F2+L2100 | 2CC | 1031200 | 25 |  | 3 | N78 | 3 | 3 | [32 empty] | MW | 0
DXB3257 | Site 9613 | DXB | DXB2257 | DXB2257 | DXBL3257 | DXBNR3257 | Locked | On Air | On Air | On Air | 2009 | Permanent | 25.255 | 55.3107 | Huawei | Outdoor | EITC Passive Infrastructure | Greenfield | Outdoor Green field-du Owned |  |  | 3G+4G+5G | BTS3900 | LTE-3CC | 2T2R | U2100 (F2) + U900 (F1+F2) | L800+L1800F1+L1800F2 | 2CC | 1031400 | 22 |  | 3 | N78 | 3 | 3 | [32 empty] | OSN/IIB | DXB-3257-CSG-IXR-E-1
DXB3258 | Site 9614 | DXB | DXB3258 | DXB3258 | DXBL3258 | DXBNR3258 | On Air | On Air | On Air | On Air | 2009 | Permanent | 25.2465 | 55.3163 | Nokia/Huawei | Outdoor | EITC Passive Infrastructure | Rooftop | RT-du Owned |  |  | 2G+3G+4G+5G | BTS3900/Ultra 2G | LTE-3CC | 2T2R | U2100 (F2) + U900 (F1+F2) | L800+L1800F1+L1800F2 | 2CC | 1031500 | 25 |  | 3 | N78 | 3 | 3 | [32 empty] | IIB | DXB-3258-CSG-IXR-E-1
DXB3261 | Site 9615 | DXB | DXB2261 | DXB2261 | DXBL3261 | DXBNR3261 | On Air | On Air | On Air | On Air | 2009 | Permanent | 25.2701 | 55.2962 | Nokia/Huawei | Outdoor | EITC Passive Infrastructure | Rooftop | RT-du Owned |  |  | 2G+3G+4G+5G | BTS3900/Flexi 2G | LTE-CA | 2T2R | U2100 (F2) | L1800F1+L1800F2 | 1CC | 1011200 | 25 |  | 3 | N41 | 3 | 3 | [32 empty] | OSN/IIB | DXB-3261-CSG-SAR-8-1
DXB3262 | Site 9616 | DXB | DXB2262 | DXB2262 | DXBL3262 | DXBNR3262 | Locked | On Air | On Air | On Air | 2009 | Permanent | 25.2732 | 55.2998 | Huawei | Outdoor | EITC Passive Infrastructure | Rooftop | RT-du Owned |  |  | 3G+4G+5G | BTS3900 | LTE-3CC | 2T2R | U2100 (F2) + U900 (F1+F2) | L800+L1800F1+L1800F2 | 1CC | 1011300 | 21 |  | 3 | N41 | 3 | 3 | [32 empty] | MW | 0
DXB3263 | Site 9617 | DXB | DXB2263 | DXB2263 | DXBL3263 | DXBNR3263 | Locked | On Air | On Air | On Air | 2009 | Permanent | 25.2696 | 55.3031 | Huawei | Outdoor | EITC Passive Infrastructure | Rooftop | RT-du Owned |  |  | 3G+4G+5G | BTS3900 | LTE-4CC | 2T2R | U2100 (F2) + U900 (F1+F2) | L800+L1800F1+L1800F2+L2100 | 1CC | 1011500 | 23 |  | 3 | N41 | 3 | 3 | [32 empty] | MW | 0
DXB3264 | Site 9618 | DXB | DXB2264 | DXB2264 | DXBL3264 | DXBNR3264 | On Air | On Air | On Air | On Air | 2009 | Permanent | 25.2696 | 55.3084 | Nokia/Huawei | Outdoor | EITC Passive Infrastructure | Rooftop | RT-du Owned |  |  | 2G+3G+4G+5G | BTS3900/Flexi 2G | LTE-4CC | 2T2R | U2100 (F2) + U900 (F1+F2) | L800+L1800F1+L1800F2+L2100 | 1CC | 1011800 | 21 |  | 3 | N41 | 3 | 3 | [32 empty] | IIB | DXB-3264-CSG-SAR-X-1
DXB3265 | Site 9619 | DXB | DXB2265 | DXB2265 | DXBL3265 | DXBNR3265 | On Air | On Air | On Air | On Air | 2009 | Permanent | 25.2728 | 55.3066 | Nokia/Huawei | Outdoor | EITC Passive Infrastructure | Rooftop | RT-du Owned |  |  | 2G+3G+4G+5G | BTS3900/Flexi 2G | LTE-3CC | 2T2R | U2100 (F2) + U900 (F1+F2) | L800+L1800F1+L1800F2 | 1CC | 1011800 | 20 |  | 3 | N41 | 3 | 3 | [32 empty] | OSN/IIB | DXB-3265-CSG-IXR-E-1
DXB3266 | Site 9620 | DXB | DXB2266 | DXB2266 | DXBL3266 | DXBNR3266 | On Air | On Air | On Air | On Air | 2009 | Permanent | 25.277 | 55.3067 | Nokia/Huawei | Outdoor | EITC Passive Infrastructure | Rooftop | RT-du Owned |  |  | 2G+3G+4G+5G | BTS3900/Ultra 2G | LTE-4CC | 2T2R | U2100 (F2) + U900 (F1+F2) | L800+L1800F1+L1800F2+L2100 | 2CC | 1011700 | 20 |  | 3 | N78 | 3 | 3 | [32 empty] | OSN/IIB | DXB-3266-CSG-IXR-E-1
DXB3267 | Site 9621 | DXB | DXB3267 | DXB3267 | DXBL3267 | DXBNR3267 | On Air | On Air | On Air | On Air | 2013 | Permanent | 25.2665 | 55.3624 | Nokia/Huawei | Outdoor | Site Sharing | Site Share | Outdoor Site Sharing-Etisalat Owned |  |  | 2G+3G+4G+5G | BTS3900/Flexi 2G | LTE-4CC | 2T2R | U2100 (F2) + U900 (F1+F2) | L800+L1800F1+L1800F2+L2100 | 2CC | 1022100 | 25 |  | 3 | N78 | 3 | 3 | [32 empty] | IIB | DXB-3267-CSG-SAR-X-1
DXB3270 | Site 9622 | DXB | DXB2270 | DXB2270 | DXBL3270 | DXBNR3270 | On Air | On Air | On Air | On Air | 2009 | Permanent | 25.1251 | 55.4124 | Nokia/Huawei | Outdoor | EITC Passive Infrastructure | Greenfield | Outdoor Green field-du Owned |  |  | 2G+3G+4G+5G | BTS3900/Flexi 2G | LTE-CA | 2T2R | U2100 (F2) + U900 (F1+F2) | L1800F1+L1800F2 | 2CC | 1081200 | 25 |  | 3 | N78 | 4 | 3 | [32 empty] | OSN/IIB | DXB-3270-CSG-SAR-8-1
DXB3272 | Site 9623 | DXB | DXB3272 | DXB3272 | DXBL3272 | DXBNR3272 | On Air | On Air | On Air | On Air | 2011 | Permanent | 25.1429 | 55.212 | Nokia/Huawei | Outdoor | Site Sharing | Site Share | Outdoor Site Sharing-Etisalat Owned |  |  | 2G+3G+4G+5G | BTS3900/Flexi 2G | LTE-3CC | 2T2R | U2100 (F2) + U900 (F1+F2) | L800+L1800F1+L1800F2 | 2CC | 1036300 | 25 |  | 3 | N78 | 4 | 3 | [32 empty] | IIB | DXB-3272-CSG-SAR-X-1
DXB3273 | Site 9624 | DXB | DXB2273 | DXB2273 | DXBL3273 | DXBNR3273 | On Air | On Air | On Air | On Air | 2009 | Permanent | 25.23 | 55.3073 | Nokia/Huawei | Outdoor | EITC Passive Infrastructure | Greenfield | Outdoor Green field-du Owned |  |  | 2G+3G+4G+5G | BTS3900/Flexi 2G | LTE-3CC | 2T2R | U2100 (F2) + U900 (F1+F2) | L800+L1800F1+L1800F2 | 2CC | 1032500 | 35 |  | 3 | N78 | 3 | 3 | [32 empty] | OSN/IIB | DXB-3273-CSG-IXR-E-1
DXB3277 | Site 9625 | DXB | DXB3277 | DXB3277 | DXBL3277 | DXBNR3277 | On Air | On Air | On Air | On Air | 2014 | Permanent | 25.2618 | 55.3661 | Nokia/Huawei | Outdoor | EITC Passive Infrastructure | Rooftop | RT-du Owned |  |  | 2G+3G+4G+5G | BTS3900A/Flexi 2G | LTE-4CC | 2T2R | U2100 (F2) + U900 (F1+F2) | L800+L1800F1+L1800F2+L2100 | 2CC | 1022100 | 26 |  | 3 | N78 | 3 | 3 | [32 empty] | IIB | DXB-3277-CSG-SAR-X-1
DXB3534 | Site 9626 | DXB | DXB3534 | DXB3534 | DXBL3534 | DXBNR3534 | Locked | On Air | On Air | On Air | 2019 | Permanent | 24.9963 | 55.1408 | Huawei | Outdoor | Site Sharing | Capex_ETC Lead | Outdoor Taawn-Etisalat Lead |  |  | 3G+4G+5G | BTS3900A | LTE-4CC | 4T4R | U2100 (F2) + U900 (F1+F2) | L800+L1800F1+L1800F2+L2100 | 2CC | 1059900 | 35 |  | 3 | N78 | 3 | 3 | [32 empty] | IIB | DXB-3534-CSG-IXR-E-1
DXB3592 | Site 9627 | DXB | DXB3592 | DXB3592 | DXBL3592 | DXBNR3592 | Locked | On Air | On Air | On Air | 2019 | Permanent | 25.1789 | 55.2345 | Huawei | Outdoor | EITC Passive Infrastructure | Rooftop | RT-du Owned |  |  | 3G+4G+5G | BTS3900A | LTE-3CC | 2T2R | U2100 (F2) + U900 (F1+F2) | L800+L1800F1+L1800F2 | 2CC | 1035300 | 22 |  | 3 | N78 | 3 | 3 | [32 empty] | IIB | DXB-3592-CSG-ASR920-LD-1
DXB3597 | Site 9628 | DXB | DXB3597 | DXB3597 | DXBL3597 | DXBNR3597 | On Air | On Air | On Air | On Air | 2019 | Permanent | 24.9637 | 55.1509 | Nokia/Huawei | Outdoor | Site Sharing | Site Share - Rooftop | Outdoor Site Sharing-Etisalat Owned |  |  | 2G+3G+4G+5G | BTS3900A/MultiRadio 2G | LTE-4CC | 4T4R | U2100 (F2) + U900 (F1+F2) | L800+L1800F1+L1800F2+L2100 | 2CC | 1052100 | 25 |  | 3 | N78 | 3 | 3 | [32 empty] | IIB | DXB-3597-CSG-ASR920-HD-1
DXB3643 | Site 9629 | DXB | DXB3643 | DXB3643 | DXBL3643 | DXBNR3643 | On Air | On Air | On Air | On Air | 2019 | Permanent | 24.9588 | 55.153 | Nokia/Huawei | Outdoor | Site Sharing | Site Share - Rooftop | Outdoor Site Sharing-Etisalat Owned |  |  | 2G+3G+4G+5G | BTS3900A/Flexi 2G | LTE-4CC | 4T4R | U2100 (F2) + U900 (F1+F2) | L800+L1800F1+L1800F2+L2100 | 2CC | 1052100 | 25 |  | 3 | N78 | 3 | 3 | [32 empty] | IIB | DXB-3643-CSG-ASR920-HD-1
DXB3645 | Site 9630 | DXB | DXB3645 | DXB3645 | DXBL3645 |  | Locked | On Air | On Air |  | 2019 | Permanent | 24.9663 | 55.0352 | Huawei | Outdoor | Site Sharing | Site Share | Outdoor Site Sharing-Etisalat Owned |  |  | 3G+4G | BTS3900 | LTE | 2T2R | U2100 (F2) + U900 (F1) | L800 | - | 1051100 | 30 |  |  | - | 3 | - | [32 empty] | MW | 0
DXB3659 | Site 9631 | DXB | DXB3659 | DXB3659 | DXBL3659 | DXBNR3659 | On Air | On Air | On Air | On Air | 2020 | Permanent | 24.9593 | 55.148 | Nokia/Huawei | Outdoor | Site Sharing | Site Share - Rooftop | Outdoor Site Sharing-Etisalat Owned |  |  | 2G+3G+4G+5G | BTS3900A/Ultra 2G | LTE-4CC | 4T4R | U2100 (F2) + U900 (F1+F2) | L800+L1800F1+L1800F2+L2100 | 2CC | 1052100 | 25 |  | 3 | N78 | 3 | 3 | [32 empty] | IIB | DXB-3659-CSG-ASR920-HD-1
DXB3722 | Site 9632 | DXB | DXB3722 | DXB3722 | DXBL3722 | DXBNR3722 | On Air | On Air | On Air | On Air | 2009 | Permanent | 25.0919 | 55.3608 | Nokia/Huawei | Outdoor | EITC Passive Infrastructure | Greenfield | Outdoor Green field-du Owned |  |  | 2G+3G+4G+5G | BTS3900/Flexi 2G | LTE-4CC | 2T2R | U2100 (F2) + U900 (F1+F2) | L800+L1800F1+L1800F2+L2100 | 1CC | 1064800 | 30 |  | 3 | N41 | 3 | 3 | [32 empty] | IIB | DXB-3722-CSG-SAR-X-1
DXB3723 | Site 9633 | DXB | DXB3723 | DXB3723 | DXBL3723 | DXBNR3723 | On Air | On Air | On Air | On Air | 2010 | Permanent | 25.0843 | 55.3629 | Nokia/Huawei | Outdoor | EITC Passive Infrastructure | Greenfield | Outdoor Green field-du Owned |  |  | 2G+3G+4G+5G | BTS3900/Flexi 2G | LTE-3CC | 2T2R | U2100 (F2) + U900 (F1+F2) | L800+L1800F1+L1800F2 | 1CC | 1064800 | 30 |  | 3 | N41 | 4 | 3 | [32 empty] | IIB | DXB-3723-CSG-SAR-X-1
DXB3724 | Site 9634 | DXB | DXB3724 | DXB3724 | DXBL3724 | DXBNR3724 | On Air | On Air | On Air | On Air | 2009 | Permanent | 25.2686 | 55.415 | Nokia/Huawei | Outdoor | EITC Passive Infrastructure | Greenfield | Outdoor Green field-du Owned |  |  | 2G+3G+4G+5G | BTS3900/Ultra 2G | LTE-4CC | 4T4R | U2100 (F2) + U900 (F1+F2) | L800+L1800F1+L1800F2+L2100 | 2CC | 1026400 | 30 |  | 3 | N78 | 3 | 3 | [32 empty] | IIB | DXB-3724-AGGR-SR12e-1
DXT1223 | Site 9635 | DXB | DXT6223 | DXT6223 | DXTL1223 |  | On Air | On Air | On Air |  | 2011 | Temporary-Permanent | 25.1101 | 55.2261 | Nokia/Huawei | Outdoor | EITC Passive Infrastructure | GRD | Outdoor Green field-du Owned |  |  | 2G+3G+4G | BTS3900/Ultra 2G | LTE-3CC | 2T2R | U2100 (F2) + U900 (F1+F2) | L800+L1800F1+L1800F2 | - | 1036900 | 20 |  |  | - | 3 | - | [32 empty] | IIB | DXT-6223-CSG-SAR-X-1
DXT1225 | Site 9636 | DXB | DXT6225 | DXT6225 | DXTL1225 |  | On Air | On Air | On Air |  | 2011 | Temporary-Permanent | 25.136 | 55.2206 | Nokia/Huawei | Outdoor | EITC Passive Infrastructure | GRD | Outdoor Green field-du Owned |  |  | 2G+3G+4G | BTS3900/Ultra 2G | LTE | 2T2R | U2100 (F2) | L1800F1 | - | 1036800 | 20 |  |  | - | 3 | - | [32 empty] | IIB | DXT-1225-CSG-SAR-X-1
DXT1282 | Site 9637 | DXB | DXT6282 | DXT6282 | DXTL1282 |  | On Air | On Air | On Air |  | 2011 | Temporary-Permanent | 25.121 | 55.2106 | Nokia/Huawei | Outdoor | EITC Passive Infrastructure | GRD | Outdoor Green field-du Owned |  |  | 2G+3G+4G | BTS3900/Ultra 2G | LTE-CA | 2T2R | U2100 (F2) | L1800F1+L1800F2 | - | 1036800 | 20 |  |  | - | 3 | - | [32 empty] | IIB | DXT-6282-CSG-SAR-X-1
DXT1410 | Site 9638 | DXB | DXB2410 | DXB2410 | DXTL1410 |  | On Air | On Air | On Air |  | 2009 | Temporary-Permanent | 25.0459 | 55.1951 | Nokia/Huawei | Outdoor | EITC Passive Infrastructure | GRD | Outdoor Green field-du Owned |  |  | 2G+3G+4G | BTS3900/Ultra 2G | LTE-3CC | 2T2R | U2100 (F2) + U900 (F1+F2) | L800+L1800F1+L1800F2 | - | 1068400 | 30 |  |  | - | 3 | - | [32 empty] | IIB | DXT-1410-CSG-SAR-X-1
DXT1425 | Site 9639 | DXB | DXB2425 | DXB2425 | DXTL1425 |  | On Air | On Air | On Air |  | 2009 | Temporary-Permanent | 25.0721 | 55.302 | Nokia/Huawei | Outdoor | EITC Passive Infrastructure | GRD | Outdoor Green field-du Owned |  |  | 2G+3G+4G | BTS3900/Ultra 2G | LTE-3CC | 2T2R | U2100 (F2) | L800+L1800F1+L1800F2 | - | 1064500 | 15 |  |  | - | 3 | - | [32 empty] | IIB | DXB-2425-CSG-IXR-E-1
DXT1472 | Site 9640 | DXB | DXB2472 | DXB2472 | DXTL1472 |  | On Air | On Air | On Air |  | 2009 | Temporary-Permanent | 25.0065 | 55.5596 | Nokia/Huawei | Outdoor | EITC Passive Infrastructure | GRD | Outdoor Green field-du Owned |  |  | 2G+3G+4G | BTS3900/Ultra 2G | LTE-3CC | 2T2R | U2100 (F2) + U900 (F1+F2) | L800+L1800F1+L1800F2 | - | 1083100 | 20 |  |  | - | 3 | - | [32 empty] | MW | 0
DXT1544 | Site 9641 | DXB | DXT6544 | DXT6544 | DXTL1544 |  | Locked | On Air | On Air |  | 2010 | Temporary | 24.9959 | 55.1897 | Huawei | Outdoor | EITC Passive Infrastructure | RDU | Outdoor Green field-du Owned |  |  | 3G+4G | BTS3900 | LTE-3CC | 2T2R | U2100 (F2) + U900 (F1+F2) | L700+L800+L1800F1+L1800F2 | - | 1068600 | 30 |  |  | - | 3 | - | [32 empty] | MW | 0
DXT1547 | Site 9642 | DXB | DXT6547 | DXT6547 | DXTL1547 | DXTNR1547 | On Air | On Air | On Air | On Air | 2010 | Temporary | 24.9399 | 55.0397 | Nokia/Huawei | Outdoor | EITC Passive Infrastructure | RDU | Outdoor Green field-du Owned |  |  | 2G+3G+4G+5G | BTS3900/Ultra 2G | LTE-4CC | 2T2R | U2100 (F2) + U900 (F1+F2) | L800+L1800F1+L1800F2+L2100 | 1CC | 1051100 | 40 |  | 3 | N41 | 3 | 3 | [32 empty] | IIB | DXT-1547-CSG-IXR-E-1
DXT1598 | Site 9643 | DXB | DXT4598 | DXT4598 | DXTL1598 |  | On Air | On Air | On Air |  | 2011 | Temporary-Permanent | 24.9415 | 55.1912 | Nokia/Huawei | Outdoor | EITC Passive Infrastructure | COW | Outdoor Green field-du Owned |  |  | 2G+3G+4G | BTS3900/Ultra 2G | LTE-CA | 2T2R | U2100 (F2) + U900 (F1+F2) | L800+L1800F1 | - | 1052100 | 35 |  |  | - | 3 | - | [32 empty] | MW | 0
DXT1647 | Site 9644 | DXB | DXB2647 | DXB2647 | DXTL1647 |  | On Air | On Air | On Air |  | 2009 | Temporary-Permanent | 25.2073 | 55.4273 | Nokia/Huawei | Outdoor | EITC Passive Infrastructure | GRD | Outdoor Green field-du Owned |  |  | 2G+3G+4G | BTS3900/Ultra 2G | LTE-CA | 2T2R | U2100 (F2) + U900 (F1+F2) | L800+L1800F1 | - | 1025100 | 20 |  |  | - | 3 | - | [32 empty] | IIB | DXB-2647-CSG-SAR-X-1
DXT1686 | Site 9645 | DXB | DXT4686 | DXT4686 | DXTL1686 |  | Locked | On Air | On Air |  | 2010 | Temporary-Permanent | 24.884 | 55.138 | Huawei | Outdoor | EITC Passive Infrastructure | COW | Outdoor Green field-du Owned |  |  | 3G+4G | BTS3900 | LTE-CA | 2T2R | U2100 (F2) + U900 (F1+F2) | L800+L1800F1 | - | 1052100 | 30 |  |  | - | 3 | - | [32 empty] | MW | 0
DXT1701 | Site 9646 | DXB | DXT3701 | DXT3701 | DXTL1701 |  | On Air | On Air | On Air |  | 2010 | Temporary-Permanent | 25.145 | 55.2426 | Nokia/Huawei | Outdoor | EITC Passive Infrastructure | GRD | Outdoor Green field-du Owned |  |  | 2G+3G+4G | BTS3900/Ultra 2G | LTE-3CC | 2T2R | U2100 (F2) + U900 (F1+F2) | L800+L1800F1+L1800F2 | - | 1036400 | 20 |  |  | - | 3 | - | [32 empty] | IIB | DXT-3701-CSG-SAR-X-1
DXT1729 | Site 9647 | DXB | DXT4729 | DXT4729 | DXTL1729 |  | Locked | On Air | On Air |  | 2010 | Temporary-Permanent | 25.115 | 55.2261 | Huawei | Outdoor | EITC Passive Infrastructure | GRD | Outdoor Green field-du Owned |  |  | 3G+4G | BTS3900 | LTE-CA | 2T2R | U2100 (F2) + U900 (F1+F2) | L1800F1+L1800F2 | - | 1036900 | 20 |  |  | - | 3 | - | [32 empty] | IIB | DXT-4729-CSG-SAR-X-1
DXT1797 | Site 9648 | DXB | DXB2797 | DXB2797 | DXTL1797 |  | On Air | On Air | On Air |  | 2009 | Temporary-Permanent | 25.1905 | 55.279 | Nokia/Huawei | Outdoor | EITC Passive Infrastructure | GRD | Outdoor Green field-du Owned |  |  | 2G+3G+4G | BTS3900/Ultra 2G | LTE-4CC | 4T4R | U2100 (F2) | L800+L1800F1+L1800F2+L2100 | - | 1034500 | 25 |  |  | - | 3 | - | [32 empty] | IIB | DXT-1797-CSG-IXR-E-1
DXT1802 | Site 9649 | DXB | DXB2802 | DXB2802 | DXTL1802 |  | On Air | On Air | On Air |  | 2009 | Temporary-Permanent | 25.1378 | 55.2448 | Nokia/Huawei | Outdoor | EITC Passive Infrastructure | GRD | Outdoor Green field-du Owned |  |  | 2G+3G+4G | BTS3900/Ultra 2G | LTE-3CC | 2T2R | U2100 (F2) + U900 (F1+F2) | L800+L1800F1+L1800F2 | - | 1036500 | 20 |  |  | - | 3 | - | [32 empty] | IIB | DXB-2802-CSG-SAR-X-1
DXT1983 | Site 9650 | DXB | DXT3983 | DXT3983 | DXTL1983 | DXTNR1983 | Locked | On Air | On Air | On Air | 2010 | Temporary | 24.947 | 55.1309 | Huawei | Outdoor | EITC Passive Infrastructure | RDU | Outdoor Green field-du Owned |  |  | 3G+4G+5G | BTS3900 | LTE-4CC | 2T2R | U2100 (F2) + U900 (F1+F2) | L800+L1800F1+L1800F2+L2100 | 2CC | 1052100 | 30 |  | 3 | N78 | 3 | 3 | [32 empty] | IIB | DXT-1983-CSG-IXR-E-1
DXT2311 | Site 9651 | DXB | DXT6311 | DXT6311 | DXTL2311 | DXTNR2311 | Locked | On Air | On Air | On Air | 2010 | Temporary | 24.9055 | 55.0831 | Huawei | Outdoor | EITC Passive Infrastructure | RDU | Outdoor Green field-du Owned |  |  | 3G+4G+5G | BTS3900 | LTE-3CC | 2T2R | U2100 (F2) + U900 (F1+F2) | L800+L1800F1+L1800F2 | 1CC | 1052100 | 30 |  | 3 | N41 | 3 | 3 | [32 empty] | IIB | DXT-2311-CSG-SAR-X-1
DXT2320 | Site 9652 | DXB | DXT4320 | DXB2320 | DXTL2320 | DXTNR2320 | On Air | On Air | On Air | On Air | 2010 | Temporary | 24.9248 | 54.9947 | Nokia/Huawei | Outdoor | EITC Passive Infrastructure | RDU | Outdoor Green field-du Owned |  |  | 2G+3G+4G+5G | BTS3900/Ultra 2G | LTE-CA | 2T2R | U2100 (F2) + U900 (F1+F2) | L800+L1800F1 | 1CC | 1051200 | 25 |  | 3 | N41 | 4 | 3 | [32 empty] | IIB | DXB-2320-CSG-SAR-X-1 + DXB-2320-IBS-SAR-M-1 + + + +
DXT2325 | Site 9653 | DXB | DXT6325 | DXT6325 | DXTL2325 |  | On Air | On Air | On Air |  | 2009 | Temporary-Permanent | 25.1203 | 55.4394 | Nokia/Huawei | Outdoor | EITC Passive Infrastructure | GRD | Outdoor Green field-du Owned |  |  | 2G+3G+4G | BTS3900/Ultra 2G | LTE-3CC | 2T2R | U2100 (F2) + U900 (F1+F2) | L800+L1800F1+L1800F2 | - | 1081200 | 20 |  |  | - | 3 | - | [32 empty] | MW | 0
DXT2543 | Site 9654 | DXB | DXT6543 | DXT6543 | DXTL2543 | DXTNR2543 | Locked | On Air | On Air | On Air | 2010 | Temporary | 25.048 | 55.1171 | Huawei | Outdoor | EITC Passive Infrastructure | RDU | Outdoor Green field-du Owned |  |  | 3G+4G+5G | BTS3900 | LTE-3CC | 2T2R | U2100 (F2) + U900 (F1+F2) | L800+L1800F1+L1800F2 | 1CC | 1059200 | 30 |  | 3 | N41 | 3 | 3 | [32 empty] | IIB | DXT-2543-CSG-IXR-E-1
DXT4387 | Site 9655 | DXB | DXT6387 | DXT6387 | DXTL4387 | DXTNR4387 | On Air | On Air | On Air | On Air | 2010 | Temporary | 24.9109 | 55.2179 | Nokia/Huawei | Outdoor | EITC Passive Infrastructure | RDU | Outdoor Green field-du Owned |  |  | 2G+3G+4G+5G | BTS3900/Flexi 2G | LTE-3CC | 2T2R | U2100 (F2) + U900 (F1+F2) | L800+L1800F1+L1800F2 | 1CC | 1096100 | 30 |  | 3 | N41 | 4 | - | [32 empty] | IIB | DXT-4387-CSG-IXR-E-1
DXT4388 | Site 9656 | DXB | DXT6388 | DXT6388 | DXTL4388 | DXTNR4388 | Locked | On Air | On Air | On Air | 2010 | Temporary | 24.8412 | 55.151 | Huawei | Outdoor | EITC Passive Infrastructure | RDU | Outdoor Green field-du Owned |  |  | 3G+4G+5G | BTS3900 | LTE-3CC | 2T2R | U2100 (F2) + U900 (F1+F2) | L800+L1800F1+L1800F2 | 1CC | 1052100 | 30 |  | 3 | N41 | 3 | 3 | [32 empty] | IIB | DXT-6388-CSG-SAR-X-1
DXT6215 | Site 9657 | DXB | DXT6215 | DXT6215 | DXTL6215 |  | On Air | On Air | On Air |  | 2010 | Temporary-Permanent | 25.0013 | 55.258 | Nokia/Huawei | Outdoor | EITC Passive Infrastructure | GRD | Outdoor Green field-du Owned |  |  | 2G+3G+4G | BTS3900/Ultra 2G | LTE-3CC | 2T2R | U2100 (F2) + U900 (F1+F2) | L800+L1800F1+L1800F2 | - | 1068300 | 30 |  |  | - | 3 | - | [32 empty] | IIB | DXT-6215-CSG-SAR-X-1
DXT6232 | Site 9658 | DXB | DXT6232 | DXT6232 | DXTL6232 |  | Locked | On Air | On Air |  | 2012 | Temporary-Permanent | 25.1306 | 55.2327 | Huawei | Outdoor | EITC Passive Infrastructure | GRD | Outdoor Green field-du Owned |  |  | 3G+4G | BTS3900 | LTE-3CC | 2T2R | U2100 (F2) + U900 (F1+F2) | L800+L1800F1+L1800F2 | - | 1036400 | 20 |  |  | - | 3 | - | [32 empty] | IIB | DXT-6232-CSG-SAR-X-1
DXT6233 | Site 9659 | DXB | DXT6233 | DXT6233 | DXTL6233 |  | Locked | On Air | On Air |  | 2011 | Temporary-Permanent | 25.1264 | 55.2385 | Huawei | Outdoor | EITC Passive Infrastructure | GRD | Outdoor Green field-du Owned |  |  | 3G+4G | BTS3900 | LTE-CA | 2T2R | U2100 (F2) + U900 (F1+F2) | L1800F1+L1800F2 | - | 1036500 | 20 |  |  | - | 3 | - | [32 empty] | IIB | DXT-6233-CSG-IXR-E-1
DXT6256 | Site 9660 | DXB | DXT6256 | DXT6256 | DXTL6256 |  | On Air | On Air | On Air |  | 2009 | Temporary-Permanent | 25.1437 | 55.2324 | Nokia/Huawei | Outdoor | EITC Passive Infrastructure | GRD | Outdoor Green field-du Owned |  |  | 2G+3G+4G | BTS3900/Ultra 2G | LTE | 2T2R | U2100 (F2) | L1800F1 | - | 1036400 | 20 |  |  | - | 6 | - | [32 empty] | IIB | DXT-6256-CSG-SAR-X-1
DXT6402 | Site 9661 | DXB | DXT6402 | DXT6402 | DXTL6402 | DXTNR6402 | Locked | On Air | On Air | On Air | 2013 | Temporary-Permanent | 25.1802 | 55.2538 | Huawei | Outdoor | EITC Passive Infrastructure | GRD | Outdoor Green field-du Owned |  |  | 3G+4G+5G | BTS3900 | LTE-3CC | 4T4R | U2100 (F2) | L800+L1800F1+L1800F2 | - | 1034500 | 20 |  |  | N78 | 3 | 3 | [32 empty] | IIB | DXT-6402-CSG-SAR-X-1
DXT6474 | Site 9662 | DXB | DXT6474 | DXT6474 | DXTL6474 |  | Locked | On Air | On Air |  | 2015 | Temporary-Permanent | 25.188 | 55.3013 | Huawei | Outdoor | EITC Passive Infrastructure | GRD | Outdoor Green field-du Owned |  |  | 3G+4G | BTS3900 | LTE-3CC | 2T2R | U2100 (F2) | L800+L1800F1+L1800F2 | - | 1033700 | 20 |  |  | - | 3 | - | [32 empty] | MW | MW
DXT6481 | Site 9663 | DXB | DXT6481 | DXT6481 | DXTL6481 |  | On Air | On Air | On Air |  | 2012 | Temporary-Permanent | 24.9687 | 55.165 | Nokia/Huawei | Outdoor | EITC Passive Infrastructure | GRD | Outdoor Green field-du Owned |  |  | 2G+3G+4G | BTS3900/Ultra 2G | LTE-3CC | 2T2R | U2100 (F2) + U900 (F1+F2) | L800+L1800F1+L1800F2 | - | 1059801 | 20 |  |  | - | 3 | - | [32 empty] | IIB | DXT-6481-CSG-SAR-X-1
DXT6521 | Site 9664 | DXB | DXT6521 | DXT6521 | DXTL6521 | DXTNR6521 | Locked | On Air | On Air | On Air | 2010 | Temporary | 24.9752 | 55.0887 | Huawei | Outdoor | EITC Passive Infrastructure | RDU | Outdoor Green field-du Owned |  |  | 3G+4G+5G | BTS3900 | LTE-3CC | 2T2R | U2100 (F2) + U900 (F1+F2) | L800+L1800F1+L1800F2 | 1CC | 1059400 | 30 |  | 3 | N41 | 3 | 3 | [32 empty] | IIB | DXT-6521-CSG-SAR-X-1
DXT6523 | Site 9665 | DXB | DXT6523 | DXT6523 | DXTL6523 |  | Locked | On Air | On Air |  | 2011 | Temporary | 24.9662 | 55.1764 | Huawei | Outdoor | EITC Passive Infrastructure | RDU | Outdoor Green field-du Owned |  |  | 3G+4G | BTS3900 | LTE-3CC | 2T2R | U2100 (F2) + U900 (F1+F2) | L800+L1800F1+L1800F2 | - | 1059801 | 30 |  |  | - | 3 | - | [32 empty] | IIB | DXT-6523-CSG-IXR-E-1
DXT6531 | Site 9666 | DXB | DXT6531 | DXT6531 | DXTL6531 |  | On Air | On Air | On Air |  | 2017 | Temporary-Permanent | 25.1259 | 55.3498 | Nokia/Huawei | Outdoor | EITC Passive Infrastructure | GRD | Outdoor Green field-du Owned |  |  | 2G+3G+4G | BTS3900/Ultra 2G | LTE-CA | 2T2R | U2100 (F2) + U900 (F1+F2) | L800+L1800F1 | - | 1064500 | 20 |  |  | - | 3 | - | [32 empty] | MW | 0
DXT6532 | Site 9667 | DXB | DXT6532 | DXT6532 | DXTL6532 |  | On Air | On Air | On Air |  | 2016 | Temporary-Permanent | 24.9795 | 55.3879 | Nokia/Huawei | Outdoor | EITC Passive Infrastructure | GRD | Outdoor Green field-du Owned |  |  | 2G+3G+4G | BTS3900/Flexi 2G | LTE-3CC | 2T2R | U2100 (F2) | L800+L1800F1+L1800F2 | - | 1091600 | 20 |  |  | - | 3 | - | [32 empty] | MW | 0
DXB2530 | Site 9668 | DXB | DXB2530 |  |  |  | On Air | - | - |  | 2010 | Permanent | 25.2517 | 55.3044 | NOKIA | Outdoor | EITC Passive Infrastructure | Rooftop | RT-du Owned |  |  | 2G | Flexi 2G | - | - | - | - | - | 1031800 | 15 |  |  | - |  | - | [32 empty] | MW | 0
DXB1030 | Site 9669 | DXB |  | DXB1030 | DXBL1030 | DXBNR1030 |  | On Air | On Air | On Air | 2016 | Permanent | 25.2283 | 55.2884 | Huawei | Outdoor | EITC Passive Infrastructure | Rooftop | RT-du Owned |  |  | 3G+4G+5G | BTS3900A | LTE-4CC | 2T2R | U2100 (F2) + U900 (F1+F2) | L800+L1800F1+L1800F2+L2100 | 2CC | 1033600 | 14 |  | 3 | N78 | 3 | 3 | [32 empty] | IIB | DXB-1030-CSG-IXR-E-1
DXB1035 | Site 9670 | DXB |  | DXB1035 | DXBL1035 |  |  | On Air | On Air |  | 2018 | Permanent | 24.933 | 55.062 | Huawei | Outdoor | EITC Passive Infrastructure | RDU | Outdoor Green field-du Owned |  |  | 3G+4G | BTS3900A | LTE-3CC | 2T2R | U2100 (F2) + U900 (F1+F2) | L800+L1800F1+L1800F2 | - | 1051600 | 30 |  |  | - | 3 | - | [32 empty] | IIB | Passive Completed
DXB1052 | Site 9671 | DXB |  | DXB1052 | DXBL1052 | DXBNR1052 |  | On Air | On Air | On Air | 2016 | Permanent | 24.9631 | 55.0129 | Huawei | Outdoor | EITC Passive Infrastructure | Greenfield | Outdoor Green field-du Owned |  |  | 3G+4G+5G | BTS3900A | LTE-3CC | 2T2R | U2100 (F2) + U900 (F1+F2) | L800+L1800F1+L1800F2 | 1CC | 1051100 | 30 |  | 3 | N41 | 3 | 3 | [32 empty] | IIB | DXB-1052-CSG-IXR-E-1
DXB1058 | Site 9672 | DXB |  | DXB1058 | DXBL1058 | DXBNR1058 |  | On Air | On Air | On Air | 2015 | Permanent | 25.1345 | 55.1871 | Huawei | Outdoor | EITC Passive Infrastructure | Rooftop | RT-du Owned |  |  | 3G+4G+5G | BTS3900A | LTE-3CC | 2T2R | U2100 (F2) + U900 (F1+F2) | L800+L1800F1+L1800F2 | 2CC | 1037200 | 13 |  | 3 | N78 | 3 | 3 | [32 empty] | IIB | IDX-0630-IBS-SAR-8-1
DXB1062 | Site 9673 | DXB |  | DXB1062 | DXBL1062 | DXBNR1062 |  | On Air | On Air | On Air | 2016 | Permanent | 25.1876 | 55.2551 | Huawei | Outdoor | EITC Passive Infrastructure | Rooftop | RT-du Owned |  |  | 3G+4G+5G | BTS3900A | LTE-4CC | 4T4R | U2100 (F2) + U900 (F1+F2) | L700+L800+L1800F1+L1800F2+L2100 | 2CC | 1034300 | 21 |  | 3 | N78 | 3 | 3 | [32 empty] | IIB | DXB-1062-CSG-SAR-X-1
DXB1068 | Site 9674 | DXB | DXB2068 | DXB2068 | DXBL1068 | DXBNR1068 | On Air | On Air | On Air | On Air | 2009 | Permanent | 25.0648 | 55.185 | Nokia/Huawei | Outdoor | Site Sharing | Site Share | Outdoor Site Sharing-Etisalat Owned |  |  | 2G+3G+4G+5G | BTS3900/Ultra 2G | LTE-4CC | 2T2R | U2100 (F2) + U900 (F1+F2) | L800+L1800F1+L1800F2+L2100 | 2CC | 1039400 | 30 |  | 3 | N78 | 3 | 3 | [32 empty] | IIB | DXB-1068-CSG-IXR-E-1
DXB1072 | Site 9675 | DXB |  | DXB1072 | DXBL1072 |  |  | On Air | On Air |  | 2018 | Permanent | 24.9857 | 55.4268 | Huawei | Outdoor | Site Sharing | Site Share | Outdoor Site Sharing-Etisalat Owned |  |  | 3G+4G | BTS3900A | LTE-CA | 2T2R | U2100 (F2) + U900 (F1+F2) | L800+L1800F1 | - | 1091700 | 30 |  |  | - | 4 | - | [32 empty] | MW | 0
DXB1106 | Site 9676 | DXB |  | DXB1106 | DXBL1106 | DXBNR1106 |  | On Air | On Air | On Air | 2018 | Permanent | 25.1991 | 55.3577 | Huawei | Outdoor | EITC Passive Infrastructure | RDU | Outdoor Green field-du Owned |  |  | 3G+4G+5G | BTS3900A | LTE-3CC | 2T2R | U2100 (F2) + U900 (F1+F2) | L800+L1800F1+L1800F2 | 2CC | 1041400 | 30 |  | 3 | N78 | 3 | 3 | [32 empty] | MW | 0
DXB1122 | Site 9677 | DXB |  | DXB1122 | DXBL1122 | DXBNR1122 |  | On Air | On Air | On Air | 2017 | Permanent | 25.2631 | 55.307 | Huawei | Outdoor | EITC Passive Infrastructure | Rooftop | RT-du Owned |  |  | 3G+4G+5G | BTS3900A | LTE-4CC | 4T4R | U2100 (F2) + U900 (F1+F2) | L700+L800+L1800F1+L1800F2+L2100 | 2CC | 1031300 | 17.2 |  | 3 | N78 | 3 | 3 | [32 empty] | MW | 0
DXB1129 | Site 9678 | DXB |  | DXB1129 | DXBL1129 | DXBNR1129 |  | On Air | On Air | On Air | 2015 | Permanent | 25.2699 | 55.4484 | Huawei | Outdoor | Site Sharing | Site Share | Outdoor Site Sharing-Etisalat Owned |  |  | 3G+4G+5G | BTS3900A | LTE-3CC | 2T2R | U2100 (F2) + U900 (F1+F2) | L800+L1800F1+L1800F2 | 2CC | 1026500 | 30 |  | 3 | N78 | 3 | 3 | [32 empty] | IIB | DXB-1129-CSG-SAR-X-1
DXB1134 | Site 9679 | DXB |  | DXB1134 | DXBL1134 | DXBNR1134 |  | On Air | On Air | On Air | 2016 | Permanent | 25.2572 | 55.3976 | Huawei | Outdoor | EITC Passive Infrastructure | RDU | Outdoor Green field-du Owned |  |  | 3G+4G+5G | BTS3900A | LTE-3CC | 2T2R | U2100 (F2) + U900 (F1+F2) | L800+L1800F1+L1800F2 | 2CC | 1023400 | 30 |  | 3 | N78 | 3 | 3 | [32 empty] | IIB | DXB-1134-CSG-SAR-X-1
DXB1138 | Site 9680 | DXB |  | DXB1138 | DXBL1138 | DXBNR1138 |  | On Air | On Air | On Air | 2016 | Permanent | 25.1773 | 55.2732 | Huawei | Outdoor | EITC Passive Infrastructure | Rooftop | RT-du Owned |  |  | 3G+4G+5G | BTS3900A | LTE-4CC | 4T4R | U2100 (F2) + U900 (F1+F2) | L700+L800+L1800F1+L1800F2+L2100 | 2CC | 1034500 | 26 |  | 3 | N78 | 3 | 3 | [32 empty] | IIB | DXB-1138A-IBS-SAR-M-1 + DXB-1138A-CSG-SAR-X-1
DXB1140 | Site 9681 | DXB |  | DXB1140 | DXBL1140 | DXBNR1140 |  | On Air | On Air | On Air | 2017 | Permanent | 25.1969 | 55.2763 | Huawei | Outdoor | EITC Passive Infrastructure | Rooftop | RT-du Owned |  |  | 3G+4G+5G | BTS3900A | LTE-4CC | 4T4R | U2100 (F2) | L800+L1800F1+L1800F2+L2100 | 2CC | 1034500 | 27 |  | 2 | N78 | 2 | 2 | [32 empty] | IIB | Passive fiber on IDX-5131-CSG-SAR-8-1
DXB1147 | Site 9682 | DXB |  | DXB1147 | DXBL1147 | DXBNR1147 |  | On Air | On Air | On Air | 2014 | Permanent | 25.1878 | 55.2588 | Huawei | Outdoor | EITC Passive Infrastructure | Rooftop | RT-du Owned |  |  | 3G+4G+5G | BTS3900A | LTE-4CC | 2T2R | U2100 (F2) + U900 (F1+F2) | L800+L1800F1+L1800F2+L2100 | 2CC | 1034500 | 33 |  | 3 | N78 | 3 | 3 | [32 empty] | IIB | DXB-1147-CSG-IXR-E-1
DXB1151 | Site 9683 | DXB |  | DXB1151 | DXBL1151 | DXBNR1151 |  | On Air | On Air | On Air | 2016 | Permanent | 25.1971 | 55.296 | Huawei | Outdoor | Site Sharing | Site Share | Outdoor Site Sharing-Etisalat Owned |  |  | 3G+4G+5G | BTS3900A | LTE-4CC | 2T2R | U2100 (F2) + U900 (F1+F2) | L800+L1800F1+L1800F2+L2100 | 2CC | 1033700 | 30 |  | 3 | N78 | 3 | 3 | [32 empty] | IIB | DXB-1151-CSG-SAR-X-1
DXB1152 | Site 9684 | DXB |  | DXB1152 | DXBL1152 |  |  | On Air | On Air |  | 2015 | Permanent | 24.9074 | 55.3284 | Huawei | Outdoor | Site Sharing | Site Share | Outdoor Site Sharing-Etisalat Owned |  |  | 3G+4G | BTS3900A | LTE-4CC | 2T2R | U2100 (F2) + U900 (F1+F2) | L700+L800+L1800F1+L1800F2+L2100 | - | 1096100 | 36 |  |  | - | 3 | - | [32 empty] | IIB | DXB-1152-CSG-ASR920-LD-1
DXB1154 | Site 9685 | DXB |  | DXB1154 | DXBL1154 | DXBNR1154 |  | On Air | On Air | On Air | 2014 | Permanent | 25.0809 | 55.2083 | Huawei | Outdoor | Site Sharing | Site Share | Outdoor Site Sharing-Etisalat Owned |  |  | 3G+4G+5G | BTS3900A | LTE-4CC | 2T2R | U2100 (F2) + U900 (F1+F2) | L800+L1800F1+L1800F2+L2100 | 2CC | 1037500 | 30 |  | 3 | N78 | 3 | 3 | [32 empty] | IIB | DXB-1154-CSG-SAR-X-1
DXB1158 | Site 9686 | DXB |  | DXB1158 | DXBL1158 |  |  | On Air | On Air |  | 2017 | Permanent | 25.1249 | 55.4101 | Huawei | Easy Macro | EITC Passive Infrastructure | Easy Macro - Rooftop | RT-du Owned |  |  | 3G+4G | AAU3940 | LTE | 2T2R | U2100 (F1+F2) | L1800F1 | - | 1081200 | 46 |  |  | - | 2 | - | [32 empty] | IIB | DXB-0503-IBS-SAR-M-1
DXB1163 | Site 9687 | DXB |  | DXB1163 | DXBL1163 | DXBNR1163 |  | On Air | On Air | On Air | 2019 | Permanent | 24.9896 | 55.2031 | Huawei | Outdoor | EITC Passive Infrastructure | Rooftop | RT-du Owned |  |  | 3G+4G+5G | BTS3900A | LTE-4CC | 2T2R | U2100 (F2) + U900 (F1+F2) | L800+L1800F1+L1800F2+L2100 | 2CC | 1059700 | 25 |  | 3 | N78 | 3 | 3 | [32 empty] | MW | 0
DXB1166 | Site 9688 | DXB |  | DXB1166 | DXBL1166 | DXBNR1166 |  | On Air | On Air | On Air | 2016 | Permanent | 25.1968 | 55.2508 | Huawei | Outdoor | Site Sharing | Site Share | Outdoor Site Sharing-Etisalat Owned |  |  | 3G+4G+5G | BTS3900A | LTE-3CC | 2T2R | U2100 (F2) + U900 (F1+F2) | L800+L1800F1+L1800F2 | 2CC | 1034300 | 30 |  | 3 | N78 | 3 | 3 | [32 empty] | IIB | DXB-1166-CSG-SAR-X-1
DXB1167 | Site 9689 | DXB |  | DXB1167 | DXBL1167 | DXBNR1167 |  | On Air | On Air | On Air | 2017 | Permanent | 25.1944 | 55.2353 | Huawei | Outdoor | EITC Passive Infrastructure | Rooftop | RT-du Owned |  |  | 3G+4G+5G | BTS3900A | LTE-CA | 2T2R | U2100 (F2) + U900 (F1+F2) | L800+L1800F1 | 2CC | 1034200 | 16 |  | 3 | N78 | 3 | 3 | [32 empty] | IIB | DXB-1167-CSG-ASR920-LD-1
DXB1168 | Site 9690 | DXB |  | DXB1168 | DXBL1168 | DXBNR1168 |  | On Air | On Air | On Air | 2017 | Permanent | 25.2072 | 55.245 | Huawei | Outdoor | EITC Passive Infrastructure | Rooftop | RT-du Owned |  |  | 3G+4G+5G | BTS3900A | LTE-3CC | 2T2R | U2100 (F2) + U900 (F1+F2) | L800+L1800F1+L1800F2 | 2CC | 1034200 | 14 |  | 3 | N78 | 3 | 3 | [32 empty] | IIB | DXB-1168-CSG-SAR-X-1
DXB1170 | Site 9691 | DXB |  | DXB1170 | DXBL1170 | DXBNR1170 |  | On Air | On Air | On Air | 2016 | Permanent | 25.2676 | 55.298 | Huawei | Outdoor | EITC Passive Infrastructure | Rooftop | RT-du Owned |  |  | 3G+4G+5G | BTS3900A | LTE-3CC | 2T2R | U2100 (F2) + U900 (F1+F2) | L800+L1800F1+L1800F2 | 1CC | 1011400 | 30 |  | 3 | N41 | 3 | 3 | [32 empty] | MW | 0
DXB1171 | Site 9692 | DXB |  | DXB1171 | DXBL1171 | DXBNR1171 |  | On Air | On Air | On Air | 2017 | Permanent | 25.0663 | 55.2438 | Huawei | Outdoor | EITC Passive Infrastructure | Rooftop | RT-du Owned |  |  | 3G+4G+5G | BTS3900A | LTE-4CC | 2T2R | U2100 (F2) + U900 (F1+F2) | L800+L1800F1+L1800F2+L2100 | 2CC | 1067300 | 30 |  | 3 | N78 | 3 | 3 | [32 empty] | IIB | DXB-1171-CSG-SAR-X-1
DXB1173 | Site 9693 | DXB |  | DXB1173 | DXBL1173 | DXBNR1173 |  | On Air | On Air | On Air | 2017 | Permanent | 25.2554 | 55.3393 | Huawei | Outdoor | EITC Passive Infrastructure | Rooftop | RT-du Owned |  |  | 3G+4G+5G | BTS3900A | LTE-3CC | 2T2R | U2100 (F2) + U900 (F1+F2) | L800+L1800F1+L1800F2 | 2CC | 1022100 | 22 |  | 3 | N78 | 3 | 3 | [32 empty] | IIB | DXB-1173-CSG-IXR-E-1
DXB1175 | Site 9694 | DXB |  | DXB1175 | DXBL1175 | DXBNR1175 |  | On Air | On Air | On Air | 2016 | Permanent | 25.026 | 55.2147 | Huawei | Outdoor | EITC Passive Infrastructure | Greenfield | Outdoor Green field-du Owned |  |  | 3G+4G+5G | BTS3900A | LTE-3CC | 2T2R | U2100 (F2) + U900 (F1+F2) | L800+L1800F1+L1800F2 | 2CC | 1068200 | 30 |  | 3 | N78 | 3 | 3 | [32 empty] | IIB | DXB-1175-CSG-ASR920-LD-1
DXB1178 | Site 9695 | DXB |  | DXB1178 | DXBL1178 | DXBNR1178 |  | On Air | On Air | On Air | 2015 | Permanent | 25.079 | 55.1672 | Huawei | Outdoor | EITC Passive Infrastructure | Rooftop | RT-du Owned |  |  | 3G+4G+5G | BTS3900A | LTE-4CC | 2T2R | U2100 (F2) + U900 (F1+F2) | L800+L1800F1+L1800F2+L2100 | 2CC | 1038800 | 13.6 |  | 3 | N78 | 4 | 3 | [32 empty] | IIB | DXB-1178-CSG-SAR-X-1
DXB1179 | Site 9696 | DXB |  | DXB1179 | DXBL1179 | DXBNR1179 |  | On Air | On Air | On Air | 2013 | Permanent | 25.0734 | 55.1666 | Huawei | Outdoor | Site Sharing | Site Share | Outdoor Site Sharing-Etisalat Owned |  |  | 3G+4G+5G | BTS3900A | LTE-3CC | 2T2R | U2100 (F2) + U900 (F1+F2) | L800+L1800F1+L1800F2 | 2CC | 1039400 | 35 |  | 3 | N78 | 3 | 3 | [32 empty] | IIB | DXB-1179-CSG-IXR-E-1
DXB1183 | Site 9697 | DXB |  | DXB1183 | DXBL1183 | DXBNR1183 |  | On Air | On Air | On Air | 2017 | Permanent | 25.2416 | 55.4108 | Huawei | Outdoor | Site Sharing | Site Share | Outdoor Site Sharing-Etisalat Owned |  |  | 3G+4G+5G | BTS3900A | LTE-4CC | 4T4R | U2100 (F2) + U900 (F1+F2) | L800+L1800F1+L1800F2+L2100 | 2CC | 1026100 | 30 |  | 3 | N78 | 3 | 3 | [32 empty] | IIB | DXB-1183-CSG-SAR-X-1
DXB1192 | Site 9698 | DXB |  | DXB1192 | DXBL1192 | DXBNR1192 |  | On Air | On Air | On Air | 2017 | Permanent | 25.2356 | 55.2891 | Huawei | Outdoor | Site Sharing | Site Share | Outdoor Site Sharing-Etisalat Owned |  |  | 3G+4G+5G | BTS3900A | LTE-3CC | 2T2R | U2100 (F2) + U900 (F1+F2) | L800+L1800F1+L1800F2 | 2CC | 1032300 | 30 |  | 3 | N78 | 3 | 3 | [32 empty] | IIB | Passive DXB-3248-SCSG-IXR-R6-1
DXB1193 | Site 9699 | DXB |  | DXB1193 | DXBL1193 |  |  | On Air | On Air |  | 2014 | Permanent | 24.9944 | 55.1655 | Huawei | Outdoor | EITC Passive Infrastructure | Palm RDU | Outdoor Green field-du Owned |  |  | 3G+4G | BTS3900A | LTE-CA | 2T2R | U2100 (F2) + U900 (F1+F2) | L800+L1800F1 | - | 1059802 | 30 |  |  | - | 4 | - | [32 empty] | MW | 0
DXB1194 | Site 9700 | DXB |  | DXB1194 | DXBL1194 | DXBNR1194 |  | On Air | On Air | On Air | 2017 | Permanent | 25.2317 | 55.2733 | Huawei | Outdoor | EITC Passive Infrastructure | Rooftop | RT-du Owned |  |  | 3G+4G+5G | BTS3900A | LTE-4CC | 2T2R | U2100 (F2) + U900 (F1+F2) | L800+L1800F1+L1800F2+L2100 | 2CC | 1033300 | 28 |  | 3 | N78 | 3 | 3 | [32 empty] | IIB | DXB-1194-CSG-IXR-E-1
DXB1197 | Site 9701 | DXB |  | DXB1197 | DXBL1197 | DXBNR1197 |  | On Air | On Air | On Air | 2015 | Permanent | 25.158 | 55.2474 | Huawei | Outdoor | EITC Passive Infrastructure | RDU | Outdoor Green field-du Owned |  |  | 3G+4G+5G | BTS3900A | LTE-4CC | 2T2R | U2100 (F2) + U900 (F1+F2) | L800+L1800F1+L1800F2+L2100 | 2CC | 1035800 | 30 |  | 3 | N78 | 3 | 3 | [32 empty] | IIB | DXB-1197-CSG-SAR-X-1
DXB1200 | Site 9702 | DXB |  | DXB1200 | DXBL1200 | DXBNR1200 |  | On Air | On Air | On Air | 2018 | Permanent | 25.0097 | 55.291 | Huawei | Outdoor | EITC Passive Infrastructure | Rooftop | RT-du Owned |  |  | 3G+4G+5G | BTS3900A | LTE-3CC | 2T2R | U2100 (F2) + U900 (F1+F2) | L800+L1800F1+L1800F2 | 1CC | 1092200 | 36 |  | 3 | N41 | 4 | 3 | [32 empty] | IIB | DXB-1200-CSG-SAR-X-1
DXB1212 | Site 9703 | DXB |  | DXB1212 | DXBL1212 | DXBNR1212 |  | On Air | On Air | On Air | 2017 | Permanent | 25.162 | 55.4243 | Huawei | Outdoor | Site Sharing | Site Share | Outdoor Site Sharing-Etisalat Owned |  |  | 3G+4G+5G | BTS3900A | LTE-4CC | 2T2R | U2100 (F2) + U900 (F1+F2) | L800+L1800F1+L1800F2+L2100 | 2CC | 1062100 | 30 |  | 3 | N78 | 3 | 3 | [32 empty] | IIB | DXB-1212-CSG-SAR-X-1
DXB1222 | Site 9704 | DXB |  | DXB1222 | DXBL1222 | DXBNR1222 |  | On Air | On Air | On Air | 2016 | Permanent | 24.9522 | 55.1106 | Huawei | Outdoor | Site Sharing | Site Share | Outdoor Site Sharing-Etisalat Owned |  |  | 3G+4G+5G | BTS3900A | LTE-3CC | 2T2R | U2100 (F2) + U900 (F1+F2) | L800+L1800F1+L1800F2 | 1CC | 1051800 | 35 |  | 3 | N41 | 3 | 3 | [32 empty] | IIB | DXB-1222-CSG-ASR920-LD-1
DXB1228 | Site 9705 | DXB |  | DXB1228 | DXBL1228 | DXBNR1228 |  | On Air | On Air | On Air | 2016 | Permanent | 25.0691 | 55.3096 | Huawei | Outdoor | EITC Passive Infrastructure | Rooftop | RT-du Owned |  |  | 3G+4G+5G | BTS3900A | LTE-4CC | 4T4R | U2100 (F2) + U900 (F1+F2) | L800+L1800F1+L1800F2+L2100 | 2CC | 1064600 | 11 |  | 3 | N78 | 3 | 3 | [32 empty] | IIB | DXB-1228-CSG-IXR-E-1
DXB1229 | Site 9706 | DXB |  | DXB1229 | DXBL1229 | DXBNR1229 |  | On Air | On Air | On Air | 2016 | Permanent | 25.066 | 55.3073 | Huawei | Outdoor | EITC Passive Infrastructure | Rooftop | RT-du Owned |  |  | 3G+4G+5G | BTS3900A | LTE-3CC | 4T4R | U2100 (F2) + U900 (F1+F2) | L800+L1800F1+L1800F2 | 2CC | 1064600 | 11 |  | 3 | N78 | 3 | 3 | [32 empty] | dufix | DXB-GV-IBS-MDF-S53K-1
DXB1231 | Site 9707 | DXB |  | DXB1231 | DXBL1231 | DXBNR1231 |  | On Air | On Air | On Air | 2017 | Permanent | 25.0153 | 55.2614 | Huawei | Outdoor | EITC Passive Infrastructure | Palm Tree | Outdoor Green field-du Owned |  |  | 3G+4G+5G | BTS3900A | LTE-3CC | 2T2R | U2100 (F2) + U900 (F1+F2) | L800+L1800F1+L1800F2 | 2CC | 1067600 | 30 |  | 3 | N78 | 3 | 3 | [32 empty] | IIB | DXB-1231-CSG-IXR-E-1
DXB1236 | Site 9708 | DXB |  | DXB1236 | DXBL1236 | DXBNR1236 |  | On Air | On Air | On Air | 2015 | Permanent | 25.2458 | 55.3083 | Huawei | Outdoor | EITC Passive Infrastructure | Rooftop | RT-du Owned |  |  | 3G+4G+5G | BTS3900A | LTE-CA | 2T2R | U2100 (F2) + U900 (F1+F2) | L800+L1800F1 | 2CC | 1031800 | 20 |  | 3 | N78 | 3 | 3 | [32 empty] | IIB | DXB-1236-CSG-ASR920-LD-1
DXB1244 | Site 9709 | DXB |  | DXB1244 | DXBL1244 | DXBNR1244 |  | On Air | On Air | On Air | 2014 | Permanent | 25.2512 | 55.2861 | Huawei | Outdoor | EITC Passive Infrastructure | Rooftop | RT-du Owned |  |  | 3G+4G+5G | BTS3900A | LTE-CA | 2T2R | U2100 (F2) + U900 (F1+F2) | L800+L1800F1 | 2CC | 1031600 | 20.2 |  | 3 | N78 | 3 | 3 | [32 empty] | IIB | DXB-1244-CSG-SAR-X-1
DXB1248 | Site 9710 | DXB |  | DXB1248 | DXBL1248 | DXBNR1248 |  | On Air | On Air | On Air | 2015 | Permanent | 25.2863 | 55.332 | Huawei | Outdoor | EITC Passive Infrastructure | Rooftop | RT-du Owned |  |  | 3G+4G+5G | BTS3900A | LTE | 2T2R | U2100 (F2) | L1800F1 | 1CC | 1012600 | 13 |  | 3 | N41 | 3 | 3 | [32 empty] | MW | 0
DXB1251 | Site 9711 | DXB |  | DXB1251 | DXBL1251 | DXBNR1251 |  | On Air | On Air | On Air | 2017 | Permanent | 25.0792 | 55.3659 | Huawei | Outdoor | Site Sharing | Site Share | Outdoor Site Sharing-Etisalat Owned |  |  | 3G+4G+5G | BTS3900A | LTE-4CC | 2T2R | U2100 (F2) + U900 (F1+F2) | L800+L1800F1+L1800F2+L2100 | 1CC | 1064800 | 25 |  | 3 | N41 | 3 | 3 | [32 empty] | IIB | DXB-1251-CSG-SAR-X-1
DXB1255 | Site 9712 | DXB |  | DXB1255 | DXBL1255 | DXBNR1255 |  | On Air | On Air | On Air | 2016 | Permanent | 25.1398 | 55.2385 | Huawei | Outdoor | EITC Passive Infrastructure | Rooftop | RT-du Owned |  |  | 3G+4G+5G | BTS3900A | LTE-4CC | 4T4R | U2100 (F2) + U900 (F1+F2) | L800+L1800F1+L1800F2+L2100 | 2CC | 1036400 | 20 |  | 3 | N78 | 3 | 3 | [32 empty] | IIB | DXB-1255-CSG-SAR-X-1
DXB1259 | Site 9713 | DXB |  | DXB1259 | DXBL1259 | DXBNR1259 |  | On Air | On Air | On Air | 2015 | Permanent | 25.2712 | 55.3092 | Huawei | Outdoor | EITC Passive Infrastructure | Rooftop | RT-du Owned |  |  | 3G+4G+5G | BTS3900A | LTE-CA | 2T2R | U2100 (F2) + U900 (F1+F2) | L800+L1800F1 | 1CC | 1011800 | 17 |  | 3 | N41 | 3 | 3 | [32 empty] | IIB | DXB-1259-CSG-IXR-E-1
DXB1260 | Site 9714 | DXB | DXB1260 | DXB1260 | DXBL1260 | DXBNR1260 | Locked | On Air | On Air | On Air | 2012 | Permanent | 25.2379 | 55.3089 | Huawei | Outdoor | EITC Passive Infrastructure | Rooftop | RT-du Owned |  |  | 3G+4G+5G | BTS3900A | LTE-4CC | 4T4R | U2100 (F2) + U900 (F1+F2) | L800+L1800F1+L1800F2+L2100 | 1CC | 1031900 | 18 |  | 3 | N41 | 3 | 3 | [32 empty] | IIB | DXB-1260-CSG-IXR-E-1
DXB1262 | Site 9715 | DXB |  | DXB1262 | DXBL1262 | DXBNR1262 |  | On Air | On Air | On Air | 2015 | Permanent | 25.2447 | 55.315 | Huawei | Outdoor | EITC Passive Infrastructure | Rooftop | RT-du Owned |  |  | 3G+4G+5G | BTS3900A | LTE-3CC | 2T2R | U2100 (F2) + U900 (F1+F2) | L800+L1800F1+L1800F2 | 1CC | 1031900 | 33.6 |  | 3 | N41 | 3 | 3 | [32 empty] | IIB | DXB-1262-CSG-SAR-X-1
DXB1272 | Site 9716 | DXB |  | DXB1272 | DXBL1272 | DXBNR1272 |  | On Air | On Air | On Air | 2016 | Permanent | 24.9658 | 55.0456 | Huawei | Outdoor | EITC Passive Infrastructure | Palm Tree | Outdoor Green field-du Owned |  |  | 3G+4G+5G | BTS3900 | LTE-3CC | 2T2R | U2100 (F2) + U900 (F1+F2) | L800+L1800F1+L1800F2 | 1CC | 1059400 | 30 |  | 3 | N41 | 3 | 3 | [32 empty] | MW | 0
DXB1274 | Site 9717 | DXB |  | DXB1274 | DXBL1274 |  |  | On Air | On Air |  | 2016 | Permanent | 25.2579 | 55.3074 | Huawei | Outdoor | EITC Passive Infrastructure | Rooftop | RT-du Owned |  |  | 3G+4G | BTS3900A | LTE-3CC | 2T2R | U2100 (F2) + U900 (F1+F2) | L800+L1800F1+L1800F2 | - | 1031400 | 39 |  |  | - | 3 | - | [32 empty] | MW | 0
DXB1275 | Site 9718 | DXB |  | DXB1275 | DXBL1275 | DXBNR1275 |  | On Air | On Air | On Air | 2015 | Permanent | 25.2621 | 55.4409 | Huawei | Outdoor | EITC Passive Infrastructure | Rooftop | RT-du Owned |  |  | 3G+4G+5G | BTS3900A | LTE-CA | 2T2R | U2100 (F2) + U900 (F1+F2) | L800+L1800F1 | 2CC | 1026500 | 17 |  | 3 | N78 | 3 | 3 | [32 empty] | IIB | DXB-1275-CSG-ASR920-LD-1
DXB1277 | Site 9719 | DXB |  | DXB1277 | DXBL1277 | DXBNR1277 |  | On Air | On Air | On Air | 2016 | Permanent | 25.2755 | 55.4186 | Huawei | Outdoor | EITC Passive Infrastructure | Rooftop | RT-du Owned |  |  | 3G+4G+5G | BTS3900A | LTE-4CC | 4T4R | U2100 (F2) + U900 (F1+F2) | L800+L1800F1+L1800F2+L2100 | 2CC | 1024500 | 24 |  | 3 | N78 | 4 | 3 | [32 empty] | IIB | DXB-1277-CSG-SAR-X-1
DXB1282 | Site 9720 | DXB |  | DXB1282 | DXBL1282 | DXBNR1282 |  | On Air | On Air | On Air | 2014 | Permanent | 25.2662 | 55.3111 | Huawei | Outdoor | EITC Passive Infrastructure | Rooftop | RT-du Owned |  |  | 3G+4G+5G | BTS3900A | LTE-4CC | 2T2R | U2100 (F2) + U900 (F1+F2) | L800+L1800F1+L1800F2+L2100 | 1CC | 1011900 | 31 |  | 3 | N41 | 4 | 3 | [32 empty] | IIB | DXB-1282-CSG-IXR-E-1
DXB1284 | Site 9721 | DXB |  | DXB1284 | DXBL1284 | DXBNR1284 |  | On Air | On Air | On Air | 2014 | Permanent | 25.2736 | 55.3052 | Huawei | Outdoor | EITC Passive Infrastructure | Rooftop | RT-du Owned |  |  | 3G+4G+5G | BTS3900A | LTE-4CC | 2T2R | U2100 (F2) + U900 (F1+F2) | L800+L1800F1+L1800F2+L2100 | 2CC | 1011600 | 27.2 |  | 3 | N78 | 4 | 3 | [32 empty] | IIB | DXB-1284-CSG-IXR-E-1
DXB1292 | Site 9722 | DXB |  | DXB1292 | DXBL1292 | DXBNR1292 |  | On Air | On Air | On Air | 2013 | Permanent | 25.272 | 55.3284 | Huawei | Outdoor | EITC Passive Infrastructure | Rooftop | RT-du Owned |  |  | 3G+4G+5G | BTS3900 | LTE-CA | 2T2R | U2100 (F2) + U900 (F1+F2) | L800+L1800F1 | 2CC | 1012300 | 15 |  | 3 | N78 | 3 | 3 | [32 empty] | IIB | DXB-1292-CSG-SAR-X-1
DXB1297 | Site 9723 | DXB |  | DXB1297 | DXBL1297 | DXBNR1297 |  | On Air | On Air | On Air | 2017 | Permanent | 25.0235 | 55.2442 | Huawei | Outdoor | EITC Passive Infrastructure | Palm Tree | Outdoor Green field-du Owned |  |  | 3G+4G+5G | BTS3900A | LTE-3CC | 2T2R | U2100 (F2) + U900 (F1+F2) | L800+L1800F1+L1800F2 | 2CC | 1067600 | 35 |  | 3 | N78 | 3 | 3 | [32 empty] | IIB | DXB-1297-CSG-IXR-E-1
DXB1307 | Site 9724 | DXB |  | DXB1307 | DXBL1307 | DXBNR1307 |  | On Air | On Air | On Air | 2016 | Permanent | 25.2688 | 55.2956 | Huawei | Outdoor | EITC Passive Infrastructure | Rooftop | RT-du Owned |  |  | 3G+4G+5G | BTS3900A | LTE-3CC | 2T2R | U2100 (F2) + U900 (F1+F2) | L800+L1800F1+L1800F2 | 1CC | 1011200 | 31 |  | 3 | N41 | 3 | 3 | [32 empty] | IIB | DXB-1307-CSG-N540-LD-1
DXB1314 | Site 9725 | DXB |  | DXB1314 | DXBL1314 | DXBNR1314 |  | On Air | On Air | On Air | 2015 | Permanent | 25.26 | 55.3231 | Huawei | Outdoor | EITC Passive Infrastructure | Rooftop | RT-du Owned |  |  | 3G+4G+5G | BTS3900A | LTE-3CC | 2T2R | U2100 (F2) + U900 (F1+F2) | L800+L1800F1+L1800F2 | 1CC | 1012400 | 35 |  | 3 | N41 | 3 | 3 | [32 empty] | MW | 0
DXB1315 | Site 9726 | DXB |  | DXB1315 | DXBL1315 |  |  | On Air | On Air |  | 2016 | Permanent | 25.1355 | 55.3362 | Huawei | Outdoor | Site Sharing | Site Share - Palm Tree | Outdoor Site Sharing-Etisalat Owned |  |  | 3G+4G | BTS3900A | LTE | 2T2R | U2100 (F2) | L1800F1 | - | 1061800 | 30 |  |  | - | 3 | - | [32 empty] | IIB | DXB-1315-CSG-N540-LD-1
DXB1318 | Site 9727 | DXB |  | DXB1318 | DXBL1318 | DXBNR1318 |  | On Air | On Air | On Air | 2015 | Permanent | 25.1645 | 55.4745 | Huawei | Outdoor | Site Sharing | Site Share | Outdoor Site Sharing-Etisalat Owned |  |  | 3G+4G+5G | BTS3900A | LTE-CA | 2T2R | U2100 (F2) + U900 (F1+F2) | L800+L1800F1 | 1CC | 1081100 | 30 |  | 3 | N41 | 3 | 3 | [32 empty] | IIB | DXB-1318-CSG-SAR-X-1
DXB1321 | Site 9728 | DXB |  | DXB1321 | DXBL1321 | DXBNR1321 |  | On Air | On Air | On Air | 2015 | Permanent | 25.0888 | 55.2274 | Huawei | Outdoor | Site Sharing | Site Share | Outdoor Site Sharing-Etisalat Owned |  |  | 3G+4G+5G | BTS3900A | LTE-4CC | 4T4R | U2100 (F2) + U900 (F1+F2) | L800+L1800F1+L1800F2+L2100 | 2CC | 1067100 | 30.5 |  | 3 | N78 | 3 | 3 | [32 empty] | IIB | DXB-1321-CSG-SAR-X-1
DXB1325 | Site 9729 | DXB |  | DXB1325 | DXBL1325 | DXBNR1325 |  | On Air | On Air | On Air | 2016 | Permanent | 24.9215 | 55.0133 | Huawei | Outdoor | Site Sharing | Site Share | Outdoor Site Sharing-Etisalat Owned |  |  | 3G+4G+5G | BTS3900A | LTE-3CC | 2T2R | U2100 (F2) + U900 (F1+F2) | L800+L1800F1+L1800F2 | 1CC | 1051300 | 30 |  | 3 | N41 | 3 | 3 | [32 empty] | IIB | DXB-1325-CSG-ASR920-LD-1
DXB1332 | Site 9730 | DXB |  | DXB1332 | DXBL1332 | DXBNR1332 |  | On Air | On Air | On Air | 2017 | Permanent | 24.9162 | 55.0054 | Huawei | Outdoor | EITC Passive Infrastructure | Rooftop | RT-du Owned |  |  | 3G+4G+5G | BTS3900A | LTE-CA | 2T2R | U2100 (F2) + U900 (F1+F2) | L800+L1800F1 | 1CC | 1051300 | 18 |  | 3 | N41 | 6 | 3 | [32 empty] | IIB | DXB-1332-CSG-IXR-E-1
DXB1340 | Site 9731 | DXB |  | DXB1340 | DXBL1340 | DXBNR1340 |  | On Air | On Air | On Air | 2012 | Permanent | 25.2135 | 55.4738 | Huawei | Outdoor | Site Sharing | Site Share | Outdoor Site Sharing-Etisalat Owned |  |  | 3G+4G+5G | BTS3900A | LTE-4CC | 2T2R | U2100 (F2) + U900 (F1+F2) | L800+L1800F1+L1800F2+L2100 | 1CC | 1027100 | 30 |  | 3 | N41 | 3 | 3 | [32 empty] | IIB | DXB-1340-CSG-SAR-X-1
DXB1350 | Site 9732 | DXB |  | DXB1350 | DXBL1350 | DXBNR1350 |  | On Air | On Air | On Air | 2016 | Permanent | 25.1219 | 55.1269 | Huawei | Outdoor | EITC Passive Infrastructure | Palm Tree | Outdoor Green field-du Owned |  |  | 3G+4G+5G | BTS3900A | LTE-4CC | 2T2R | U2100 (F2) + U900 (F1+F2) | L800+L1800F1+L1800F2+L2100 | 2CC | 1038100 | 30 |  | 3 | N78 | 3 | 3 | [32 empty] | IIB | DXB-1350-CSG-SAR-X-1
DXB1351 | Site 9733 | DXB |  | DXB1351 | DXBL1351 | DXBNR1351 |  | On Air | On Air | On Air | 2016 | Permanent | 25.1995 | 55.2566 | Huawei | Outdoor | Site Sharing | Site Share | Outdoor Site Sharing-Etisalat Owned |  |  | 3G+4G+5G | BTS3900A | LTE-3CC | 2T2R | U2100 (F2) + U900 (F1+F2) | L800+L1800F1+L1800F2 | 2CC | 1034300 | 30 |  | 3 | N78 | 3 | 3 | [32 empty] | IIB | DXB-1351-CSG-ASR920-LD-1
DXB1366 | Site 9734 | DXB |  | DXB1366 | DXBL1366 | DXBNR1366 |  | On Air | On Air | On Air | 2016 | Permanent | 25.1847 | 55.5583 | Huawei | Outdoor | Site Sharing | Site Share | Outdoor Site Sharing-Etisalat Owned |  |  | 3G+4G+5G | BTS3900A | LTE-3CC | 2T2R | U2100 (F2) + U900 (F1+F2) | L800+L1800F1+L1800F2 | 1CC | 1071100 | 30 |  | 3 | N41 | 3 | 3 | [32 empty] | IIB | DXB-1366-CSG-ASR920-LD-1
DXB1377 | Site 9735 | DXB |  | DXB1377 | DXBL1377 | DXBNR1377 |  | On Air | On Air | On Air | 2011 | Permanent | 25.2514 | 55.294 | Huawei | Outdoor | EITC Passive Infrastructure | Microsite | RT-du Owned |  |  | 3G+4G+5G | BTS3900A | LTE-3CC | 2T2R | U2100 (F2) + U900 (F1+F2) | L800+L1800F1+L1800F2 | 2CC | 1031700 | 28 |  | 3 | N78 | 3 | 3 | [32 empty] | MW | 0
DXB1391 | Site 9736 | DXB |  | DXB1391 | DXBL1391 | DXBNR1391 |  | On Air | On Air | On Air | 2016 | Permanent | 25.1569 | 55.5197 | Huawei | Outdoor | Site Sharing | Site Share | Outdoor Site Sharing-Etisalat Owned |  |  | 3G+4G+5G | BTS3900A | LTE-3CC | 2T2R | U2100 (F2) + U900 (F1+F2) | L800+L1800F1+L1800F2 | 1CC | 1072100 | 35 |  | 3 | N41 | 3 | 3 | [32 empty] | IIB | DXB-1391-CSG-SAR-X-1
DXB1392 | Site 9737 | DXB |  | DXB2392 | DXBL1392 | DXBNR1392 |  | On Air | On Air | On Air | 2009 | Permanent | 25.0514 | 55.2846 | Huawei | Outdoor | Site Sharing | Site Share | Outdoor Site Sharing-Etisalat Owned |  |  | 3G+4G+5G | BTS3900 | LTE-CA | 2T2R | U2100 (F2) + U900 (F1+F2) | L800+L1800F1 | 2CC | 1066400 | 30 |  | 3 | N78 | 3 | 3 | [32 empty] | IIB | DXB-1392-CSG-IXR-E-1
DXB1396 | Site 9738 | DXB |  | DXB1396 | DXBL1396 | DXBNR1396 |  | On Air | On Air | On Air | 2017 | Permanent | 25.0554 | 55.1985 | Huawei | Outdoor | EITC Passive Infrastructure | Rooftop | RT-du Owned |  |  | 3G+4G+5G | BTS3900A | LTE-CA | 2T2R | U2100 (F2) + U900 (F1+F2) | L1800F1+L1800F2 | 2CC | 1068100 | 29 |  | 3 | N78 | 3 | 3 | [32 empty] | IIB | DXB-1396-CSG-SAR-X-1
DXB1400 | Site 9739 | DXB |  | DXB1400 | DXBL1400 | DXBNR1400 |  | On Air | On Air | On Air | 2011 | Permanent | 25.1131 | 55.205 | Huawei | Outdoor | EITC Passive Infrastructure | Rooftop | RT-du Owned |  |  | 3G+4G+5G | BTS3900 | LTE-4CC | 2T2R | U2100 (F2) + U900 (F1+F2) | L800+L1800F1+L1800F2+L2100 | 2CC | 1037300 | 34 |  | 3 | N78 | 3 | 3 | [32 empty] | IIB | DXB-1400-CSG-SAR-X-1
DXB1405 | Site 9740 | DXB |  | DXB1405 | DXBL1405 | DXBNR1405 |  | On Air | On Air | On Air | 2015 | Permanent | 25.1853 | 55.2651 | Huawei | Outdoor | EITC Passive Infrastructure | Rooftop | RT-du Owned |  |  | 3G+4G+5G | BTS3900A | LTE-4CC | 4T4R | U2100 (F2) + U900 (F1+F2) | L800+L1800F1+L1800F2+L2100 | 2CC | 1034500 | 22 |  | 3 | N78 | 3 | 3 | [32 empty] | IIB | DXB-1405-CSG-IXR-E-1
DXB1406 | Site 9741 | DXB |  | DXB1406 | DXBL1406 | DXBNR1406 |  | On Air | On Air | On Air | 2016 | Permanent | 25.276 | 55.417 | Huawei | Outdoor | EITC Passive Infrastructure | Rooftop | RT-du Owned |  |  | 3G+4G+5G | BTS3900A | LTE-3CC | 2T2R | U2100 (F2) + U900 (F1+F2) | L800+L1800F1+L1800F2 | 2CC | 1024500 | 24 |  | 3 | N78 | 4 | 3 | [32 empty] | IIB | DXB-1406-CSG-SAR-X-1
DXB1409 | Site 9742 | DXB |  | DXB1409 | DXBL1409 | DXBNR1409 |  | On Air | On Air | On Air | 2014 | Permanent | 25.2604 | 55.2884 | Huawei | Outdoor | EITC Passive Infrastructure | Rooftop | RT-du Owned |  |  | 3G+4G+5G | BTS3900A | LTE-4CC | 2T2R | U2100 (F2) + U900 (F1+F2) | L800+L1800F1+L1800F2+L2100 | 2CC | 1031200 | 24 |  | 3 | N78 | 3 | 3 | [32 empty] | MW | 0
DXB1416 | Site 9743 | DXB |  | DXB1416 | DXBL1416 | DXBNR1416 |  | On Air | On Air | On Air | 2016 | Permanent | 25.2723 | 55.4121 | Huawei | Outdoor | EITC Passive Infrastructure | Palm Tree | Outdoor Green field-du Owned |  |  | 3G+4G+5G | BTS3900A | LTE-4CC | 4T4R | U2100 (F2) + U900 (F1+F2) | L700+L800+L1800F1+L1800F2+L2100 | 2CC | 1024500 | 31.35 |  | 3 | N78 | 3 | 3 | [32 empty] | IIB | DXB-1416-CSG-ASR920-LD-1
DXB1422 | Site 9744 | DXB |  | DXB1422 | DXBL1422 | DXBNR1422 |  | On Air | On Air | On Air | 2015 | Permanent | 25.2373 | 55.3011 | Huawei | Outdoor | EITC Passive Infrastructure | Rooftop | RT-du Owned |  |  | 3G+4G+5G | BTS3900A | LTE-3CC | 2T2R | U2100 (F2) + U900 (F1+F2) | L800+L1800F1+L1800F2 | 2CC | 1031800 | 24 |  | 3 | N78 | 3 | 3 | [32 empty] | IIB | DXB-1422-CSG-SAR-X-1
DXB1428 | Site 9745 | DXB |  | DXB1428 | DXBL1428 |  |  | On Air | On Air |  | 2018 | Permanent | 24.9937 | 55.1609 | Huawei | Outdoor | EITC Passive Infrastructure | RDU - Palm Tree | Outdoor Green field-du Owned |  |  | 3G+4G | BTS3900A | LTE-3CC | 2T2R | U2100 (F2) + U900 (F1+F2) | L800+L1800F1+L1800F2 | - | 1059802 | 30 |  |  | - | 3 | - | [32 empty] | IIB | DXB-1428-CSG-ASR920-LD-1
DXB1430 | Site 9746 | DXB |  | DXB1430 | DXBL1430 | DXBNR1430 |  | On Air | On Air | On Air | 2018 | Permanent | 25.0793 | 55.1206 | Huawei | Outdoor | EITC Passive Infrastructure | Rooftop | RT-du Owned |  |  | 3G+4G+5G | BTS3900A | LTE-4CC | 4T4R | U2100 (F2) + U900 (F1+F2) | L800+L1800F1+L1800F2+L2100 | 2CC | 1039200 | 39 |  | 3 | N78 | 3 | 3 | [32 empty] | IIB | DXB-1430-CSG-SAR-X-1
DXB1431 | Site 9747 | DXB |  | DXB1431 | DXBL1431 | DXBNR1431 |  | On Air | On Air | On Air | 2016 | Permanent | 25.2672 | 55.3804 | Huawei | Outdoor | EITC Passive Infrastructure | Rooftop | RT-du Owned |  |  | 3G+4G+5G | BTS3900A | LTE-CA | 2T2R | U2100 (F2) + U900 (F1+F2) | L800+L1800F1 | 2CC | 1023300 | 22.75 |  | 3 | N78 | 3 | 3 | [32 empty] | IIB | DXB-1431-CSG-IXR-E-1
DXB1440 | Site 9748 | DXB |  | DXB1440 | DXBL1440 | DXBNR1440 |  | On Air | On Air | On Air | 2018 | Permanent | 25.0882 | 55.3818 | Huawei | Outdoor | EITC Passive Infrastructure | Rooftop | RT-du Owned |  |  | 3G+4G+5G | BTS3900A | LTE-4CC | 2T2R | U2100 (F2) + U900 (F1+F2) | L800+L1800F1+L1800F2+L2100 | 1CC | 1064800 | 35 |  | 3 | N41 | 3 | 3 | [32 empty] | IIB | DXB-1440-CSG-SAR-X-1
DXB1443 | Site 9749 | DXB |  | DXB1443 | DXBL1443 | DXBNR1443 |  | On Air | On Air | On Air | 2018 | Permanent | 24.8158 | 55.1091 | Huawei | Outdoor | EITC Passive Infrastructure | Greenfield | Outdoor Green field-du Owned |  |  | 3G+4G+5G | BTS3900A | LTE | 2T2R | U2100 (F2) + U900 (F1+F2) | L1800F1 | 1CC | 1053300 | 35 |  | 3 | N41 | 3 | 3 | [32 empty] | IIB | DXB-1443-CSG-SAR-X-1
DXB1445 | Site 9750 | DXB |  | DXB1445 | DXBL1445 | DXBNR1445 |  | On Air | On Air | On Air | 2017 | Permanent | 25.1951 | 55.3999 | Huawei | Outdoor | EITC Passive Infrastructure | Rooftop | RT-du Owned |  |  | 3G+4G+5G | BTS3900A | LTE-4CC | 2T2R | U2100 (F2) + U900 (F1+F2) | L800+L1800F1+L1800F2+L2100 | 1CC | 1042100 | 30 |  | 3 | N41 | 4 | 3 | [32 empty] | IIB | DXB-1445-CSG-SAR-X-1
DXB1453 | Site 9751 | DXB |  | DXB1453 | DXBL1453 | DXBNR1453 |  | On Air | On Air | On Air | 2016 | Permanent | 25.1827 | 55.2235 | Huawei | Outdoor | EITC Passive Infrastructure | Rooftop | RT-du Owned |  |  | 3G+4G+5G | BTS3900A | LTE-3CC | 2T2R | U2100 (F2) + U900 (F1+F2) | L800+L1800F1+L1800F2 | 2CC | 1035200 | 14.1 |  | 3 | N78 | 3 | 3 | [32 empty] | MW | 0
DXB1465 | Site 9752 | DXB |  | DXB1465 | DXBL1465 | DXBNR1465 |  | On Air | On Air | On Air | 2015 | Permanent | 25.1569 | 55.4092 | Huawei | Outdoor | EITC Passive Infrastructure | Rooftop | RT-du Owned |  |  | 3G+4G+5G | BTS3900A | LTE-3CC | 2T2R | U2100 (F2) + U900 (F1+F2) | L800+L1800F1+L1800F2 | 2CC | 1062100 | 24 |  | 3 | N78 | 3 | 3 | [32 empty] | IIB | DXB-1465-CSG-SAR-X-1
DXB1469 | Site 9753 | DXB |  | DXB1469 | DXBL1469 | DXBNR1469 |  | On Air | On Air | On Air | 2016 | Permanent | 24.9344 | 55.4964 | Huawei | Outdoor | EITC Passive Infrastructure | RDU | Outdoor Green field-du Owned |  |  | 3G+4G+5G | BTS3900A | LTE-4CC | 4T4R | U2100 (F2) + U900 (F1+F2) | L700+L800+L1800F1+L1800F2+L2100 | 1CC | 1093100 | 35 |  | 3 | N41 | 3 | 3 | [32 empty] | IIB | DXB-1469-CSG-ASR920-LD-1
DXB1471 | Site 9754 | DXB |  | DXB1471 | DXBL1471 | DXBNR1471 |  | On Air | On Air | On Air | 2017 | Permanent | 25.2119 | 55.3954 | Huawei | Outdoor | EITC Passive Infrastructure | Greenfield | Outdoor Green field-du Owned |  |  | 3G+4G+5G | BTS3900A | LTE-4CC | 2T2R | U2100 (F2) + U900 (F1+F2) | L800+L1800F1+L1800F2+L2100 | 2CC | 1041600 | 30 |  | 3 | N78 | 3 | 3 | [32 empty] | IIB | DXB-1471-CSG-SAR-X-1
DXB1473 | Site 9755 | DXB |  | DXB1473 | DXBL1473 |  |  | On Air | On Air |  | 2016 | Permanent | 25.1194 | 55.4172 | Huawei | Outdoor | EITC Passive Infrastructure | RDU | Outdoor Green field-du Owned |  |  | 3G+4G | BTS3900A | LTE-3CC | 4T4R | U2100 (F2) + U900 (F1+F2) | L800+L1800F1+L1800F2 | - | 1081200 | 30 |  |  | - | 6 | - | [32 empty] | IIB | DXB-1473-CSG-SAR-X-1
DXB1481 | Site 9756 | DXB |  | DXB1481 | DXBL1481 | DXBNR1481 |  | On Air | On Air | On Air | 2016 | Permanent | 25.1211 | 55.3725 | Huawei | Outdoor | EITC Passive Infrastructure | Rooftop | RT-du Owned |  |  | 3G+4G+5G | BTS3900A | LTE-4CC | 2T2R | U2100 (F2) + U900 (F1+F2) | L800+L1800F1+L1800F2+L2100 | 1CC | 1062600 | 50 |  | 3 | N41 | 3 | 3 | [32 empty] | IIB | DXB-1481-CSG-ASR920-LD-1
DXB1491 | Site 9757 | DXB |  | DXB1491 | DXBL1491 | DXBNR1491 |  | On Air | On Air | On Air | 2017 | Permanent | 25.1339 | 55.1841 | Huawei | Outdoor | EITC Passive Infrastructure | Rooftop | RT-du Owned |  |  | 3G+4G+5G | BTS3900A | LTE-CA | 2T2R | U2100 (F2) | L1800F1+L1800F2 | 2CC | 1037200 | 12 |  | 3 | N78 | 3 | 3 | [32 empty] | IIB | Cisco switch uplink DXB0298
DXB1493 | Site 9758 | DXB |  | DXB1493 | DXBL1493 | DXBNR1493 |  | On Air | On Air | On Air | 2015 | Permanent | 25.0338 | 55.2797 | Huawei | Outdoor | EITC Passive Infrastructure | Palm Tree | Outdoor Green field-du Owned |  |  | 3G+4G+5G | BTS3900A | LTE-3CC | 2T2R | U2100 (F2) + U900 (F1+F2) | L800+L1800F1+L1800F2 | 2CC | 1066500 | 30 |  | 3 | N78 | 3 | 3 | [32 empty] | IIB | Passive Fiber on DXB-1635-PREAGG-SR7-1
DXB1495 | Site 9759 | DXB |  | DXB1495 | DXBL1495 | DXBNR1495 |  | On Air | On Air | On Air | 2020 | Permanent | 25.0295 | 55.2657 | Huawei | Outdoor | EITC Passive Infrastructure | RDU | Outdoor Green field-du Owned |  |  | 3G+4G+5G | BTS3900A | LTE-3CC | 2T2R | U2100 (F2) + U900 (F1+F2) | L800+L1800F1+L1800F2 | 2CC | 1067600 | 35 |  | 3 | N78 | 3 | - | [32 empty] | MW | 0
DXB1496 | Site 9760 | DXB |  | DXB1496 | DXBL1496 | DXBNR1496 |  | On Air | On Air | On Air | 2017 | Permanent | 25.2784 | 55.343 | Huawei | Outdoor | EITC Passive Infrastructure | Rooftop | RT-du Owned |  |  | 3G+4G+5G | BTS3900A | LTE-3CC | 2T2R | U2100 (F2) + U900 (F1+F2) | L800+L1800F1+L1800F2 | 1CC | 1012700 | 16 |  | 3 | N41 | 3 | 3 | [32 empty] | IIB | Passive DXB-3165-PREAGG-SR7-1
DXB1498 | Site 9761 | DXB |  | DXB1498 | DXBL1498 | DXBNR1498 |  | On Air | On Air | On Air | 2015 | Permanent | 25.1694 | 55.4049 | Huawei | Outdoor | EITC Passive Infrastructure | Rooftop | RT-du Owned |  |  | 3G+4G+5G | BTS3900A | LTE-4CC | 2T2R | U2100 (F2) + U900 (F1+F2) | L800+L1800F1+L1800F2+L2100 | 2CC | 1062100 | 19.1 |  | 3 | N78 | 3 | 3 | [32 empty] | IIB | DXB-1498-CSG-SAR-X-1
DXB1499 | Site 9762 | DXB |  | DXB1499 | DXBL1499 | DXBNR1499 |  | On Air | On Air | On Air | 2015 | Permanent | 25.1627 | 55.3974 | Huawei | Outdoor | EITC Passive Infrastructure | Rooftop | RT-du Owned |  |  | 3G+4G+5G | BTS3900A | LTE-4CC | 2T2R | U2100 (F2) + U900 (F1+F2) | L800+L1800F1+L1800F2+L2100 | 2CC | 1062100 | 17 |  | 3 | N78 | 3 | 3 | [32 empty] | IIB | DXB-1499-CSG-SAR-X-1
DXB1504 | Site 9763 | DXB |  | DXB2504 | DXBL1504 | DXBNR1504 |  | On Air | On Air | On Air | 2010 | Permanent | 25.2209 | 55.5129 | Huawei | Outdoor | Site Sharing | Site Share | Outdoor Site Sharing-Etisalat Owned |  |  | 3G+4G+5G | BTS3900 | LTE-CA | 2T2R | U2100 (F2) + U900 (F1+F2) | L800+L1800F1 | 1CC | 1028200 | 40 |  | 3 | N41 | 3 | 3 | [32 empty] | IIB | DXB-2504-IBS-SAR-M-1
DXB1507 | Site 9764 | DXB |  | DXB1507 | DXBL1507 | DXBNR1507 |  | On Air | On Air | On Air | 2016 | Permanent | 25.257 | 55.4825 | Huawei | Outdoor | Site Sharing | Site Share | Outdoor Site Sharing-Etisalat Owned |  |  | 3G+4G+5G | BTS3900A | LTE | 2T2R | U2100 (F2) + U900 (F1+F2) | L800 | 2CC | 1028100 | 30 |  | 3 | N78 | 3 | 3 | [32 empty] | IIB | DXB-1507-CSG-SAR-X-1
DXB1510 | Site 9765 | DXB |  | DXB1510 | DXBL1510 |  |  | On Air | On Air |  | 2017 | Permanent | 24.9451 | 55.3954 | Huawei | Outdoor | Site Sharing | Site Share | Outdoor Site Sharing-Etisalat Owned |  |  | 3G+4G | BTS3900A | LTE-4CC | 2T2R | U2100 (F2) + U900 (F1+F2) | L800+L1800F1+L1800F2+L2100 | - | 1093100 | 30 |  |  | - | 3 | - | [32 empty] | MW | 0
DXB1514 | Site 9766 | DXB |  | DXB1514 | DXBL1514 | DXBNR1514 |  | On Air | On Air | On Air | 2016 | Permanent | 25.2652 | 55.436 | Huawei | Outdoor | Site Sharing | Site Share | Outdoor Site Sharing-Etisalat Owned |  |  | 3G+4G+5G | BTS3900A | LTE-4CC | 2T2R | U2100 (F2) + U900 (F1+F2) | L800+L1800F1+L1800F2+L2100 | 2CC | 1026500 | 30 |  | 3 | N78 | 3 | 3 | [32 empty] | IIB | DXB-1514-CSG-SAR-X-1
DXB1523 | Site 9767 | DXB |  | DXB1523 | DXBL1523 | DXBNR1523 |  | On Air | On Air | On Air | 2014 | Permanent | 24.9615 | 55.0242 | Huawei | Outdoor | EITC Passive Infrastructure | RDU | Outdoor Green field-du Owned |  |  | 3G+4G+5G | BTS3900 | LTE-3CC | 2T2R | U2100 (F2) + U900 (F1+F2) | L800+L1800F1+L1800F2 | 1CC | 1051100 | 30 |  | 3 | N41 | 3 | 3 | [32 empty] | IIB | DXB-1523-CSG-ASR920-LD-1
DXB1532 | Site 9768 | DXB |  | DXB1532 | DXBL1532 | DXBNR1532 |  | On Air | On Air | On Air | 2016 | Permanent | 25.2831 | 55.3422 | Huawei | Outdoor | Site Sharing | Site Share | Outdoor Site Sharing-Etisalat Owned |  |  | 3G+4G+5G | BTS3900A | LTE-4CC | 2T2R | U2100 (F2) + U900 (F1+F2) | L800+L1800F1+L1800F2+L2100 | 2CC | 1013300 | 30 |  | 3 | N78 | 3 | 3 | [32 empty] | IIB | DXB-1532-CSG-ASR920-LD-1
DXB1535 | Site 9769 | DXB |  | DXB1535 | DXBL1535 | DXBNR1535 |  | On Air | On Air | On Air | 2017 | Permanent | 25.057 | 55.2137 | Huawei | Outdoor | EITC Passive Infrastructure | Rooftop | RT-du Owned |  |  | 3G+4G+5G | BTS3900 | LTE-3CC | 2T2R | U2100 (F2) + U900 (F1+F2) | L800+L1800F1+L1800F2 | 2CC | 1068100 | 30.5 |  | 3 | N78 | 3 | 3 | [32 empty] | IIB | DXB-1535-CSG-SAR-X-1
DXB1543 | Site 9770 | DXB |  | DXB1543 | DXBL1543 | DXBNR1543 |  | On Air | On Air | On Air | 2009 | Permanent | 25.197 | 55.5219 | Huawei | Outdoor | EITC Passive Infrastructure | Greenfield | Outdoor Green field-du Owned |  |  | 3G+4G+5G | BTS3900 | LTE-3CC | 2T2R | U2100 (F2) + U900 (F1+F2) | L800+L1800F1+L1800F2 | 1CC | 1027100 | 39 |  | 3 | N41 | 3 | 3 | [32 empty] | IIB | DXB-1543-IBS-SAR-M-1
DXB1550 | Site 9771 | DXB |  | DXB1550 | DXBL1550 | DXBNR1550 |  | On Air | On Air | On Air | 2017 | Permanent | 25.2188 | 55.4246 | Huawei | Outdoor | Site Sharing | Site Share | Outdoor Site Sharing-Etisalat Owned |  |  | 3G+4G+5G | BTS3900A | LTE-4CC | 2T2R | U2100 (F2) + U900 (F1+F2) | L800+L1800F1+L1800F2+L2100 | 1CC | 1025100 | 30 |  | 3 | N41 | 3 | 3 | [32 empty] | IIB | DXB-1550-CSG-ASR920-LD-1
DXB1553 | Site 9772 | DXB |  | DXB1553 | DXBL1553 | DXBNR1553 |  | On Air | On Air | On Air | 2015 | Permanent | 25.0433 | 55.2165 | Huawei | Outdoor | EITC Passive Infrastructure | Rooftop | RT-du Owned |  |  | 3G+4G+5G | BTS3900A | LTE-3CC | 2T2R | U2100 (F2) + U900 (F1+F2) | L800+L1800F1+L1800F2 | 2CC | 1068200 | 63.5 |  | 3 | N78 | 3 | 3 | [32 empty] | IIB | DXB-0973-IBS-SAR-M-1
DXB1554 | Site 9773 | DXB |  | DXB1554 | DXBL1554 | DXBNR1554 |  | On Air | On Air | On Air | 2017 | Permanent | 25.1347 | 55.2165 | Huawei | Outdoor | Site Sharing | GF Site Share | Outdoor Site Sharing-Etisalat Owned |  |  | 3G+4G+5G | BTS3900A | LTE-3CC | 2T2R | U2100 (F2) + U900 (F1+F2) | L800+L1800F1+L1800F2 | 2CC | 1036800 | 30 |  | 3 | N78 | 3 | 3 | [32 empty] | IIB | DXB-1554-CSG-SAR-X-1
DXB1571 | Site 9774 | DXB |  | DXB1571 | DXBL1571 | DXBNR1571 |  | On Air | On Air | On Air | 2017 | Permanent | 25.1986 | 55.6058 | Huawei | Outdoor | EITC Passive Infrastructure | Rooftop | RT-du Owned |  |  | 3G+4G+5G | BTS3900A | LTE | 2T2R | U2100 (F2) | L800 | 1CC | 1071100 | 14 |  | 3 | N41 | 3 | 3 | [32 empty] | MW | 0
DXB1595 | Site 9775 | DXB |  | DXB1595 | DXBL1595 | DXBNR1595 |  | On Air | On Air | On Air | 2016 | Permanent | 25.1142 | 55.3899 | Huawei | Outdoor | EITC Passive Infrastructure | Rooftop | RT-du Owned |  |  | 3G+4G+5G | BTS3900A | LTE-3CC | 2T2R | U2100 (F2) + U900 (F1+F2) | L800+L1800F1+L1800F2 | 1CC | 1062600 | 38 |  | 3 | N41 | 3 | 3 | [32 empty] | IIB | Passive DXB-VillaPOP-AGGR-SR12e-2
DXB1596 | Site 9776 | DXB |  | DXB1596 | DXBL1596 | DXBNR1596 |  | On Air | On Air | On Air | 2016 | Permanent | 25.0288 | 55.1815 | Huawei | Outdoor | EITC Passive Infrastructure | Greenfield | Outdoor Green field-du Owned |  |  | 3G+4G+5G | BTS3900A | LTE-4CC | 2T2R | U2100 (F2) + U900 (F1+F2) | L800+L1800F1+L1800F2+L2100 | 2CC | 1068500 | 30 |  | 3 | N78 | 3 | 3 | [32 empty] | IIB | DXB-1596-CSG-SAR-X-1
DXB1606 | Site 9777 | DXB |  | DXB1606 | DXBL1606 | DXBNR1606 |  | On Air | On Air | On Air | 2017 | Permanent | 25.1777 | 55.3643 | Huawei | Outdoor | EITC Passive Infrastructure | RDU | Outdoor Green field-du Owned |  |  | 3G+4G+5G | BTS3900A | LTE-4CC | 2T2R | U2100 (F2) + U900 (F1+F2) | L700+L800+L1800F1+L1800F2+L2100 | 2CC | 1061300 | 30 |  | 3 | N78 | 4 | 3 | [32 empty] | MW | 0
DXB1607 | Site 9778 | DXB |  | DXB1607 | DXBL1607 | DXBNR1607 |  | On Air | On Air | On Air | 2017 | Permanent | 25.1139 | 55.3751 | Huawei | Outdoor | EITC Passive Infrastructure | Palm Tree | Outdoor Green field-du Owned |  |  | 3G+4G+5G | BTS3900A | LTE-4CC | 2T2R | U2100 (F2) + U900 (F1+F2) | L800+L1800F1+L1800F2+L2100 | 1CC | 1062600 | 30 |  | 3 | N41 | 4 | 3 | [32 empty] | IIB | DXB-1607-CSG-IXR-E-1
DXB1608 | Site 9779 | DXB |  | DXB1608 | DXBL1608 | DXBNR1608 |  | On Air | On Air | On Air | 2015 | Permanent | 25.2011 | 55.2718 | Huawei | Outdoor | EITC Passive Infrastructure | Rooftop | RT-du Owned |  |  | 3G+4G+5G | BTS3900A | LTE-4CC | 4T4R | U2100 (F2) + U900 (F1+F2) | L800+L1800F1+L1800F2+L2100 | 2CC | 1034500 | 35.4 |  | 3 | N78 | 3 | 3 | [32 empty] | IIB | DXB-1608-CSG-SAR-X-1
DXB1610 | Site 9780 | DXB |  | DXB1610 | DXBL1610 | DXBNR1610 |  | On Air | On Air | On Air | 2015 | Permanent | 25.2396 | 55.2859 | Huawei | Outdoor | Site Sharing | Site Share | Outdoor Site Sharing-Etisalat Owned |  |  | 3G+4G+5G | BTS3900A | LTE-4CC | 2T2R | U2100 (F2) + U900 (F1+F2) | L800+L1800F1+L1800F2+L2100 | 2CC | 1032300 | 30 |  | 3 | N78 | 3 | 3 | [32 empty] | IIB | DXB-1610-CSG-SAR-X-1
DXB1614 | Site 9781 | DXB |  | DXB1614 | DXBL1614 | DXBNR1614 |  | On Air | On Air | On Air | 2017 | Permanent | 25.151 | 55.1996 | Huawei | Outdoor | EITC Passive Infrastructure | Rooftop | RT-du Owned |  |  | 3G+4G+5G | BTS3900A | LTE-3CC | 4T4R | U2100 (F2) + U900 (F1+F2) | L800+L1800F1+L1800F2 | 2CC | 1036200 | 17 |  | 3 | N78 | 3 | 3 | [32 empty] | IIB | DXB-1614-CSG-SAR-X-1
DXB1615 | Site 9782 | DXB |  | DXB1615 | DXBL1615 | DXBNR1615 |  | On Air | On Air | On Air | 2014 | Permanent | 25.1243 | 55.3803 | Huawei | Outdoor | EITC Passive Infrastructure | Rooftop | RT-du Owned |  |  | 3G+4G+5G | BTS3900A | LTE-CA | 2T2R | U2100 (F2) + U900 (F1+F2) | L1800F1+L1800F2 | 1CC | 1062600 | 44.5 |  | 3 | N41 | 3 | 3 | [32 empty] | IIB | DXB-1615-CSG-IXR-E-1
DXB1616 | Site 9783 | DXB |  | DXB1616 | DXBL1616 | DXBNR1616 |  | On Air | On Air | On Air | 2014 | Permanent | 25.2155 | 55.3802 | Huawei | Outdoor | Site Sharing | Site Share | Outdoor Site Sharing-Etisalat Owned |  |  | 3G+4G+5G | BTS3900A | LTE-4CC | 2T2R | U2100 (F2) + U900 (F1+F2) | L800+L1800F1+L1800F2+L2100 | 2CC | 1021300 | 25 |  | 3 | N78 | 3 | 3 | [32 empty] | IIB | DXB-1616-CSG-SAR-X-1
DXB1625 | Site 9784 | DXB |  | DXB1625 | DXBL1625 | DXBNR1625 |  | On Air | On Air | On Air | 2018 | Permanent | 25.2149 | 55.5279 | Huawei | Outdoor | Site Sharing | Site Share | Outdoor Site Sharing-Etisalat Owned |  |  | 3G+4G+5G | BTS3900A | LTE-4CC | 2T2R | U2100 (F2) + U900 (F1+F2) | L800+L1800F1+L1800F2+L2100 | 1CC | 1028300 | 30 |  | 3 | N41 | 3 | 3 | [32 empty] | IIB | DXB-1625-CSG-SAR-X-1
DXB1627 | Site 9785 | DXB |  | DXB1627 | DXBL1627 | DXBNR1627 |  | On Air | On Air | On Air | 2018 | Permanent | 25.0455 | 55.1576 | Huawei | Outdoor | Site Sharing | Site Share | Outdoor Site Sharing-Etisalat Owned |  |  | 3G+4G+5G | BTS3900A | LTE-3CC | 2T2R | U2100 (F2) + U900 (F1+F2) | L800+L1800F1+L1800F2 | 2CC | 1039302 | 30 |  | 3 | N78 | 3 | 3 | [32 empty] | IIB | DXB-1627-CSG-SAR-X-1
DXB1629 | Site 9786 | DXB |  | DXB1629 | DXBL1629 | DXBNR1629 |  | On Air | On Air | On Air | 2018 | Permanent | 25.1897 | 55.3504 | Huawei | Outdoor | EITC Passive Infrastructure | RDU | Outdoor Green field-du Owned |  |  | 3G+4G+5G | BTS3900A | LTE-4CC | 2T2R | U2100 (F2) + U900 (F1+F2) | L800+L1800F1+L1800F2+L2100 | 2CC | 1041400 | 30 |  | 3 | N78 | 3 | 3 | [32 empty] | MW | 0
DXB1630 | Site 9787 | DXB |  | DXB1630 | DXBL1630 | DXBNR1630 |  | On Air | On Air | On Air | 2015 | Permanent | 25.1706 | 55.3999 | Huawei | Outdoor | EITC Passive Infrastructure | Rooftop | RT-du Owned |  |  | 3G+4G+5G | BTS3900A | LTE-4CC | 4T4R | U2100 (F2) + U900 (F1+F2) | L800+L1800F1+L1800F2+L2100 | 2CC | 1062100 | 19.2 |  | 3 | N78 | 3 | 3 | [32 empty] | IIB | DXB-1630-CSG-SAR-X-1
DXB1631 | Site 9788 | DXB |  | DXB1631 | DXBL1631 | DXBNR1631 |  | On Air | On Air | On Air | 2018 | Permanent | 25.268 | 55.2956 | Huawei | Outdoor | EITC Passive Infrastructure | Rooftop | RT-du Owned |  |  | 3G+4G+5G | BTS3900A | LTE | 2T2R | U2100 (F2) + U900 (F1+F2) | L1800F1 | 1CC | 1011200 | 19 |  | 3 | N41 | 3 | 3 | [32 empty] | IIB | DXB-1631-CSG-IXR-E-1
DXB1644 | Site 9789 | DXB |  | DXB1644 | DXBL1644 | DXBNR1644 |  | On Air | On Air | On Air | 2017 | Permanent | 25.1447 | 55.2458 | Huawei | Outdoor | EITC Passive Infrastructure | Palm Tree | Outdoor Green field-du Owned |  |  | 3G+4G+5G | BTS3900A | LTE-4CC | 4T4R | U2100 (F2) + U900 (F1+F2) | L800+L1800F1+L1800F2+L2100 | 2CC | 1036500 | 30 |  | 3 | N78 | 3 | 3 | [32 empty] | IIB | DXB-1644-CSG-IXR-E-1
DXB1646 | Site 9790 | DXB |  | DXB1646 | DXBL1646 | DXBNR1646 |  | On Air | On Air | On Air | 2010 | Permanent | 25.212 | 55.4163 | Huawei | Outdoor | EITC Passive Infrastructure | Rooftop | RT-du Owned |  |  | 3G+4G+5G | BTS3900 | LTE-4CC | 2T2R | U2100 (F2) + U900 (F1+F2) | L800+L1800F1+L1800F2+L2100 | 1CC | 1025100 | 21 |  | 3 | N41 | 3 | 3 | [32 empty] | IIB | DXB-1646-CSG-IXR-E-1
DXB1649 | Site 9791 | DXB |  | DXB1649 | DXBL1649 | DXBNR1649 |  | On Air | On Air | On Air | 2019 | Permanent | 25.187 | 55.4863 | Huawei | Outdoor | Site Sharing | Capex_ETC Lead | Outdoor Taawn-Etisalat Lead |  |  | 3G+4G+5G | BTS3900A | LTE-4CC | 2T2R | U2100 (F2) + U900 (F1+F2) | L800+L1800F1+L1800F2+L2100 | 1CC | 1027100 | 30 |  | 3 | N41 | 3 | 3 | [32 empty] | IIB | DXB-1649-CSG-IXR-E-1
DXB1669 | Site 9792 | DXB |  | DXB1669 | DXBL1669 | DXBNR1669 |  | On Air | On Air | On Air | 2017 | Permanent | 25.2743 | 55.303 | Huawei | Outdoor | EITC Passive Infrastructure | Rooftop | RT-du Owned |  |  | 3G+4G+5G | BTS3900A | LTE-4CC | 2T2R | U2100 (F2) + U900 (F1+F2) | L800+L1800F1+L1800F2+L2100 | 2CC | 1011600 | 20 |  | 3 | N78 | 3 | 3 | [32 empty] | IIB | DXB-1669-CSG-ASR920-LD-1
DXB1674 | Site 9793 | DXB |  | DXB1674 | DXBL1674 | DXBNR1674 |  | On Air | On Air | On Air | 2018 | Permanent | 25.1928 | 55.2598 | Huawei | Outdoor | EITC Passive Infrastructure | Rooftop | RT-du Owned |  |  | 3G+4G+5G | BTS3900A | LTE-4CC | 4T4R | U2100 (F2) + U900 (F1+F2) | L800+L1800F1+L1800F2+L2100 | 2CC | 1034300 | 25 |  | 3 | N78 | 3 | 3 | [32 empty] | IIB | DXB-1674-CSG-SAR-X-1
DXB1675 | Site 9794 | DXB |  | DXB1675 | DXBL1675 | DXBNR1675 |  | On Air | On Air | On Air | 2018 | Permanent | 25.1793 | 55.4126 | Huawei | Outdoor | Site Sharing | Site Share | Outdoor Site Sharing-Etisalat Owned |  |  | 3G+4G+5G | BTS3900A | LTE-4CC | 2T2R | U2100 (F2) + U900 (F1+F2) | L800+L1800F1+L1800F2+L2100 | 2CC | 1042300 | 30 |  | 3 | N78 | 3 | 3 | [32 empty] | IIB | DXB-1675-CSG-ASR920-LD-1
DXB1678 | Site 9795 | DXB |  | DXB1678 | DXBL1678 | DXBNR1678 |  | On Air | On Air | On Air | 2014 | Permanent | 25.2532 | 55.4923 | Huawei | Outdoor | Site Sharing | Site Share | Outdoor Site Sharing-Etisalat Owned |  |  | 3G+4G+5G | BTS3900A | LTE-CA | 2T2R | U2100 (F2) + U900 (F1+F2) | L800+L1800F1 | 2CC | 1028100 | 25 |  | 3 | N78 | 3 | 3 | [32 empty] | IIB | DXB-1678-CSG-SAR-X-1
DXB1681 | Site 9796 | DXB |  | DXB1681 | DXBL1681 | DXBNR1681 |  | On Air | On Air | On Air | 2014 | Permanent | 24.9956 | 55.1801 | Huawei | Outdoor | EITC Passive Infrastructure | Rooftop | RT-du Owned |  |  | 3G+4G+5G | BTS3900A | LTE-3CC | 2T2R | U2100 (F2) + U900 (F1+F2) | L800+L1800F1+L1800F2 | 2CC | 1059802 | 18.2 |  | 3 | N78 | 4 | 3 | [32 empty] | MW | 0
DXB1689 | Site 9797 | DXB |  | DXB1689 | DXBL1689 | DXBNR1689 |  | On Air | On Air | On Air | 2017 | Permanent | 25.123 | 55.3537 | Huawei | Outdoor | Site Sharing | Site Share | Outdoor Site Sharing-Etisalat Owned |  |  | 3G+4G+5G | BTS3900A | LTE-4CC | 2T2R | U2100 (F2) + U900 (F1+F2) | L800+L1800F1+L1800F2+L2100 | 1CC | 1064500 | 25 |  | 3 | N41 | 4 | 3 | Y | [31 empty] | MW | 0
DXB1697 | Site 9798 | DXB |  | DXB1697 | DXBL1697 | DXBNR1697 |  | On Air | On Air | On Air | 2016 | Permanent | 25.2448 | 55.3109 | Huawei | Outdoor | EITC Passive Infrastructure | Rooftop | RT-du Owned |  |  | 3G+4G+5G | BTS3900A | LTE-CA | 2T2R | U2100 (F2) + U900 (F1+F2) | L800+L1800F1 | 2CC | 1031800 | 23.5 |  | 3 | N78 | 3 | 3 | [32 empty] | IIB | DXB-1697-CSG-SAR-X-1
DXB1712 | Site 9799 | DXB |  | DXB1712 | DXBL1712 | DXBNR1712 |  | On Air | On Air | On Air | 2019 | Permanent | 24.8172 | 55.0885 | Huawei | Outdoor | EITC Passive Infrastructure | Greenfield | Outdoor Green field-du Owned |  |  | 3G+4G+5G | BTS3900A | LTE-3CC | 2T2R | U2100 (F2) + U900 (F1+F2) | L800+L1800F1+L1800F2 | 1CC | 1053300 | 30 |  | 3 | N41 | 3 | 3 | [32 empty] | IIB | DXB-1712-CSG-SAR-X-1
DXB1713 | Site 9800 | DXB |  | DXB1713 | DXBL1713 | DXBNR1713 |  | On Air | On Air | On Air | 2017 | Permanent | 25.2072 | 55.2608 | Huawei | Outdoor | EITC Passive Infrastructure | Rooftop | RT-du Owned |  |  | 3G+4G+5G | BTS3900A | LTE-4CC | 4T4R | U2100 (F2) + U900 (F1+F2) | L800+L1800F1+L1800F2+L2100 | 2CC | 1034300 | 24.5 |  | 3 | N78 | 4 | 3 | [32 empty] | IIB | DXB-1713-CSG-SAR-X-1
DXB1724 | Site 9801 | DXB |  | DXB1724 | DXBL1724 | DXBNR1724 |  | On Air | On Air | On Air | 2019 | Permanent | 25.1282 | 55.1463 | Huawei | Outdoor | Site Sharing | Capex_ETC Lead_Palm Tree | Outdoor Taawn-Etisalat Lead |  |  | 3G+4G+5G | BTS3900A | LTE-3CC | 2T2R | U2100 (F2) + U900 (F1+F2) | L800+L1800F1+L1800F2 | 2CC | 1038100 | 30 |  | 3 | N78 | 3 | 3 | [32 empty] | IIB | DXB-1724-CSG-SAR-X-1
DXB1725 | Site 9802 | DXB |  | DXB1725 | DXBL1725 | DXBNR1725 |  | On Air | On Air | On Air | 2018 | Permanent | 25.0198 | 55.1448 | Huawei | Outdoor | Site Sharing | Site Share | Outdoor Site Sharing-Etisalat Owned |  |  | 3G+4G+5G | BTS3900A | LTE-4CC | 2T2R | U2100 (F2) + U900 (F1+F2) | L800+L1800F1+L1800F2+L2100 | 2CC | 1059102 | 30 |  | 3 | N78 | 3 | 3 | [32 empty] | IIB | DXB-1725-CSG-SAR-X-1
DXB1741 | Site 9803 | DXB |  | DXB1741 | DXBL1741 | DXBNR1741 |  | On Air | On Air | On Air | 2017 | Permanent | 25.1779 | 55.3445 | Huawei | Outdoor | EITC Passive Infrastructure | RDU | Outdoor Green field-du Owned |  |  | 3G+4G+5G | BTS3900A | LTE-4CC | 2T2R | U2100 (F2) + U900 (F1+F2) | L800+L1800F1+L1800F2+L2100 | 2CC | 1061200 | 30 |  | 3 | N78 | 3 | 3 | [32 empty] | MW | 0
DXB1749 | Site 9804 | DXB |  | DXB1749 | DXBL1749 | DXBNR1749 |  | On Air | On Air | On Air | 2019 | Permanent | 25.1069 | 55.4181 | Huawei | Outdoor | EITC Passive Infrastructure | Greenfield | Outdoor Green field-du Owned |  |  | 3G+4G+5G | BTS3900A | LTE-4CC | 2T2R | U2100 (F2) + U900 (F1+F2) | L800+L1800F1+L1800F2+L2100 | 1CC | 1081200 | 40 |  | 3 | N41 | 3 | 3 | [32 empty] | IIB | DXB-1749-CSG-SAR-X-1
DXB1758 | Site 9805 | DXB |  | DXB1758 | DXBL1758 | DXBNR1758 |  | On Air | On Air | On Air | 2014 | Permanent | 25.2699 | 55.4547 | Huawei | Outdoor | Site Sharing | Site Share | Outdoor Site Sharing-Etisalat Owned |  |  | 3G+4G+5G | BTS3900A | LTE-4CC | 4T4R | U2100 (F2) + U900 (F1+F2) | L800+L1800F1+L1800F2+L2100 | 2CC | 1026500 | 30 |  | 3 | N78 | 3 | 3 | [32 empty] | IIB | DXB-1758-CSG-SAR-X-1
DXB1770 | Site 9806 | DXB |  | DXB1770 | DXBL1770 | DXBNR1770 |  | On Air | On Air | On Air | 2016 | Permanent | 25.0056 | 55.3001 | Huawei | Outdoor | Site Sharing | Site Share | Outdoor Site Sharing-Etisalat Owned |  |  | 3G+4G+5G | BTS3900A | LTE-3CC | 2T2R | U2100 (F2) + U900 (F1+F2) | L800+L1800F1+L1800F2 | 1CC | 1092100 | 30 |  | 3 | N41 | 3 | 3 | [32 empty] | IIB | DXB-1770-CSG-SAR-X-1
DXB1774 | Site 9807 | DXB |  | DXB1774 | DXBL1774 | DXBNR1774 |  | On Air | On Air | On Air | 2016 | Permanent | 25.0014 | 55.3057 | Huawei | Outdoor | Site Sharing | Site Share | Outdoor Site Sharing-Etisalat Owned |  |  | 3G+4G+5G | BTS3900A | LTE-3CC | 2T2R | U2100 (F2) + U900 (F1+F2) | L800+L1800F1+L1800F2 | 1CC | 1092100 | 35 |  | 3 | N41 | 4 | 3 | [32 empty] | IIB | DXB-1774-CSG-SAR-X-1
DXB1775 | Site 9808 | DXB |  | DXB1775 | DXBL1775 | DXBNR1775 |  | On Air | On Air | On Air | 2018 | Permanent | 25.016 | 55.2954 | Huawei | Outdoor | EITC Passive Infrastructure | Greenfield | Outdoor Green field-du Owned |  |  | 3G+4G+5G | BTS3900A | LTE-3CC | 2T2R | U2100 (F2) + U900 (F1+F2) | L800+L1800F1+L1800F2 | 1CC | 1092100 | 30 |  | 3 | N41 | 3 | 3 | [32 empty] | IIB | DXB-1775-CSG-ASR920-LD-1
DXB1779 | Site 9809 | DXB |  | DXB1779 | DXBL1779 | DXBNR1779 |  | On Air | On Air | On Air | 2018 | Permanent | 25.0159 | 55.3024 | Huawei | Outdoor | EITC Passive Infrastructure | Greenfield | Outdoor Green field-du Owned |  |  | 3G+4G+5G | BTS3900A | LTE-3CC | 2T2R | U2100 (F2) + U900 (F1+F2) | L800+L1800F1+L1800F2 | 1CC | 1092100 | 30 |  | 3 | N41 | 3 | 3 | [32 empty] | IIB | DXB-1779-CSG-SAR-X-1
DXB1782 | Site 9810 | DXB |  | DXB1782 | DXBL1782 | DXBNR1782 |  | On Air | On Air | On Air | 2016 | Permanent | 25.19 | 55.2845 | Huawei | Outdoor | EITC Passive Infrastructure | Rooftop | RT-du Owned |  |  | 3G+4G+5G | BTS3900A | LTE-4CC | 4T4R | U2100 (F2) + U900 (F1+F2) | L800+L1800F1+L1800F2+L2100 | 2CC | 1034500 | 21 |  | 3 | N78 | 3 | 3 | [32 empty] | IIB | DXB-1782A-CSG-SAR-X-1 + DXB-1782A-IBS-SAR-M-1 + + + +
DXB1374 | Site 9811 | DXB |  | DXB1374 | DXBL1374 | DXBNR1374 |  | On Air | On Air | On Air | 2019 | Permanent | 25.1429 | 55.4768 | Huawei | Outdoor | EITC Passive Infrastructure | Greenfield | Outdoor Green field-du Owned |  |  | 3G+4G+5G | BTS3900A | LTE-4CC | 2T2R | U2100 (F2) + U900 (F1+F2) | L800+L1800F1+L1800F2+L2100 | 1CC | 1081400 | 40 |  | 3 | N41 | 3 | 3 | [32 empty] | IIB | DXB-1374-CSG-ASR920-LD-1
DXB1792 | Site 9812 | DXB |  | DXB1792 | DXBL1792 | DXBNR1792 |  | On Air | On Air | On Air | 2015 | Permanent | 25.035 | 55.2474 | Huawei | Outdoor | EITC Passive Infrastructure | RDU - Palm Tree | Outdoor Green field-du Owned |  |  | 3G+4G+5G | BTS3900A | LTE-3CC | 2T2R | U2100 (F2) + U900 (F1+F2) | L800+L1800F1+L1800F2 | 2CC | 1067500 | 29.3 |  | 3 | N78 | 3 | 3 | [32 empty] | IIB | DXB-1792-CSG-SAR-X-1
DXB1795 | Site 9813 | DXB |  | DXB1795 | DXBL1795 | DXBNR1795 |  | On Air | On Air | On Air | 2016 | Permanent | 25.1496 | 55.3811 | Huawei | Outdoor | Site Sharing | Site Share | Outdoor Site Sharing-Etisalat Owned |  |  | 3G+4G+5G | BTS3900A | LTE-4CC | 2T2R | U2100 (F2) + U900 (F1+F2) | L800+L1800F1+L1800F2+L2100 | 1CC | 1061600 | 30 |  | 3 | N41 | 4 | 3 | Y | [31 empty] | IIB | passive fiver on DXB-ICPOP-CSG-SAR-8
DXB1799 | Site 9814 | DXB | DXB2799 | DXB2799 | DXBL1799 | DXBNR1799 | On Air | On Air | On Air | On Air | 2009 | Permanent | 24.9828 | 55.0858 | Nokia/Huawei | Outdoor | Site Sharing | Site Share | Outdoor Site Sharing-Etisalat Owned |  |  | 2G+3G+4G+5G | BTS3900/Flexi 2G | LTE | 2T2R | U2100 (F2) + U900 (F1+F2) | L800 | 1CC | 1059400 | 30 |  | 3 | N41 | 3 | 3 | [32 empty] | IIB | DXB-1799-CSG-SAR-X-1
DXB1802 | Site 9815 | DXB |  | DXB1802 | DXBL1802 | DXBNR1802 |  | On Air | On Air | On Air | 2015 | Permanent | 25.1838 | 55.569 | Huawei | Outdoor | Site Sharing | Site Share | Outdoor Site Sharing-Etisalat Owned |  |  | 3G+4G+5G | BTS3900A | LTE-3CC | 2T2R | U2100 (F2) + U900 (F1+F2) | L800+L1800F1+L1800F2 | 1CC | 1072100 | 25.8 |  | 3 | N41 | 3 | 3 | [32 empty] | IIB | DXB-1802-CSG-ASR920-LD-1
DXB1804 | Site 9816 | DXB |  | DXB1804 | DXBL1804 | DXBNR1804 |  | On Air | On Air | On Air | 2015 | Permanent | 25.18 | 55.5952 | Huawei | Outdoor | Site Sharing | Site Share | Outdoor Site Sharing-Etisalat Owned |  |  | 3G+4G+5G | BTS3900A | LTE-CA | 2T2R | U2100 (F2) + U900 (F1+F2) | L800+L1800F1 | 1CC | 1072100 | 36 |  | 3 | N41 | 3 | 3 | [32 empty] | IIB | DXB-1804-CSG-ASR920-LD-1
DXB1813 | Site 9817 | DXB |  | DXB1813 | DXBL1813 | DXBNR1813 |  | On Air | On Air | On Air | 2016 | Permanent | 25.0706 | 55.2435 | Huawei | Outdoor | EITC Passive Infrastructure | RDU | Outdoor Green field-du Owned |  |  | 3G+4G+5G | BTS3900A | LTE-4CC | 2T2R | U2100 (F2) + U900 (F1+F2) | L800+L1800F1+L1800F2+L2100 | 2CC | 1067200 | 30 |  | 3 | N78 | 4 | 3 | Y | [31 empty] | IIB | DXB-1813-CSG-SAR-X-1
DXB1831 | Site 9818 | DXB |  | DXB1831 | DXBL1831 | DXBNR1831 |  | On Air | On Air | On Air | 2016 | Permanent | 25.0292 | 55.2012 | Huawei | Outdoor | EITC Passive Infrastructure | Greenfield | Outdoor Green field-du Owned |  |  | 3G+4G+5G | BTS3900A | LTE-4CC | 2T2R | U2100 (F2) + U900 (F1+F2) | L800+L1800F1+L1800F2+L2100 | 2CC | 1068500 | 30 |  | 3 | N78 | 6 | 3 | [32 empty] | IIB | DXB-1831-CSG-SAR-X-1
DXB1835 | Site 9819 | DXB |  | DXB1835 | DXBL1835 | DXBNR1835 |  | On Air | On Air | On Air | 2017 | Permanent | 25.1417 | 55.3133 | Huawei | Outdoor | Site Sharing | Site Share | Outdoor Site Sharing-Etisalat Owned |  |  | 3G+4G+5G | BTS3900A | LTE-4CC | 2T2R | U2100 (F2) + U900 (F1+F2) | L800+L1800F1+L1800F2+L2100 | 1CC | 1061800 | 30 |  | 3 | N41 | 4 | 3 | Y | [31 empty] | IIB | DXB-1835-CSG-SAR-X-1
DXB1836 | Site 9820 | DXB |  | DXB1836 | DXBL1836 | DXBNR1836 |  | On Air | On Air | On Air | 2015 | Permanent | 25.198 | 55.424 | Huawei | Outdoor | EITC Passive Infrastructure | Greenfield | Outdoor Green field-du Owned |  |  | 3G+4G+5G | BTS3900A | LTE-3CC | 2T2R | U2100 (F2) + U900 (F1+F2) | L800+L1800F1+L1800F2 | 2CC | 1042300 | 30 |  | 3 | N78 | 4 | 3 | [32 empty] | IIB | DXB-1836-CSG-N540-LD-1
DXB1837 | Site 9821 | DXB |  | DXB1837 | DXBL1837 | DXBNR1837 |  | On Air | On Air | On Air | 2019 | Permanent | 25.1883 | 55.4618 | Huawei | Outdoor | Site Sharing | Site Share | Outdoor Site Sharing-Etisalat Owned |  |  | 3G+4G+5G | BTS3900A | LTE-4CC | 4T4R | U2100 (F2) + U900 (F1+F2) | L800+L1800F1+L1800F2+L2100 | 1CC | 1042500 | 30 |  | 3 | N41 | 3 | 3 | [32 empty] | IIB | DXB-1837-CSG-ASR920-LD-1
DXB1844 | Site 9822 | DXB |  | DXB1844 | DXBL1844 | DXBNR1844 |  | On Air | On Air | On Air | 2017 | Permanent | 25.2522 | 55.3372 | Huawei | Outdoor | EITC Passive Infrastructure | Rooftop | RT-du Owned |  |  | 3G+4G+5G | BTS3900A | LTE-3CC | 2T2R | U2100 (F2) + U900 (F1+F2) | L800+L1800F1+L1800F2 | 2CC | 1021400 | 28 |  | 3 | N78 | 3 | 3 | [32 empty] | IIB | DXB-1844-CSG-N540-LD-1
DXB1398 | Site 9823 | DXB |  | DXB1398 | DXBL1398 | DXBNR1398 |  | On Air | On Air | On Air | 2011 | Permanent | 25.1109 | 55.2053 | Huawei | Outdoor | EITC Passive Infrastructure | Rooftop | RT-du Owned |  |  | 3G+4G+5G | BTS3900 | LTE-4CC | 4T4R | U2100 (F2) + U900 (F1+F2) | L800+L1800F1+L1800F2+L2100 | 2CC | 1037300 | 37 |  | 3 | N78 | 3 | 3 | [32 empty] | IIB | DXB-1398-CSG-IXR-E-1
DXB1857 | Site 9824 | DXB |  | DXB1857 | DXBL1857 | DXBNR1857 |  | On Air | On Air | On Air | 2016 | Permanent | 25.2239 | 55.4225 | Huawei | Outdoor | EITC Passive Infrastructure | Rooftop | RT-du Owned |  |  | 3G+4G+5G | BTS3900A | LTE-3CC | 2T2R | U2100 (F2) + U900 (F1+F2) | L800+L1800F1+L1800F2 | 1CC | 1025100 | 20 |  | 3 | N41 | 3 | 3 | [32 empty] | IIB | DXB-1857-CSG-SAR-X-1
DXB1860 | Site 9825 | DXB |  | DXB1860 | DXBL1860 | DXBNR1860 |  | On Air | On Air | On Air | 2016 | Permanent | 25.0767 | 55.2432 | Huawei | Outdoor | EITC Passive Infrastructure | RDU - Palm Tree | Outdoor Green field-du Owned |  |  | 3G+4G+5G | BTS3900A | LTE | 2T2R | U2100 (F2) + U900 (F1+F2) | L1800F1 | 2CC | 1067200 | 35 |  | 3 | N78 | 3 | 3 | [32 empty] | IIB | DXB-1860-CSG-SAR-X-1
DXB1861 | Site 9826 | DXB |  | DXB1861 | DXBL1861 | DXBNR1861 |  | On Air | On Air | On Air | 2017 | Permanent | 25.1086 | 55.1779 | Huawei | Outdoor | EITC Passive Infrastructure | Rooftop | RT-du Owned |  |  | 3G+4G+5G | BTS3900 | LTE-4CC | 2T2R | U2100 (F2) + U900 (F1+F2) | L800+L1800F1+L1800F2+L2100 | 2CC | 1037200 | 34 |  | 3 | N78 | 3 | 3 | [32 empty] | IIB | DXB-1861-CSG-SAR-X-1
DXB1870 | Site 9827 | DXB |  | DXB1870 | DXBL1870 | DXBNR1870 |  | On Air | On Air | On Air | 2018 | Permanent | 25.0595 | 55.4227 | Huawei | Outdoor | EITC Passive Infrastructure | RDU | Outdoor Green field-du Owned |  |  | 3G+4G+5G | BTS3900A | LTE-4CC | 2T2R | U2100 (F2) + U900 (F1+F2) | L800+L1800F1+L1800F2+L2100 | 1CC | 1082400 | 35 |  | 3 | N41 | 4 | 3 | [32 empty] | MW | 0
DXB1880 | Site 9828 | DXB |  | DXB1880 | DXBL1880 | DXBNR1880 |  | On Air | On Air | On Air | 2016 | Permanent | 25.0501 | 55.213 | Huawei | Outdoor | EITC Passive Infrastructure | Rooftop | RT-du Owned |  |  | 3G+4G+5G | BTS3900A | LTE-4CC | 2T2R | U2100 (F2) + U900 (F1+F2) | L800+L1800F1+L1800F2+L2100 | 2CC | 1068100 | 21 |  | 3 | N78 | 3 | 3 | [32 empty] | IIB | DXB-1880-CSG-IXR-E-1
DXB1884 | Site 9829 | DXB |  | DXB1884 | DXBL1884 | DXBNR1884 |  | On Air | On Air | On Air | 2015 | Permanent | 25.0666 | 55.1624 | Huawei | Outdoor | EITC Passive Infrastructure | RDU - Palm Tree | Outdoor Green field-du Owned |  |  | 3G+4G+5G | BTS3900A | LTE-3CC | 2T2R | U2100 (F2) + U900 (F1+F2) | L800+L1800F1+L1800F2 | 2CC | 1039400 | 30 |  | 3 | N78 | 3 | 3 | [32 empty] | IIB | DXB-1884-CSG-SAR-X-1
DXB1887 | Site 9830 | DXB |  | DXB1887 | DXBL1887 | DXBNR1887 |  | On Air | On Air | On Air | 2017 | Permanent | 25.2332 | 55.2972 | Huawei | Outdoor | Site Sharing | Site Share | Outdoor Site Sharing-Etisalat Owned |  |  | 3G+4G+5G | BTS3900A | LTE-4CC | 2T2R | U2100 (F2) + U900 (F1+F2) | L800+L1800F1+L1800F2+L2100 | 2CC | 1032400 | 30 |  | 3 | N78 | 3 | 3 | [32 empty] | IIB | DXB-1887-CSG-SAR-X-1
DXB1893 | Site 9831 | DXB |  | DXB1893 | DXBL1893 |  |  | On Air | On Air |  | 2018 | Permanent | 24.917 | 55.2333 | Huawei | Outdoor | Site Sharing | Site Share - RDU | Outdoor Site Sharing-Etisalat Owned |  |  | 3G+4G | BTS3900A | LTE-4CC | 2T2R | U2100 (F2) + U900 (F1+F2) | L800+L1800F1+L1800F2+L2100 | - | 1096100 | 22 |  |  | - | 3 | - | [32 empty] | IIB | DXB-1893-CSG-IXR-E-1
DXB1897 | Site 9832 | DXB |  | DXB1897 | DXBL1897 | DXBNR1897 |  | On Air | On Air | On Air | 2010 | Permanent | 25.2197 | 55.4279 | Huawei | Outdoor | EITC Passive Infrastructure | Rooftop | RT-du Owned |  |  | 3G+4G+5G | BTS3900 | LTE-4CC | 4T4R | U2100 (F2) + U900 (F1+F2) | L800+L1800F1+L1800F2+L2100 | 1CC | 1025100 | 21 |  | 3 | N41 | 3 | 3 | [32 empty] | IIB | DXB-1897-CSG-SAR-X-1
DXB1904 | Site 9833 | DXB |  | DXB1904 | DXBL1904 | DXBNR1904 |  | On Air | On Air | On Air | 2014 | Permanent | 25.2922 | 55.3729 | Huawei | Outdoor | EITC Passive Infrastructure | Rooftop | RT-du Owned |  |  | 3G+4G+5G | BTS3900A | LTE-CA | 2T2R | U2100 (F2) + U900 (F1+F2) | L800+L1800F1 | 1CC | 1024100 | 40 |  | 3 | N41 | 3 | 3 | [32 empty] | IIB | DXB-1904-CSG-ASR920-LD-1
DXB1906 | Site 9834 | DXB |  | DXB1906 | DXBL1906 | DXBNR1906 |  | On Air | On Air | On Air | 2014 | Permanent | 25.2946 | 55.385 | Huawei | Outdoor | EITC Passive Infrastructure | Rooftop | RT-du Owned |  |  | 3G+4G+5G | BTS3900 | LTE-3CC | 2T2R | U2100 (F2) + U900 (F1+F2) | L800+L1800F1+L1800F2 | 1CC | 1024100 | 43 |  | 3 | N41 | 6 | 3 | [32 empty] | IIB | DXB-1906-CSG-SAR-X-1
DXB1911 | Site 9835 | DXB |  | DXB1911 | DXBL1911 | DXBNR1911 |  | On Air | On Air | On Air | 2015 | Permanent | 24.9479 | 55.4908 | Huawei | Outdoor | EITC Passive Infrastructure | Greenfield | Outdoor Green field-du Owned |  |  | 3G+4G+5G | BTS3900A | LTE-4CC | 2T2R | U2100 (F2) + U900 (F1+F2) | L800+L1800F1+L1800F2+L2100 | 1CC | 1093100 | 30 |  | 3 | N41 | 3 | 3 | [32 empty] | IIB | DXB-1911-CSG-ASR920-LD-1
DXB1459 | Site 9836 | DXB |  | DXB1459 | DXBL1459 | DXBNR1459 |  | On Air | On Air | On Air | 2017 | Permanent | 25.1156 | 55.1929 | Huawei | Outdoor | EITC Passive Infrastructure | Rooftop | RT-du Owned |  |  | 3G+4G+5G | BTS3900A | LTE-3CC | 2T2R | U2100 (F2) + U900 (F1+F2) | L800+L1800F1+L1800F2 | 2CC | 1037300 | 31 |  | 3 | N78 | 3 | 3 | [32 empty] | IIB | DXB-1459-CSG-SAR-X-1
DXB1915 | Site 9837 | DXB |  | DXB1915 | DXBL1915 |  |  | On Air | On Air |  | 2016 | Permanent | 25.0424 | 55.5989 | Huawei | Outdoor | EITC Passive Infrastructure | RDU | Outdoor Green field-du Owned |  |  | 3G+4G | BTS3900A | LTE-3CC | 2T2R | U2100 (F2) + U900 (F1+F2) | L800+L1800F1+L1800F2 | - | 1073100 | 30 |  |  | - | 4 | - | [32 empty] | IIB | DXB-1915-CSG-SAR-X-1
DXB1917 | Site 9838 | DXB |  | DXB1917 | DXBL1917 | DXBNR1917 |  | On Air | On Air | On Air | 2019 | Permanent | 25.0389 | 55.2808 | Huawei | Outdoor | EITC Passive Infrastructure | Greenfield | Outdoor Green field-du Owned |  |  | 3G+4G+5G | BTS3900A | LTE-3CC | 2T2R | U2100 (F2) + U900 (F1+F2) | L800+L1800F1+L1800F2 | 2CC | 1066500 | 35 |  | 3 | N78 | 3 | 3 | [32 empty] | MW | Passive DXB-FCPOP-PREAGG-SRa8-1
DXB1474 | Site 9839 | DXB |  | DXB1474 | DXBL1474 | DXBNR1474 |  | On Air | On Air | On Air | 2017 | Permanent | 25.1082 | 55.3909 | Huawei | Outdoor | Site Sharing | Site Share | Outdoor Site Sharing-Etisalat Owned |  |  | 3G+4G+5G | BTS3900A | LTE | 2T2R | U2100 (F2) + U900 (F1+F2) | L1800F1 | 1CC | 1081300 | 30 |  | 3 | N41 | 3 | 3 | [32 empty] | IIB | Passive DXB-VillaPOP-AGGR-SR12e-2
DXB1927 | Site 9840 | DXB |  | DXB1927 | DXBL1927 | DXBNR1927 |  | On Air | On Air | On Air | 2019 | Permanent | 25.1163 | 55.2698 | Huawei | Outdoor | Site Sharing | Capex_ETC Lead | Outdoor Taawn-Etisalat Lead |  |  | 3G+4G+5G | BTS3900A | LTE-3CC | 2T2R | U2100 (F2) + U900 (F1+F2) | L800+L1800F1+L1800F2 | 1CC | 1063100 | 35 |  | 3 | N41 | 3 | 3 | [32 empty] | IIB | DXB-1927-CSG-SAR-X-1
DXB1928 | Site 9841 | DXB |  | DXB1928 | DXBL1928 | DXBNR1928 |  | On Air | On Air | On Air | 2015 | Permanent | 25.164 | 55.4181 | Huawei | Outdoor | EITC Passive Infrastructure | Rooftop | RT-du Owned |  |  | 3G+4G+5G | BTS3900A | LTE-4CC | 2T2R | U2100 (F2) + U900 (F1+F2) | L800+L1800F1+L1800F2+L2100 | 2CC | 1062100 | 23 |  | 3 | N78 | 3 | 3 | [32 empty] | IIB | DXB-1928-CSG-SAR-X-1
DXB1931 | Site 9842 | DXB |  | DXB1931 | DXBL1931 |  |  | On Air | On Air |  | 2015 | Permanent | 25.1441 | 55.4417 | Huawei | Outdoor | Site Sharing | Site Share | Outdoor Site Sharing-Etisalat Owned |  |  | 3G+4G | BTS3900A | LTE-3CC | 2T2R | U2100 (F2) + U900 (F1+F2) | L800+L1800F1+L1800F2 | - | 1081100 | 30 |  |  | - | 3 | - | [32 empty] | IIB | DXB-1931-CSG-SAR-X-1
DXB1933 | Site 9843 | DXB |  | DXB1933 | DXBL1933 | DXBNR1933 |  | On Air | On Air | On Air | 2016 | Permanent | 25.0813 | 55.2945 | Huawei | Outdoor | EITC Passive Infrastructure | RDU | Outdoor Green field-du Owned |  |  | 3G+4G+5G | BTS3900A | LTE-CA | 2T2R | U2100 (F2) + U900 (F1+F2) | L800+L1800F1 | 2CC | 1064500 | 30 |  | 3 | N78 | 3 | 3 | [32 empty] | IIB | DXB-1933-CSG-N540-LD-1
DXB1539 | Site 9844 | DXB |  | DXB1539 | DXBL1539 | DXBNR1539 |  | On Air | On Air | On Air | 2010 | Permanent | 25.2959 | 55.3811 | Huawei | Outdoor | EITC Passive Infrastructure | Microsite | RT-du Owned |  |  | 3G+4G+5G | BTS3900A | LTE-CA | 2T2R | U2100 (F2) + U900 (F1+F2) | L800+L1800F1 | 2CC | 1024100 | 48 |  | 3 | N78 | 3 | 3 | [32 empty] | IIB | DXB-1539-CSG-SAR-X-1
DXB1937 | Site 9845 | DXB |  | DXB1937 | DXBL1937 | DXBNR1937 |  | On Air | On Air | On Air | 2015 | Permanent | 25.2438 | 55.2725 | Huawei | Outdoor | Site Sharing | Site Share | Outdoor Site Sharing-Etisalat Owned |  |  | 3G+4G+5G | BTS3900A | LTE-3CC | 2T2R | U2100 (F2) + U900 (F1+F2) | L800+L1800F1+L1800F2 | 2CC | 1032100 | 35 |  | 3 | N78 | 3 | 3 | [32 empty] | IIB | DXB-1937-CSG-IXR-E-1
DXB1943 | Site 9846 | DXB |  | DXB1943 | DXBL1943 | DXBNR1943 |  | On Air | On Air | On Air | 2017 | Permanent | 25.217 | 55.3387 | Huawei | Outdoor | EITC Passive Infrastructure | RDU - Palm Tree | Outdoor Green field-du Owned |  |  | 3G+4G+5G | BTS3900A | LTE-4CC | 4T4R | U2100 (F2) + U900 (F1+F2) | L800+L1800F1+L1800F2+L2100 | 2CC | 1032600 | 30 |  | 3 | N78 | 3 | 3 | [32 empty] | IIB | DXB-1943-CSG-IXR-E-1
DXB1944 | Site 9847 | DXB |  | DXB1944 | DXBL1944 |  |  | On Air | On Air |  | 2018 | Permanent | 24.9953 | 55.3818 | Huawei | Outdoor | EITC Passive Infrastructure | GF - Plam Tree | Outdoor Green field-du Owned |  |  | 3G+4G | BTS3900A | LTE-3CC | 2T2R | U2100 (F2) | L800+L1800F1+L1800F2 | - | 1091600 | 25 |  |  | - | 3 | - | [32 empty] | IIB | DXB-1944-CSG-IXR-E-1
DXB1948 | Site 9848 | DXB |  | DXB1948 | DXBL1948 |  |  | On Air | On Air |  | 2017 | Permanent | 25.1107 | 55.3334 | Huawei | Outdoor | Site Sharing | Site Share - Palm Tree | Outdoor Site Sharing-Etisalat Owned |  |  | 3G+4G | BTS3900A | LTE | 2T2R | U2100 (F2) | L1800F1 | - | 1064500 | 30 |  |  | - | 3 | - | [32 empty] | MW | 0
DXB1949 | Site 9849 | DXB |  | DXB1949 | DXBL1949 | DXBNR1949 |  | On Air | On Air | On Air | 2019 | Permanent | 25.1526 | 55.2957 | Huawei | Outdoor | Site Sharing | Site Share - Palm Tree | Outdoor Site Sharing-Etisalat Owned |  |  | 3G+4G+5G | BTS3900A | LTE-4CC | 4T4R | U2100 (F2) + U900 (F1+F2) | L800+L1800F1+L1800F2+L2100 | 2CC | 1061800 | 30 |  | 3 | N78 | 3 | 3 | [32 empty] | MW | 0
DXB1973 | Site 9850 | DXB |  | DXB1973 | DXBL1973 | DXBNR1973 |  | On Air | On Air | On Air | 2017 | Permanent | 25.1986 | 55.2747 | Huawei | Outdoor | EITC Passive Infrastructure | Rooftop | RT-du Owned |  |  | 3G+4G+5G | BTS3900A | LTE-4CC | 4T4R | U2100 (F2) + U900 (F1+F2) | L800+L1800F1+L1800F2+L2100 | 2CC | 1034500 | 22 |  | 3 | N78 | 3 | 3 | [32 empty] | IIB | passively connect to IDX-5131-CSG-SAR-8-1
DXB1986 | Site 9851 | DXB |  | DXB1986 | DXBL1986 | DXBNR1986 |  | On Air | On Air | On Air | 2017 | Permanent | 25.2749 | 55.3022 | Huawei | Outdoor | EITC Passive Infrastructure | Rooftop | RT-du Owned |  |  | 3G+4G+5G | BTS3900A | LTE-3CC | 2T2R | U2100 (F2) + U900 (F1+F2) | L800+L1800F1+L1800F2 | 2CC | 1011600 | 26 |  | 3 | N78 | 4 | 3 | [32 empty] | IIB | DXB-1986-CSG-ASR920-LD-1
DXB1994 | Site 9852 | DXB |  | DXB1994 | DXBL1994 | DXBNR1994 |  | On Air | On Air | On Air | 2017 | Permanent | 25.2824 | 55.3329 | Huawei | Outdoor | Site Sharing | Site Share | Outdoor Site Sharing-Etisalat Owned |  |  | 3G+4G+5G | BTS3900A | LTE | 2T2R | U2100 (F2) | L1800F1 | 1CC | 1012600 | 26 |  | 3 | N41 | 3 | 3 | [32 empty] | MW | 0
DXB2004 | Site 9853 | DXB |  | DXB2004 | DXBL2004 | DXBNR2004 |  | On Air | On Air | On Air | 2014 | Permanent | 25.0207 | 55.2103 | Huawei | Outdoor | EITC Passive Infrastructure | Greenfield | Outdoor Green field-du Owned |  |  | 3G+4G+5G | BTS3900A | LTE-3CC | 2T2R | U2100 (F2) + U900 (F1+F2) | L800+L1800F1+L1800F2 | 2CC | 1068500 | 30 |  | 3 | N78 | 3 | 3 | [32 empty] | IIB | DXB-2004-CSG-SAR-X-1
DXB2021 | Site 9854 | DXB |  | DXB2021 | DXBL2021 | DXBNR2021 |  | On Air | On Air | On Air | 2017 | Permanent | 25.0259 | 55.2605 | Huawei | Outdoor | EITC Passive Infrastructure | Palm Tree | Outdoor Green field-du Owned |  |  | 3G+4G+5G | BTS3900A | LTE-CA | 2T2R | U2100 (F2) + U900 (F1+F2) | L800+L1800F1 | 1CC | 1067600 | 30 |  | 3 | N78 | 3 | 3 | [32 empty] | IIB | DXB-2021-CSG-SAR-X-1
DXB2031 | Site 9855 | DXB |  | DXB2031 | DXBL2031 | DXBNR2031 |  | On Air | On Air | On Air | 2015 | Permanent | 25.1377 | 55.2531 | Huawei | Outdoor | EITC Passive Infrastructure | Rooftop | RT-du Owned |  |  | 3G+4G+5G | BTS3900A | LTE-4CC | 2T2R | U2100 (F2) + U900 (F1+F2) | L800+L1800F1+L1800F2+L2100 | 2CC | 1036500 | 34 |  | 3 | N78 | 4 | 3 | [32 empty] | IIB | DXB-2031-CSG-SAR-X-1
DXB2034 | Site 9856 | DXB |  | DXB2034 | DXBL2034 |  |  | On Air | On Air |  | 2014 | Permanent | 25.0251 | 55.5773 | Huawei | Outdoor | Site Sharing | Site Share | Outdoor Site Sharing-Etisalat Owned |  |  | 3G+4G | BTS3900A | LTE-CA | 2T2R | U2100 (F2) + U900 (F1+F2) | L800+L1800F1 | - | 1083100 | 40 |  |  | - | 3 | - | [32 empty] | IIB | Passive Completed
DXB2035 | Site 9857 | DXB |  | DXB2035 | DXBL2035 | DXBNR2035 |  | On Air | On Air | On Air | 2017 | Permanent | 25.1155 | 55.3893 | Huawei | Outdoor | EITC Passive Infrastructure | Rooftop | RT-du Owned |  |  | 3G+4G+5G | BTS3900A | LTE-4CC | 2T2R | U2100 (F2) + U900 (F1+F2) | L800+L1800F1+L1800F2+L2100 | 1CC | 1062600 | 38 |  | 3 | N41 | 3 | 3 | [32 empty] | IIB | DXB-2035-CSG-N540-LD-1
DXB2039 | Site 9858 | DXB |  | DXB2039 | DXBL2039 | DXBNR2039 |  | On Air | On Air | On Air | 2018 | Permanent | 25.0261 | 55.1542 | Huawei | Outdoor | Site Sharing | Site Share | Outdoor Site Sharing-Etisalat Owned |  |  | 3G+4G+5G | BTS3900A | LTE-4CC | 4T4R | U2100 (F2) + U900 (F1+F2) | L800+L1800F1+L1800F2+L2100 | 2CC | 1059102 | 30 |  | 3 | N78 | 3 | 3 | [32 empty] | IIB | DXB-2039-CSG-SAR-X-1
DXB2054 | Site 9859 | DXB |  | DXB2054 | DXBL2054 |  |  | On Air | On Air |  | 2016 | Permanent | 25.2481 | 55.3633 | Huawei | Outdoor | EITC Passive Infrastructure | Rooftop | RT-du Owned |  |  | 3G+4G | BTS3900 | LTE | 2T2R | U2100 (F2) | L1800F1 | - | 1022100 | 5 |  |  | - | 4 | - | [32 empty] | IIB | DXB-0297A-IBS-SAR-M-2
DXB2064 | Site 9860 | DXB |  | DXB2064 | DXBL2064 |  |  | On Air | On Air |  | 2015 | Permanent | 25.2435 | 55.3725 | Huawei | Outdoor | EITC Passive Infrastructure | Rooftop | RT-du Owned |  |  | 3G+4G | BTS3900 | LTE | 2T2R | U2100 (F2) | L1800F1 | - | 1022100 | 5 |  |  | - | 2 | - | [32 empty] | IIB | DXB-2064-IBS-SAR-M-1
DXB2078 | Site 9861 | DXB |  | DXB2078 | DXBL2078 | DXBNR2078 |  | On Air | On Air | On Air | 2016 | Permanent | 25.0542 | 55.1715 | Huawei | Outdoor | EITC Passive Infrastructure | Rooftop | RT-du Owned |  |  | 3G+4G+5G | BTS3900A | LTE-CA | 2T2R | U2100 (F2) + U900 (F1+F2) | L800+L1800F1 | 2CC | 1039400 | 14.8 |  | 3 | N78 | 3 | 3 | [32 empty] | IIB | DXB-2078-CSG-IXR-E-1
DXB2105 | Site 9862 | DXB |  | DXB2105 | DXBL2105 | DXBNR2105 |  | On Air | On Air | On Air | 2010 | Permanent | 25.2363 | 55.4891 | Huawei | Outdoor | Site Sharing | Site Share | Outdoor Site Sharing-Etisalat Owned |  |  | 3G+4G+5G | BTS3900 | LTE | 2T2R | U2100 (F2) + U900 (F1+F2) | L800 | 1CC | 1028100 | 30 |  | 3 | N41 | 3 | 3 | [32 empty] | IIB | DXB-2105-CSG-SAR-X-1
DXB2112 | Site 9863 | DXB |  | DXB2112 | DXBL2112 | DXBNR2112 |  | On Air | On Air | On Air | 2011 | Permanent | 25.2473 | 55.4847 | Huawei | Outdoor | Site Sharing | Site Share | Outdoor Site Sharing-Etisalat Owned |  |  | 3G+4G+5G | BTS3900A | LTE-CA | 2T2R | U2100 (F2) + U900 (F1+F2) | L800+L1800F1 | 2CC | 1028100 | 20 |  | 3 | N78 | 3 | 3 | [32 empty] | IIB | DXB-2112-CSG-SAR-X-1
DXB2115 | Site 9864 | DXB |  | DXB2115 | DXBL2115 | DXBNR2115 |  | On Air | On Air | On Air | 2017 | Permanent | 25.2322 | 55.4764 | Huawei | Outdoor | EITC Passive Infrastructure | RDU | Outdoor Green field-du Owned |  |  | 3G+4G+5G | BTS3900A | LTE-3CC | 2T2R | U2100 (F2) + U900 (F1+F2) | L800+L1800F1+L1800F2 | 1CC | 1028100 | 35 |  | 3 | N41 | 6 | 3 | Y | [31 empty] | IIB | DXB-2115-CSG-SAR-X-1
DXB2127 | Site 9865 | DXB |  | DXB2127 | DXBL2127 | DXBNR2127 |  | On Air | On Air | On Air | 2020 | Permanent | 25.2269 | 55.5443 | Huawei | Outdoor | EITC Passive Infrastructure | Greenfield | Outdoor Green field-du Owned |  |  | 3G+4G+5G | BTS3900A | LTE-4CC | 4T4R | U2100 (F2) + U900 (F1+F2) | L800+L1800F1+L1800F2+L2100 | 1CC | 1028300 | 40 |  | 3 | N41 | 3 | 3 | [32 empty] | IIB | DXB-2127-CSG-SAR-X-1
DXB2129 | Site 9866 | DXB |  | DXB2129 | DXBL2129 | DXBNR2129 |  | On Air | On Air | On Air | 2014 | Permanent | 25.216 | 55.266 | Huawei | Outdoor | EITC Passive Infrastructure | Greenfield | Outdoor Green field-du Owned |  |  | 3G+4G+5G | BTS3900A | LTE-3CC | 2T2R | U2100 (F2) + U900 (F1+F2) | L800+L1800F1+L1800F2 | 2CC | 1033400 | 28.5 |  | 3 | N78 | 6 | 3 | Y | [31 empty] | IIB | DXB-2129-CSG-SAR-X-1
DXB2133 | Site 9867 | DXB |  | DXB2133 | DXBL2133 | DXBNR2133 |  | On Air | On Air | On Air | 2010 | Permanent | 25.1852 | 55.2323 | Huawei | Outdoor | Site Sharing | Site Share | Outdoor Site Sharing-Etisalat Owned |  |  | 3G+4G+5G | BTS3900 | LTE-3CC | 2T2R | U2100 (F2) + U900 (F1+F2) | L800+L1800F1+L1800F2 | 2CC | 1035200 | 30 |  | 3 | N78 | 3 | 3 | [32 empty] | IIB | DXB-2133-CSG-SAR-X-1
DXB2144 | Site 9868 | DXB |  | DXB2144 | DXBL2144 |  |  | On Air | On Air |  | 2016 | Permanent | 24.9998 | 55.0456 | Huawei | Outdoor | Site Sharing | Site Share | Outdoor Site Sharing-Etisalat Owned |  |  | 3G+4G | BTS3900A | LTE-CA | 2T2R | U2100 (F2) + U900 (F1+F2) | L800+L1800F1 | - | 1059400 | 35 |  |  | - | 3 | - | [32 empty] | MW | 0
DXB2146 | Site 9869 | DXB |  | DXB2146 | DXBL2146 | DXBNR2146 |  | On Air | On Air | On Air | 2017 | Permanent | 25.129 | 55.198 | Huawei | Outdoor | EITC Passive Infrastructure | Greenfield | Outdoor Green field-du Owned |  |  | 3G+4G+5G | BTS3900 | LTE-4CC | 4T4R | U2100 (F2) + U900 (F1+F2) | L800+L1800F1+L1800F2+L2100 | 2CC | 1036700 | 30 |  | 3 | N78 | 3 | 3 | [32 empty] | IIB | DXB-2146-CSG-SAR-X-1
DXB2148 | Site 9870 | DXB |  | DXB2148 | DXBL2148 | DXBNR2148 |  | On Air | On Air | On Air | 2017 | Permanent | 25.2096 | 55.2379 | Huawei | Outdoor | Site Sharing | Site Share - Palm Tree | Outdoor Site Sharing-Etisalat Owned |  |  | 3G+4G+5G | BTS3900A | LTE | 2T2R | U2100 (F2) + U900 (F1+F2) | L1800F1 | 2CC | 1030400 | 30 |  | 3 | N78 | 3 | 3 | [32 empty] | IIB | DXB-2148-CSG-IXR-E-1
DXB2149 | Site 9871 | DXB |  | DXB2149 | DXBL2149 |  |  | On Air | On Air |  | 2017 | Permanent | 24.9629 | 55.4672 | Huawei | Outdoor | Site Sharing | Site Share | Outdoor Site Sharing-Etisalat Owned |  |  | 3G+4G | BTS3900A | LTE-4CC | 2T2R | U2100 (F2) + U900 (F1+F2) | L800+L1800F1+L1800F2+L2100 | - | 1091700 | 30 |  |  | - | 3 | - | [32 empty] | MW | 0
DXB2187 | Site 9872 | DXB |  | DXB2187 | DXBL2187 | DXBNR2187 |  | On Air | On Air | On Air | 2014 | Permanent | 25.049 | 55.1297 | Huawei | Outdoor | EITC Passive Infrastructure | Rooftop | RT-du Owned |  |  | 3G+4G+5G | BTS3900A | LTE-3CC | 2T2R | U2100 (F2) + U900 (F1+F2) | L800+L1800F1+L1800F2 | 2CC | 1059101 | 36.5 |  | 3 | N78 | 3 | 3 | [32 empty] | IIB | DXB-2187-CSG-SAR-X-1
DXB2198 | Site 9873 | DXB |  | DXB2198 | DXBL2198 |  |  | On Air | On Air |  | 2017 | Permanent | 24.9207 | 54.9966 | Huawei | Outdoor | Site Sharing | Site Share | Outdoor Site Sharing-Etisalat Owned |  |  | 3G+4G | BTS3900A | LTE-3CC | 2T2R | U2100 (F2) + U900 (F1+F2) | L800+L1800F1+L1800F2 | - | 1051300 | 30 |  |  | - | 3 | - | [32 empty] | IIB | DXB-2198-CSG-ASR920-LD-1
DXB2203 | Site 9874 | DXB |  | DXB2203 | DXBL2203 | DXBNR2203 |  | On Air | On Air | On Air | 2015 | Permanent | 24.8465 | 55.5677 | Huawei | Outdoor | Site Sharing | Site Share | Outdoor Site Sharing-Etisalat Owned |  |  | 3G+4G+5G | BTS3900A | LTE-3CC | 2T2R | U2100 (F2) + U900 (F1+F2) | L700+L800+L1800F1+L1800F2 | 2CC | 1084700 | 30 |  | 3 | N78 | 3 | 3 | [32 empty] | MW | 0
DXB2204 | Site 9875 | DXB |  | DXB2204 | DXBL2204 | DXBNR2204 |  | On Air | On Air | On Air | 2015 | Permanent | 25.045 | 55.1275 | Huawei | Outdoor | EITC Passive Infrastructure | Rooftop | RT-du Owned |  |  | 3G+4G+5G | BTS3900A | LTE | 2T2R | U2100 (F2) + U900 (F1+F2) | L1800F1 | 2CC | 1059102 | 15.5 |  | 3 | N78 | 4 | 3 | [32 empty] | IIB | DXB-2204-CSG-ASR920-LD-1
DXB2207 | Site 9876 | DXB |  | DXB2207 | DXBL2207 | DXBNR2207 |  | On Air | On Air | On Air | 2017 | Permanent | 24.9222 | 55.0061 | Huawei | Outdoor | Site Sharing | Site Share | Outdoor Site Sharing-Etisalat Owned |  |  | 3G+4G+5G | BTS3900A | LTE-3CC | 2T2R | U2100 (F2) + U900 (F1+F2) | L800+L1800F1+L1800F2 | 1CC | 1051300 | 30 |  | 3 | N41 | 3 | 3 | [32 empty] | IIB | DXB-2207-CSG-ASR920-LD-1
DXB2212 | Site 9877 | DXB |  | DXB2212 | DXBL2212 | DXBNR2212 |  | On Air | On Air | On Air | 2017 | Permanent | 25.0554 | 55.1806 | Huawei | Outdoor | EITC Passive Infrastructure | Palm Tree | Outdoor Green field-du Owned |  |  | 3G+4G+5G | BTS3900A | LTE-4CC | 2T2R | U2100 (F2) + U900 (F1+F2) | L800+L1800F1+L1800F2+L2100 | 2CC | 1039400 | 30 |  | 3 | N78 | 3 | 3 | [32 empty] | IIB | DXB-2212-CSG-SAR-X-1
DXB2218 | Site 9878 | DXB |  | DXB6218 | DXBL2218 | DXBNR2218 |  | On Air | On Air | On Air | 2016 | Permanent | 24.9158 | 55.0112 | Huawei | Outdoor | Site Sharing | Site Share | Outdoor Site Sharing-Etisalat Owned |  |  | 3G+4G+5G | BTS3900A | LTE-3CC | 2T2R | U2100 (F2) + U900 (F1+F2) | L800+L1800F1+L1800F2 | 1CC | 1051300 | 30 |  | 3 | N41 | 3 | 3 | [32 empty] | IIB | DXB-2218-CSG-ASR920-LD-1
DXB2219 | Site 9879 | DXB |  | DXB2219 | DXBL2219 | DXBNR2219 |  | On Air | On Air | On Air | 2017 | Permanent | 24.8264 | 55.0788 | Huawei | Outdoor | EITC Passive Infrastructure | Greenfield | Outdoor Green field-du Owned |  |  | 3G+4G+5G | BTS3900A | LTE-4CC | 2T2R | U2100 (F2) + U900 (F1+F2) | L800+L1800F1+L1800F2+L2100 | 1CC | 1053300 | 30 |  | 3 | N41 | 3 | 3 | [32 empty] | IIB | DXB-2219-CSG-SAR-X-1
DXB1992 | Site 9880 | DXB |  | DXB1992 | DXBL1992 |  |  | On Air | On Air |  | 2018 | Permanent | 25.0993 | 55.3384 | Huawei | Outdoor | Site Sharing | Capex_ETC Lead | Outdoor Taawn-Etisalat Lead |  |  | 3G+4G | BTS3900A | LTE | 2T2R | U2100 (F2) | L1800F1 | - | 1064300 | 30 |  |  | - | 3 | - | [32 empty] | IIB | DXB-1992-CSG-IXR-E-1
DXB2236 | Site 9881 | DXB |  | DXB2236 | DXBL2236 | DXBNR2236 |  | On Air | On Air | On Air | 2016 | Permanent | 24.8576 | 55.0583 | Huawei | Outdoor | EITC Passive Infrastructure | RDU | Outdoor Green field-du Owned |  |  | 3G+4G+5G | BTS3900A | LTE-4CC | 4T4R | U2100 (F2) + U900 (F1+F2) | L800+L1800F1+L1800F2+L2100 | 1CC | 1053100 | 30 |  | 3 | N41 | 3 | 3 | [32 empty] | IIB | DXB-2236-CSG-SAR-X-1
DXB2258 | Site 9882 | DXB |  | DXB2258 | DXBL2258 | DXBNR2258 |  | On Air | On Air | On Air | 2017 | Permanent | 25.0313 | 55.257 | Huawei | Outdoor | EITC Passive Infrastructure | Greenfield | Outdoor Green field-du Owned |  |  | 3G+4G+5G | BTS3900A | LTE-3CC | 2T2R | U2100 (F2) + U900 (F1+F2) | L800+L1800F1+L1800F2 | 2CC | 1067600 | 30 |  | 3 | N78 | 3 | 3 | [32 empty] | IIB | DXB-2258-CSG-IXR-E-1
DXB2267 | Site 9883 | DXB |  | DXB2267 | DXBL2267 | DXBNR2267 |  | On Air | On Air | On Air | 2016 | Permanent | 25.1154 | 55.362 | Huawei | Outdoor | EITC Passive Infrastructure | Rooftop | RT-du Owned |  |  | 3G+4G+5G | BTS3900A | LTE-4CC | 2T2R | U2100 (F2) + U900 (F1+F2) | L800+L1800F1+L1800F2+L2100 | 1CC | 1064300 | 39 |  | 3 | N41 | 3 | 3 | [32 empty] | IIB | DXB-2267-CSG-ASR920-LD-1
DXB2290 | Site 9884 | DXB |  | DXB2290 | DXBL2290 | DXBNR2290 |  | On Air | On Air | On Air | 2009 | Permanent | 25.2511 | 55.4631 | Huawei | Outdoor | EITC Passive Infrastructure | Greenfield | Outdoor Green field-du Owned |  |  | 3G+4G+5G | BTS3900 | LTE-3CC | 2T2R | U2100 (F2) + U900 (F1+F2) | L800+L1800F1+L1800F2 | 2CC | 1026300 | 30 |  | 3 | N78 | 3 | 3 | [32 empty] | IIB | DXB-2290-SCSG-IXR-R6-1
DXB2292 | Site 9885 | DXB |  | DXB2292 | DXBL2292 | DXBNR2292 |  | On Air | On Air | On Air | 2009 | Permanent | 25.2263 | 55.4293 | Huawei | Outdoor | EITC Passive Infrastructure | Greenfield | Outdoor Green field-du Owned |  |  | 3G+4G+5G | BTS3900 | LTE-3CC | 2T2R | U2100 (F2) + U900 (F1+F2) | L800+L1800F1+L1800F2 | 1CC | 1025100 | 30 |  | 3 | N41 | 3 | 3 | [32 empty] | IIB | DXB-2292-CSG-IXR-E-1
DXB2295 | Site 9886 | DXB |  | DXB2295 | DXBL2295 | DXBNR2295 |  | On Air | On Air | On Air | 2009 | Permanent | 25.2013 | 55.3789 | Huawei | Outdoor | EITC Passive Infrastructure | Greenfield | Outdoor Green field-du Owned |  |  | 3G+4G+5G | BTS3900 | LTE-4CC | 2T2R | U2100 (F2) + U900 (F1+F2) | L800+L1800F1+L1800F2+L2100 | 2CC | 1041600 | 30 |  | 3 | N78 | 3 | 3 | [32 empty] | OSN/IIB | DXB-2295-CSG-IXR-E-1
DXB2299 | Site 9887 | DXB |  | DXB2299 | DXBL2299 |  |  | On Air | On Air |  | 2015 | Permanent | 25.1693 | 55.378 | Huawei | Outdoor | Site Sharing | Site Share | Outdoor Site Sharing-Etisalat Owned |  |  | 3G+4G | BTS3900A | LTE-4CC | 2T2R | U2100 (F2) + U900 (F1+F2) | L800+L1800F1+L1800F2+L2100 | - | 1061400 | 15 |  |  | - | 3 | - | [32 empty] | IIB | 0
DXB2314 | Site 9888 | DXB |  | DXB2314 | DXBL2314 | DXBNR2314 |  | On Air | On Air | On Air | 2009 | Permanent | 25.0916 | 55.2052 | Huawei | Outdoor | EITC Passive Infrastructure | Greenfield | Outdoor Green field-du Owned |  |  | 3G+4G+5G | BTS3900 | LTE-4CC | 4T4R | U2100 (F2) + U900 (F1+F2) | L800+L1800F1+L1800F2+L2100 | 2CC | 1037500 | 30 |  | 3 | N78 | 4 | 3 | [32 empty] | IIB | DXB-2314-CSG-IXR-E-1
DXB2326 | Site 9889 | DXB |  | DXB2326 | DXBL2326 | DXBNR2326 |  | On Air | On Air | On Air | 2016 | Permanent | 25.2199 | 55.5675 | Huawei | Outdoor | Site Sharing | Site Share | Outdoor Site Sharing-Etisalat Owned |  |  | 3G+4G+5G | BTS3900A | LTE-4CC | 2T2R | U2100 (F2) + U900 (F1+F2) | L800+L1800F1+L1800F2+L2100 | 1CC | 1071100 | 35 |  | 3 | N41 | 3 | 3 | [32 empty] | MW | 0
DXB2342 | Site 9890 | DXB |  | DXB2342 | DXBL2342 | DXBNR2342 |  | On Air | On Air | On Air | 2016 | Permanent | 25.2994 | 55.3351 | Huawei | Outdoor | EITC Passive Infrastructure | RDU | Outdoor Green field-du Owned |  |  | 3G+4G+5G | BTS3900A | LTE-4CC | 2T2R | U2100 (F2) + U900 (F1+F2) | L800+L1800F1+L1800F2+L2100 | 2CC | 1013100 | 20 |  | 3 | N78 | 3 | 3 | [32 empty] | MW | 0
DXB2350 | Site 9891 | DXB |  | DXB2350 | DXBL2350 | DXBNR2350 |  | On Air | On Air | On Air | 2017 | Permanent | 24.9871 | 55.2153 | Huawei | Outdoor | Site Sharing | Site Share | Outdoor Site Sharing-Etisalat Owned |  |  | 3G+4G+5G | BTS3900A | LTE-3CC | 2T2R | U2100 (F2) + U900 (F1+F2) | L800+L1800F1+L1800F2 | 2CC | 1059700 | 30 |  | 3 | N78 | 3 | 3 | [32 empty] | IIB | DXB-2350-CSG-IXR-E-1
DXB2351 | Site 9892 | DXB |  | DXB2351 | DXBL2351 | DXBNR2351 |  | On Air | On Air | On Air | 2017 | Permanent | 24.9917 | 55.1544 | Huawei | Outdoor | Site Sharing | Site Share | Outdoor Site Sharing-Etisalat Owned |  |  | 3G+4G+5G | BTS3900A | LTE-3CC | 2T2R | U2100 (F2) + U900 (F1+F2) | L800+L1800F1+L1800F2 | 2CC | 1059801 | 30 |  | 3 | N78 | 6 | 3 | [32 empty] | MW | 0
DXB2363 | Site 9893 | DXB |  | DXB2363 | DXBL2363 | DXBNR2363 |  | On Air | On Air | On Air | 2015 | Permanent | 25.0389 | 55.2719 | Huawei | Outdoor | Site Sharing | Site Share | Outdoor Site Sharing-Etisalat Owned |  |  | 3G+4G+5G | BTS3900A | LTE | 2T2R | U2100 (F2) + U900 (F1+F2) | L800 | 2CC | 1066500 | 30 |  | 3 | N78 | 4 | 3 | [32 empty] | IIB | DXB-2363-CSG-SAR-X-1
DXB2364 | Site 9894 | DXB |  | DXB2364 | DXBL2364 |  |  | On Air | On Air |  | 2017 | Permanent | 25.1507 | 55.5161 | Huawei | Easy Macro | EITC Passive Infrastructure | Easy Macro | Outdoor Green field-du Owned- Small Cells |  |  | 3G+4G | AAU3940 | LTE | 2T2R | U2100 (F1+F2) | L1800F1 | - | 1081400 | 7 |  |  | - | 2 | - | [32 empty] | IIB | DXB-2364-CSG-SAR-X-1
DXB2370 | Site 9895 | DXB |  | DXB2370 | DXBL2370 | DXBNR2370 |  | On Air | On Air | On Air | 2019 | Permanent | 25.1418 | 55.4002 | Huawei | Outdoor | EITC Passive Infrastructure | Rooftop | RT-du Owned |  |  | 3G+4G+5G | BTS3900A | LTE-4CC | 4T4R | U2100 (F2) + U900 (F1+F2) | L800+L1800F1+L1800F2+L2100 | 1CC | 1062400 | 28 |  | 3 | N41 | 3 | 3 | [32 empty] | IIB | Passive fiber on DXB-ICPOP-CSG-SAR-8-1
DXB2375 | Site 9896 | DXB |  | DXB2375 | DXBL2375 | DXBNR2375 |  | On Air | On Air | On Air | 2014 | Permanent | 24.9912 | 55.0894 | Huawei | Outdoor | EITC Passive Infrastructure | RDU | Outdoor Green field-du Owned |  |  | 3G+4G+5G | BTS3900A | LTE-3CC | 2T2R | U2100 (F2) + U900 (F1+F2) | L800+L1800F1+L1800F2 | 1CC | 1059400 | 30 |  | 3 | N41 | 3 | 3 | [32 empty] | MW | 0
DXB2377 | Site 9897 | DXB |  | DXB2377 | DXBL2377 |  |  | On Air | On Air |  | 2015 | Permanent | 24.8441 | 55.2444 | Huawei | Outdoor | EITC Passive Infrastructure | Greenfield | Outdoor Green field-du Owned |  |  | 3G+4G | BTS3900A | LTE | 2T2R | U2100 (F2) + U900 (F1+F2) | L800 | - | 1096100 | 40 |  |  | - | 6 | - | [32 empty] | MW | 0
DXB2379 | Site 9898 | DXB |  | DXB2379 | DXBL2379 |  |  | On Air | On Air |  | 2015 | Permanent | 24.7154 | 55.3868 | Huawei | Outdoor | Site Sharing | Site Share | Outdoor Site Sharing-Etisalat Owned |  |  | 3G+4G | BTS3900A | LTE-3CC | 2T2R | U2100 (F2) + U900 (F1+F2) | L800+L1800F1+L1800F2 | - | 1097500 | 80 |  |  | - | 3 | - | [32 empty] | MW | 0
DXB2380 | Site 9899 | DXB |  | DXB2380 | DXBL2380 | DXBNR2380 |  | On Air | On Air | On Air | 2014 | Permanent | 25.2294 | 55.2621 | Huawei | Outdoor | EITC Passive Infrastructure | Rooftop | RT-du Owned |  |  | 3G+4G+5G | BTS3900A | LTE-4CC | 4T4R | U2100 (F2) + U900 (F1+F2) | L700+L800+L1800F1+L1800F2+L2100 | 2CC | 1033200 | 14 |  | 3 | N78 | 3 | 3 | [32 empty] | IIB | DXB-2380-CSG-IXR-E-1
DXB2384 | Site 9900 | DXB |  | DXB2384 | DXBL2384 | DXBNR2384 |  | On Air | On Air | On Air | 2017 | Permanent | 25.1592 | 55.403 | Huawei | Outdoor | EITC Passive Infrastructure | Greenfield | Outdoor Green field-du Owned |  |  | 3G+4G+5G | BTS3900A | LTE-4CC | 2T2R | U2100 (F2) + U900 (F1+F2) | L800+L1800F1+L1800F2+L2100 | 2CC | 1062100 | 30 |  | 3 | N78 | 3 | 3 | [32 empty] | IIB | DXB-2384-CSG-SAR-X-1
DXB2385 | Site 9901 | DXB |  | DXB2385 | DXBL2385 | DXBNR2385 |  | On Air | On Air | On Air | 2018 | Permanent | 25.0985 | 55.3192 | Huawei | Outdoor | EITC Passive Infrastructure | RDU | Outdoor Green field-du Owned |  |  | 3G+4G+5G | BTS3900A | LTE-4CC | 2T2R | U2100 (F2) + U900 (F1+F2) | L800+L1800F1+L1800F2+L2100 | 1CC | 1064500 | 35 |  | 3 | N41 | 3 | 3 | [32 empty] | MW | 0
DXB2387 | Site 9902 | DXB |  | DXB2387 | DXBL2387 | DXBNR2387 |  | On Air | On Air | On Air | 2016 | Permanent | 25.1033 | 55.3027 | Huawei | Outdoor | EITC Passive Infrastructure | Greenfield | Outdoor Green field-du Owned |  |  | 3G+4G+5G | BTS3900A | LTE-CA | 2T2R | U2100 (F2) + U900 (F1+F2) | L1800F1+L1800F2 | 1CC | 1064500 | 35 |  | 3 | N41 | 3 | 3 | [32 empty] | MW | 0
DXB2388 | Site 9903 | DXB |  | DXB2388 | DXBL2388 | DXBNR2388 |  | On Air | On Air | On Air | 2016 | Permanent | 25.0986 | 55.3138 | Huawei | Outdoor | EITC Passive Infrastructure | RDU | Outdoor Green field-du Owned |  |  | 3G+4G+5G | BTS3900A | LTE-3CC | 4T4R | U2100 (F2) + U900 (F1+F2) | L800+L1800F1+L1800F2 | 1CC | 1064500 | 35 |  | 3 | N41 | 4 | 3 | [32 empty] | MW | 0
DXB2395 | Site 9904 | DXB |  | DXB2395 | DXBL2395 | DXBNR2395 |  | On Air | On Air | On Air | 2016 | Permanent | 25.2978 | 55.3607 | Huawei | Outdoor | EITC Passive Infrastructure | Rooftop | RT-du Owned |  |  | 3G+4G+5G | BTS3900A | LTE-4CC | 2T2R | U2100 (F2) | L800+L1800F1+L1800F2+L2100 | 2CC | 1013400 | 52 |  | 3 | N78 | 6 | 3 | [32 empty] | IIB | DXB-2395-CSG-SAR-X-1
DXB2396 | Site 9905 | DXB |  | DXB2396 | DXBL2396 | DXBNR2396 |  | On Air | On Air | On Air | 2016 | Permanent | 25.1862 | 55.4053 | Huawei | Outdoor | EITC Passive Infrastructure | Rooftop | RT-du Owned |  |  | 3G+4G+5G | BTS3900A | LTE-4CC | 2T2R | U2100 (F2) + U900 (F1+F2) | L800+L1800F1+L1800F2+L2100 | 1CC | 1042100 | 32 |  | 3 | N41 | 3 | 3 | [32 empty] | IIB | DXB-2396-CSG-SAR-X-1
DXB2400 | Site 9906 | DXB |  | DXB2400 | DXBL2400 | DXBNR2400 |  | On Air | On Air | On Air | 2015 | Permanent | 25.2584 | 55.3286 | Huawei | Outdoor | EITC Passive Infrastructure | Rooftop | RT-du Owned |  |  | 3G+4G+5G | BTS3900A | LTE-3CC | 2T2R | U2100 (F2) + U900 (F1+F2) | L800+L1800F1+L1800F2 | 2CC | 1012900 | 29.5 |  | 3 | N78 | 3 | 3 | [32 empty] | IIB | DXB-2400-CSG-IXR-E-1
DXB2402 | Site 9907 | DXB |  | DXB2402 | DXBL2402 | DXBNR2402 |  | On Air | On Air | On Air | 2016 | Permanent | 25.1818 | 55.4061 | Huawei | Outdoor | EITC Passive Infrastructure | Rooftop | RT-du Owned |  |  | 3G+4G+5G | BTS3900A | LTE-4CC | 2T2R | U2100 (F2) + U900 (F1+F2) | L800+L1800F1+L1800F2+L2100 | 1CC | 1042100 | 29 |  | 3 | N41 | 3 | 3 | [32 empty] | IIB | DXB-2402-CSG-SAR-X-1
DXB2404 | Site 9908 | DXB |  | DXB2404 | DXBL2404 | DXBNR2404 |  | On Air | On Air | On Air | 2015 | Permanent | 25.0297 | 55.1544 | Huawei | Outdoor | EITC Passive Infrastructure | Rooftop | RT-du Owned |  |  | 3G+4G+5G | BTS3900A | LTE-4CC | 2T2R | U2100 (F2) + U900 (F1+F2) | L800+L1800F1+L1800F2+L2100 | 2CC | 1059101 | 24.5 |  | 3 | N78 | 4 | 3 | [32 empty] | IIB | DXB-2404-CSG-SAR-X-1
DXB2405 | Site 9909 | DXB |  | DXB2405 | DXBL2405 |  |  | On Air | On Air |  | 2017 | Permanent | 25.1808 | 55.4516 | Huawei | Outdoor | Site Sharing | Site Share - Palm Tree | Outdoor Site Sharing-Etisalat Owned |  |  | 3G+4G | BTS3900A | LTE-CA | 2T2R | U2100 (F2) + U900 (F1+F2) | L800+L1800F1 | - | 1042500 | 20 |  |  | - | 3 | - | [32 empty] | IIB | DXB-2405-CSG-SAR-X-1
DXB2406 | Site 9910 | DXB |  | DXB2406 | DXBL2406 | DXBNR2406 |  | On Air | On Air | On Air | 2015 | Permanent | 25.0359 | 55.1514 | Huawei | Outdoor | EITC Passive Infrastructure | Rooftop | RT-du Owned |  |  | 3G+4G+5G | BTS3900A | LTE-3CC | 2T2R | U2100 (F2) + U900 (F1+F2) | L800+L1800F1+L1800F2 | 2CC | 1059101 | 30.1 |  | 3 | N78 | 3 | 3 | [32 empty] | IIB | DXB-2406-CSG-SAR-X-1
DXB2407 | Site 9911 | DXB |  | DXB2407 | DXBL2407 | DXBNR2407 |  | On Air | On Air | On Air | 2017 | Permanent | 25.2688 | 55.2995 | Huawei | Outdoor | EITC Passive Infrastructure | Rooftop | RT-du Owned |  |  | 3G+4G+5G | BTS3900A | LTE-4CC | 2T2R | U2100 (F2) + U900 (F1+F2) | L800+L1800F1+L1800F2+L2100 | 1CC | 1011400 | 21 |  | 3 | N41 | 3 | 3 | [32 empty] | MW | 0
DXB2415 | Site 9912 | DXB |  | DXB2415 | DXBL2415 | DXBNR2415 |  | On Air | On Air | On Air | 2014 | Permanent | 24.8683 | 55.042 | Huawei | Outdoor | EITC Passive Infrastructure | Greenfield | Outdoor Green field-du Owned |  |  | 3G+4G+5G | BTS3900 | LTE-4CC | 4T4R | U2100 (F2) + U900 (F1+F2) | L800+L1800F1+L1800F2+L2100 | 1CC | 1053100 | 30 |  | 3 | N41 | 3 | 3 | [32 empty] | IIB | DXB-2415-CSG-SAR-X-1
DXB2421 | Site 9913 | DXB |  | DXB2421 | DXBL2421 | DXBNR2421 |  | On Air | On Air | On Air | 2015 | Permanent | 25.2012 | 55.3999 | Huawei | Outdoor | Site Sharing | Site Share | Outdoor Site Sharing-Etisalat Owned |  |  | 3G+4G+5G | BTS3900A | LTE-4CC | 2T2R | U2100 (F2) + U900 (F1+F2) | L800+L1800F1+L1800F2+L2100 | 2CC | 1042200 | 30 |  | 3 | N78 | 3 | 3 | [32 empty] | IIB | DXB-2421-CSG-SAR-X-1
DXB2423 | Site 9914 | DXB |  | DXB2423 | DXBL2423 | DXBNR2423 |  | On Air | On Air | On Air | 2017 | Permanent | 25.2694 | 55.2956 | Huawei | Outdoor | EITC Passive Infrastructure | Rooftop | RT-du Owned |  |  | 3G+4G+5G | BTS3900A | LTE-4CC | 2T2R | U2100 (F2) + U900 (F1+F2) | L800+L1800F1+L1800F2+L2100 | 1CC | 1011200 | 18 |  | 3 | N41 | 3 | 3 | [32 empty] | IIB | DXB-2423-CSG-SAR-X-1
DXB2426 | Site 9915 | DXB |  | DXB2426 | DXBL2426 |  |  | On Air | On Air |  | 2017 | Permanent | 25.1736 | 55.2712 | Huawei | Outdoor | Site Sharing | Site Share | Outdoor Site Sharing-Etisalat Owned |  |  | 3G+4G | BTS3900A | LTE-CA | 4T4R | U2100 (F2) | L1800F1+L1800F2 | - | 1034500 | 27 |  |  | - | 2 | - | [32 empty] | IIB | DXB-2426-CSG-SAR-X-1
DXB2431 | Site 9916 | DXB |  | DXB2431 | DXBL2431 | DXBNR2431 |  | On Air | On Air | On Air | 2015 | Permanent | 25.0383 | 55.1321 | Huawei | Outdoor | EITC Passive Infrastructure | Rooftop | RT-du Owned |  |  | 3G+4G+5G | BTS3900A | LTE-4CC | 4T4R | U2100 (F2) + U900 (F1+F2) | L800+L1800F1+L1800F2+L2100 | 2CC | 1059102 | 15.3 |  | 3 | N78 | 4 | 3 | [32 empty] | IIB | DXB-2431-CSG-ASR920-LD-1
DXB2432 | Site 9917 | DXB |  | DXB2432 | DXBL2432 | DXBNR2432 |  | On Air | On Air | On Air | 2017 | Permanent | 25.2673 | 55.2952 | Huawei | Outdoor | EITC Passive Infrastructure | Rooftop | RT-du Owned |  |  | 3G+4G+5G | BTS3900A | LTE-CA | 2T2R | U2100 (F2) | L1800F1+L1800F2 | 1CC | 1011200 | 20 |  | 3 | N41 | 3 | 3 | [32 empty] | IIB | DXB-2432-CSG-SAR-X-1
DXB2440 | Site 9918 | DXB |  | DXB2440 | DXBL2440 | DXBNR2440 |  | On Air | On Air | On Air | 2017 | Permanent | 25.1946 | 55.408 | Huawei | Outdoor | Site Sharing | Site Share | Outdoor Site Sharing-Etisalat Owned |  |  | 3G+4G+5G | BTS3900A | LTE-4CC | 2T2R | U2100 (F2) + U900 (F1+F2) | L800+L1800F1+L1800F2+L2100 | 2CC | 1042200 | 30 |  | 3 | N78 | 4 | 3 | Y | [31 empty] | IIB | DXB-2440-CSG-SAR-X-1
DXB2442 | Site 9919 | DXB |  | DXB2442 | DXBL2442 | DXBNR2442 |  | On Air | On Air | On Air | 2014 | Permanent | 25.2259 | 55.411 | Huawei | Outdoor | EITC Passive Infrastructure | Greenfield | Outdoor Green field-du Owned |  |  | 3G+4G+5G | BTS3900A | LTE-CA | 2T2R | U2100 (F2) + U900 (F1+F2) | L800+L1800F1 | 1CC | 1025100 | 20 |  | 3 | N41 | 3 | 3 | [32 empty] | IIB | DXB-2442-CSG-IXR-E-1
DXB2443 | Site 9920 | DXB |  | DXB2443 | DXBL2443 | DXBNR2443 |  | On Air | On Air | On Air | 2014 | Permanent | 25.2169 | 55.4105 | Huawei | Outdoor | EITC Passive Infrastructure | Greenfield | Outdoor Green field-du Owned |  |  | 3G+4G+5G | BTS3900A | LTE-3CC | 2T2R | U2100 (F2) + U900 (F1+F2) | L800+L1800F1+L1800F2 | 1CC | 1025100 | 20 |  | 3 | N41 | 3 | 3 | [32 empty] | MW | 0
DXB2445 | Site 9921 | DXB |  | DXB2445 | DXBL2445 | DXBNR2445 |  | On Air | On Air | On Air | 2016 | Permanent | 25.2245 | 55.417 | Huawei | Outdoor | EITC Passive Infrastructure | Rooftop | RT-du Owned |  |  | 3G+4G+5G | BTS3900A | LTE-3CC | 2T2R | U2100 (F2) + U900 (F1+F2) | L800+L1800F1+L1800F2 | 1CC | 1025100 | 13.5 |  | 3 | N41 | 3 | 3 | [32 empty] | IIB | DXB-2445-CSG-SAR-X-1
DXB2446 | Site 9922 | DXB |  | DXB2446 | DXBL2446 | DXBNR2446 |  | On Air | On Air | On Air | 2016 | Permanent | 24.9821 | 55.1695 | Huawei | Outdoor | EITC Passive Infrastructure | Greenfield | Outdoor Green field-du Owned |  |  | 3G+4G+5G | BTS3900A | LTE-3CC | 2T2R | U2100 (F2) + U900 (F1+F2) | L800+L1800F1+L1800F2 | 2CC | 1059801 | 35 |  | 3 | N78 | 3 | 3 | [32 empty] | MW | 0
DXB2447 | Site 9923 | DXB |  | DXB2447 | DXBL2447 | DXBNR2447 |  | On Air | On Air | On Air | 2015 | Permanent | 24.9407 | 55.0579 | Huawei | Outdoor | EITC Passive Infrastructure | RDU | Outdoor Green field-du Owned |  |  | 3G+4G+5G | BTS3900A | LTE | 2T2R | U2100 (F2) + U900 (F1+F2) | L800 | 1CC | 1051600 | 28.5 |  | 3 | N41 | 3 | 3 | [32 empty] | IIB | DXB-2447-CSG-N540-LD-1
DXB2449 | Site 9924 | DXB |  | DXB2449 | DXBL2449 | DXBNR2449 |  | On Air | On Air | On Air | 2016 | Permanent | 25.2046 | 55.2638 | Huawei | Outdoor | EITC Passive Infrastructure | Rooftop | RT-du Owned |  |  | 3G+4G+5G | BTS3900A | LTE-4CC | 4T4R | U2100 (F2) + U900 (F1+F2) | L700+L800+L1800F1+L1800F2+L2100 | 2CC | 1034300 | 29 |  | 3 | N78 | 4 | 3 | [32 empty] | IIB | DXB-2449-CSG-SAR-X-1
DXB2450 | Site 9925 | DXB |  | DXB2450 | DXBL2450 | DXBNR2450 |  | On Air | On Air | On Air | 2016 | Permanent | 25.2311 | 55.2878 | Huawei | Outdoor | EITC Passive Infrastructure | Rooftop | RT-du Owned |  |  | 3G+4G+5G | BTS3900A | LTE-4CC | 2T2R | U2100 (F2) + U900 (F1+F2) | L800+L1800F1+L1800F2+L2100 | 2CC | 1032300 | 38 |  | 3 | N78 | 3 | 3 | [32 empty] | IIB | DXB-2450-CSG-SAR-X-1
DXB2455 | Site 9926 | DXB |  | DXB2455 | DXBL2455 | DXBNR2455 |  | On Air | On Air | On Air | 2019 | Permanent | 25.1735 | 55.2782 | Huawei | Outdoor | Site Sharing | Site Share - Palm Tree | Outdoor Site Sharing-Etisalat Owned |  |  | 3G+4G+5G | BTS3900A | LTE-3CC | 2T2R | U2100 (F2) + U900 (F1+F2) | L800+L1800F1+L1800F2 | 1CC | 1034700 | 30 |  | 3 | N41 | 3 | 3 | [32 empty] | IIB | DXB-2455-CSG-IXR-E-1
DXB2457 | Site 9927 | DXB |  | DXB2457 | DXBL2457 | DXBNR2457 |  | On Air | On Air | On Air | 2014 | Permanent | 25.1557 | 55.2666 | Huawei | Outdoor | EITC Passive Infrastructure | Greenfield | Outdoor Green field-du Owned |  |  | 3G+4G+5G | BTS3900A | LTE-3CC | 4T4R | U2100 (F2) + U900 (F1+F2) | L1800F1+L1800F2+L2100 | 2CC | 1035500 | 28.5 |  | 3 | N78 | 4 | 3 | [32 empty] | IIB | DXB-2457-CSG-SAR-X-1
DXB2459 | Site 9928 | DXB |  | DXB2459 | DXBL2459 | DXBNR2459 |  | On Air | On Air | On Air | 2019 | Permanent | 25.1671 | 55.2761 | Huawei | Outdoor | Site Sharing | Site Share - Palm Tree | Outdoor Site Sharing-Etisalat Owned |  |  | 3G+4G+5G | BTS3900A | LTE-3CC | 2T2R | U2100 (F2) + U900 (F1+F2) | L800+L1800F1+L1800F2 | 1CC | 1034700 | 30 |  | 3 | N41 | 3 | 3 | [32 empty] | IIB | DXB-2459-CSG-IXR-E-1
DXB2461 | Site 9929 | DXB |  | DXB2461 | DXBL2461 | DXBNR2461 |  | On Air | On Air | On Air | 2016 | Permanent | 25.0978 | 55.3021 | Huawei | Outdoor | EITC Passive Infrastructure | Greenfield | Outdoor Green field-du Owned |  |  | 3G+4G+5G | BTS3900A | LTE-CA | 2T2R | U2100 (F2) + U900 (F1+F2) | L1800F1+L1800F2 | 1CC | 1064500 | 30 |  | 3 | N41 | 3 | 3 | [32 empty] | MW | 0
DXB2462 | Site 9930 | DXB |  | DXB2462 | DXBL2462 | DXBNR2462 |  | On Air | On Air | On Air | 2016 | Permanent | 25.0947 | 55.3055 | Huawei | Outdoor | EITC Passive Infrastructure | Greenfield | Outdoor Green field-du Owned |  |  | 3G+4G+5G | BTS3900A | LTE-4CC | 2T2R | U2100 (F2) + U900 (F1+F2) | L800+L1800F1+L1800F2+L2100 | 1CC | 1064500 | 35 |  | 3 | N41 | 3 | 3 | [32 empty] | MW | 0
DXB2463 | Site 9931 | DXB |  | DXB2463 | DXBL2463 | DXBNR2463 |  | On Air | On Air | On Air | 2016 | Permanent | 25.0938 | 55.3102 | Huawei | Outdoor | EITC Passive Infrastructure | Greenfield | Outdoor Green field-du Owned |  |  | 3G+4G+5G | BTS3900A | LTE-4CC | 2T2R | U2100 (F2) + U900 (F1+F2) | L800+L1800F1+L1800F2+L2100 | 1CC | 1064500 | 35 |  | 3 | N41 | 3 | 3 | [32 empty] | MW | 0
DXB2468 | Site 9932 | DXB |  | DXB2468 | DXBL2468 | DXBNR2468 |  | On Air | On Air | On Air | 2017 | Permanent | 25.2092 | 55.3655 | Huawei | Outdoor | EITC Passive Infrastructure | RDU | Outdoor Green field-du Owned |  |  | 3G+4G+5G | BTS3900A | LTE-4CC | 4T4R | U2100 (F2) + U900 (F1+F2) | L800+L1800F1+L1800F2+L2100 | 2CC | 1041200 | 30 |  | 3 | N78 | 3 | 3 | [32 empty] | MW | 0
DXB2469 | Site 9933 | DXB |  | DXB2469 | DXBL2469 | DXBNR2469 |  | On Air | On Air | On Air | 2017 | Permanent | 25.2561 | 55.312 | Huawei | Outdoor | EITC Passive Infrastructure | Rooftop | RT-du Owned |  |  | 3G+4G+5G | BTS3900A | LTE-4CC | 4T4R | U2100 (F2) + U900 (F1+F2) | L700+L800+L1800F1+L1800F2+L2100 | 2CC | 1031400 | 40.5 |  | 3 | N78 | 3 | 3 | [32 empty] | IIB | Passive IDX-5897-CSG-SAR-X-1
DXB2473 | Site 9934 | DXB |  | DXB2473 | DXBL2473 | DXBNR2473 |  | On Air | On Air | On Air | 2017 | Permanent | 25.1378 | 55.1478 | Huawei | Outdoor | Site Sharing | Site Share - Palm Tree | Outdoor Site Sharing-Etisalat Owned |  |  | 3G+4G+5G | BTS3900A | LTE | 2T2R | U2100 (F2) | L1800F1 | 2CC | 1038100 | 30 |  | 3 | N78 | 3 | 3 | [32 empty] | IIB | DXB-2473-CSG-SAR-X-1
DXB2475 | Site 9935 | DXB |  | DXB2475 | DXBL2475 | DXBNR2475 |  | On Air | On Air | On Air | 2017 | Permanent | 25.1597 | 55.3479 | Huawei | Outdoor | EITC Passive Infrastructure | Greenfield | Outdoor Green field-du Owned |  |  | 3G+4G+5G | BTS3900A | LTE-4CC | 2T2R | U2100 (F2) + U900 (F1+F2) | L800+L1800F1+L1800F2+L2100 | 1CC | 1061500 | 30 |  | 3 | N41 | 4 | 3 | [32 empty] | IIB | DXB-2475-CSG-SAR-X-1
DXB2479 | Site 9936 | DXB |  | DXB2479 | DXBL2479 |  |  | On Air | On Air |  | 2017 | Permanent | 25.1252 | 55.3617 | Huawei | Outdoor | Site Sharing | Site Share | Outdoor Site Sharing-Etisalat Owned |  |  | 3G+4G | BTS3900A | LTE-CA | 2T2R | U2100 (F2) | L800+L1800F1 | - | 1061700 | 25 |  |  | - | 3 | - | [32 empty] | IIB | DXB-2479-CSG-SAR-X-1
DXB2481 | Site 9937 | DXB |  | DXB2481 | DXBL2481 | DXBNR2481 |  | On Air | On Air | On Air | 2015 | Permanent | 25.0315 | 55.2685 | Huawei | Outdoor | Site Sharing | Site Share | Outdoor Site Sharing-Etisalat Owned |  |  | 3G+4G+5G | BTS3900A | LTE-3CC | 2T2R | U2100 (F2) + U900 (F1+F2) | L800+L1800F1+L1800F2 | 2CC | 1066500 | 30 |  | 3 | N78 | 6 | 3 | [32 empty] | IIB | DXB-2481-CSG-SAR-X-1
DXB2486 | Site 9938 | DXB |  | DXB2486 | DXBL2486 | DXBNR2486 |  | On Air | On Air | On Air | 2015 | Permanent | 25.1657 | 55.561 | Huawei | Outdoor | Site Sharing | Site Share | Outdoor Site Sharing-Etisalat Owned |  |  | 3G+4G+5G | BTS3900A | LTE-4CC | 2T2R | U2100 (F2) + U900 (F1+F2) | L800+L1800F1+L1800F2+L2100 | 1CC | 1072100 | 30 |  | 3 | N41 | 3 | 3 | [32 empty] | IIB | DXB-2486-CSG-ASR920-LD-1
DXB2487 | Site 9939 | DXB |  | DXB2487 | DXBL2487 | DXBNR2487 |  | On Air | On Air | On Air | 2015 | Permanent | 25.1544 | 55.238 | Huawei | Outdoor | EITC Passive Infrastructure | RDU | Outdoor Green field-du Owned |  |  | 3G+4G+5G | BTS3900A | LTE-4CC | 2T2R | U2100 (F2) + U900 (F1+F2) | L800+L1800F1+L1800F2+L2100 | 2CC | 1035800 | 28.5 |  | 3 | N78 | 3 | 3 | [32 empty] | MW | 0
DXB2490 | Site 9940 | DXB |  | DXB2490 | DXBL2490 | DXBNR2490 |  | On Air | On Air | On Air | 2016 | Permanent | 25.189 | 55.2627 | Huawei | Outdoor | EITC Passive Infrastructure | Rooftop | RT-du Owned |  |  | 3G+4G+5G | BTS3900 | LTE-4CC | 4T4R | U2100 (F2) + U900 (F1+F2) | L700+L800+L1800F1+L1800F2+L2100 | 2CC | 1034500 | 34 |  | 3 | N78 | 4 | 3 | [32 empty] | IIB | DXB-2490-CSG-SAR-X-1
DXB2493 | Site 9941 | DXB |  | DXB2493 | DXBL2493 | DXBNR2493 |  | On Air | On Air | On Air | 2014 | Permanent | 25.2199 | 55.3176 | Huawei | Outdoor | Site Sharing | Site Share | Outdoor Site Sharing-Etisalat Owned |  |  | 3G+4G+5G | BTS3900A | LTE-4CC | 2T2R | U2100 (F2) + U900 (F1+F2) | L800+L1800F1+L1800F2+L2100 | 2CC | 1032600 | 30 |  | 3 | N78 | 3 | 3 | [32 empty] | IIB | DXB-2493-CSG-IXR-E-1
DXB2494 | Site 9942 | DXB |  | DXB2494 | DXBL2494 | DXBNR2494 |  | On Air | On Air | On Air | 2014 | Permanent | 24.9399 | 55.0888 | Huawei | Outdoor | Site Sharing | Site Share | Outdoor Site Sharing-Etisalat Owned |  |  | 3G+4G+5G | BTS3900A | LTE-3CC | 2T2R | U2100 (F2) + U900 (F1+F2) | L800+L1800F1+L1800F2 | 1CC | 1051800 | 30 |  | 3 | N41 | 4 | 3 | [32 empty] | MW | 0
DXB2495 | Site 9943 | DXB |  | DXB2495 | DXBL2495 | DXBNR2495 |  | On Air | On Air | On Air | 2014 | Permanent | 25.2168 | 55.4984 | Huawei | Outdoor | Site Sharing | Site Share | Outdoor Site Sharing-Etisalat Owned |  |  | 3G+4G+5G | BTS3900A | LTE | 2T2R | U2100 (F2) + U900 (F1+F2) | L800 | 1CC | 1027100 | 30 |  | 3 | N41 | 3 | 3 | [32 empty] | IIB | DXB-2495-CSG-SAR-X-1
DXB2496 | Site 9944 | DXB |  | DXB2496 | DXBL2496 | DXBNR2496 |  | On Air | On Air | On Air | 2018 | Permanent | 25.0791 | 55.3013 | Huawei | Outdoor | EITC Passive Infrastructure | RDU - Palm Tree | Outdoor Green field-du Owned |  |  | 3G+4G+5G | BTS3900A | LTE-3CC | 2T2R | U2100 (F2) + U900 (F1+F2) | L800+L1800F1+L1800F2 | 2CC | 1064500 | 30 |  | 3 | N78 | 3 | 3 | [32 empty] | MW | 0
DXB2500 | Site 9945 | DXB |  | DXB2500 | DXBL2500 | DXBNR2500 |  | On Air | On Air | On Air | 2016 | Permanent | 25.2588 | 55.3733 | Huawei | Outdoor | EITC Passive Infrastructure | Rooftop | RT-du Owned |  |  | 3G+4G+5G | BTS3900A | LTE-4CC | 4T4R | U2100 (F2) + U900 (F1+F2) | L800+L1800F1+L1800F2+L2100 | 2CC | 1022100 | 44 |  | 3 | N78 | 3 | 3 | [32 empty] | IIB | DXB-2500-CSG-SAR-X-1
DXB2501 | Site 9946 | DXB |  | DXB2501 | DXBL2501 | DXBNR2501 |  | On Air | On Air | On Air | 2015 | Permanent | 24.9679 | 55.2033 | Huawei | Outdoor | EITC Passive Infrastructure | Greenfield | Outdoor Green field-du Owned |  |  | 3G+4G+5G | BTS3900A | LTE-3CC | 2T2R | U2100 (F2) + U900 (F1+F2) | L800+L1800F1+L1800F2 | 2CC | 1059700 | 30 |  | 3 | N78 | 3 | 3 | [32 empty] | MW | 0
DXB2507 | Site 9947 | DXB |  | DXB2507 | DXBL2507 | DXBNR2507 |  | On Air | On Air | On Air | 2015 | Permanent | 24.965 | 55.0755 | Huawei | Outdoor | EITC Passive Infrastructure | RDU | Outdoor Green field-du Owned |  |  | 3G+4G+5G | BTS3900 | LTE-3CC | 2T2R | U2100 (F2) + U900 (F1+F2) | L800+L1800F1+L1800F2 | 1CC | 1059400 | 30 |  | 3 | N41 | 3 | 3 | [32 empty] | MW | 0
DXB2508 | Site 9948 | DXB |  | DXB2508 | DXBL2508 | DXBNR2508 |  | On Air | On Air | On Air | 2018 | Permanent | 25.0774 | 55.1234 | Huawei | Outdoor | EITC Passive Infrastructure | Rooftop | RT-du Owned |  |  | 3G+4G+5G | BTS3900A | LTE-4CC | 4T4R | U2100 (F2) + U900 (F1+F2) | L800+L1800F1+L1800F2+L2100 | 2CC | 1039200 | 53 |  | 3 | N78 | 3 | 3 | [32 empty] | IIB | DXB-2508-CSG-SAR-X-1
DXB2509 | Site 9949 | DXB |  | DXB2509 | DXBL2509 | DXBNR2509 |  | On Air | On Air | On Air | 2016 | Permanent | 24.9733 | 55.0666 | Huawei | Outdoor | EITC Passive Infrastructure | RDU | Outdoor Green field-du Owned |  |  | 3G+4G+5G | BTS3900A | LTE-4CC | 2T2R | U2100 (F2) + U900 (F1+F2) | L800+L1800F1+L1800F2+L2100 | 1CC | 1059400 | 30 |  | 3 | N41 | 3 | 3 | [32 empty] | IIB | DXB-2509-CSG-IXR-E-1
DXB2510 | Site 9950 | DXB |  | DXB2510 | DXBL2510 | DXBNR2510 |  | On Air | On Air | On Air | 2018 | Permanent | 25.078 | 55.1219 | Huawei | Outdoor | EITC Passive Infrastructure | Rooftop | RT-du Owned |  |  | 3G+4G+5G | BTS3900A | LTE-4CC | 4T4R | U2100 (F2) + U900 (F1+F2) | L800+L1800F1+L1800F2+L2100 | 2CC | 1039200 | 43 |  | 3 | N78 | 3 | 3 | [32 empty] | IIB | DXB-2510-CSG-SAR-X-1
DXB2515 | Site 9951 | DXB |  | DXB2515 | DXBL2515 | DXBNR2515 |  | On Air | On Air | On Air | 2014 | Permanent | 25.27 | 55.2637 | Huawei | Outdoor | EITC Passive Infrastructure | Greenfield | Outdoor Green field-du Owned |  |  | 3G+4G+5G | BTS3900A | LTE-3CC | 2T2R | U2100 (F2) + U900 (F1+F2) | L800+L1800F1+L1800F2 | 2CC | 1032100 | 28.5 |  | 3 | N78 | 3 | 3 | [32 empty] | IIB | DXB-2515-CSG-SAR-X-1
DXB2516 | Site 9952 | DXB |  | DXB2516 | DXBL2516 | DXBNR2516 |  | On Air | On Air | On Air | 2014 | Permanent | 25.2509 | 55.3 | Huawei | Outdoor | EITC Passive Infrastructure | Rooftop | RT-du Owned |  |  | 3G+4G+5G | BTS3900A | LTE-4CC | 2T2R | U2100 (F2) + U900 (F1+F2) | L800+L1800F1+L1800F2+L2100 | 2CC | 1031700 | 32 |  | 3 | N78 | 3 | 3 | [32 empty] | MW | 0
DXB2519 | Site 9953 | DXB |  | DXB2519 | DXBL2519 | DXBNR2519 |  | On Air | On Air | On Air | 2016 | Permanent | 25.274 | 55.2826 | Huawei | Outdoor | EITC Passive Infrastructure | Palm Tree | Outdoor Green field-du Owned |  |  | 3G+4G+5G | BTS3900A | LTE-3CC | 2T2R | U2100 (F2) + U900 (F1+F2) | L800+L1800F1+L1800F2 | 2CC | 1032100 | 30 |  | 3 | N78 | 3 | 3 | [32 empty] | MW | 0
DXB2522 | Site 9954 | DXB |  | DXB2522 | DXBL2522 | DXBNR2522 |  | On Air | On Air | On Air | 2018 | Permanent | 24.8353 | 55.0702 | Huawei | Outdoor | EITC Passive Infrastructure | Greenfield | Outdoor Green field-du Owned |  |  | 3G+4G+5G | BTS3900A | LTE-3CC | 2T2R | U2100 (F2) + U900 (F1+F2) | L800+L1800F1+L1800F2 | 1CC | 1053200 | 30 |  | 3 | N41 | 3 | 3 | [32 empty] | IIB | DXB-2522-CSG-SAR-X-1
DXB2523 | Site 9955 | DXB |  | DXB2523 | DXBL2523 | DXBNR2523 |  | On Air | On Air | On Air | 2017 | Permanent | 25.0815 | 55.1221 | Huawei | Outdoor | EITC Passive Infrastructure | Rooftop | RT-du Owned |  |  | 3G+4G+5G | BTS3900A | LTE-3CC | 4T4R | U2100 (F2) | L800+L1800F1+L1800F2 | 2CC | 1039200 | 36 |  | 3 | N78 | 4 | 3 | [32 empty] | IIB | DXB-2523-CSG-SAR-X-1
DXB2524 | Site 9956 | DXB |  | DXB2524 | DXBL2524 | DXBNR2524 |  | On Air | On Air | On Air | 2018 | Permanent | 25.0795 | 55.1217 | Huawei | Outdoor | EITC Passive Infrastructure | Rooftop | RT-du Owned |  |  | 3G+4G+5G | BTS3900A | LTE-4CC | 4T4R | U2100 (F2) + U900 (F1+F2) | L800+L1800F1+L1800F2+L2100 | 2CC | 1039200 | 53 |  | 3 | N78 | 3 | 3 | [32 empty] | IIB | DXB-2524-CSG-IXR-E-1
DXB2528 | Site 9957 | DXB |  | DXB2528 | DXBL2528 | DXBNR2528 |  | On Air | On Air | On Air | 2015 | Permanent | 25.2488 | 55.2974 | Huawei | Outdoor | EITC Passive Infrastructure | Rooftop | RT-du Owned |  |  | 3G+4G+5G | BTS3900A | LTE | 2T2R | U2100 (F2) + U900 (F1+F2) | L1800F1 | 2CC | 1031700 | 28 |  | 3 | N78 | 3 | 3 | [32 empty] | MW | 0
DXB2555 | Site 9958 | DXB |  | DXB2555 | DXBL2555 | DXBNR2555 |  | On Air | On Air | On Air | 2015 | Permanent | 25.1038 | 55.1677 | Huawei | Outdoor | EITC Passive Infrastructure | Rooftop | RT-du Owned |  |  | 3G+4G+5G | BTS3900A | LTE-4CC | 4T4R | U2100 (F2) + U900 (F1+F2) | L800+L1800F1+L1800F2+L2100 | 2CC | 1038200 | 31 |  | 3 | N78 | 3 | 3 | [32 empty] | IIB | DXB-2555-CSG-N540-LD-1
DXB2565 | Site 9959 | DXB |  | DXB2565 | DXBL2565 | DXBNR2565 |  | On Air | On Air | On Air | 2016 | Permanent | 25.1849 | 55.2769 | Huawei | Outdoor | EITC Passive Infrastructure | Rooftop | RT-du Owned |  |  | 3G+4G+5G | BTS3900A | LTE-3CC | 4T4R | U2100 (F2) + U900 (F1+F2) | L700+L800+L1800F1+L1800F2 | 2CC | 1034500 | 20 |  | 3 | N78 | 4 | 3 | [32 empty] | IIB | DXB-2565B-CSG-SAR-X-1 + DXB-2565B-IBS-SAR-M-1 + + + +
DXB2566 | Site 9960 | DXB |  | DXB2566 | DXBL2566 | DXBNR2566 |  | On Air | On Air | On Air | 2011 | Permanent | 25.1389 | 55.2301 | Huawei | Outdoor | EITC Passive Infrastructure | Rooftop | RT-du Owned |  |  | 3G+4G+5G | BTS3900 | LTE-CA | 2T2R | U2100 (F2) + U900 (F1+F2) | L800+L1800F1 | 2CC | 1036400 | 13 |  | 3 | N78 | 3 | 3 | [32 empty] | IIB | DXB-2566-CSG-SAR-X-1
DXB2568 | Site 9961 | DXB |  | DXB2568 | DXBL2568 | DXBNR2568 |  | On Air | On Air | On Air | 2015 | Permanent | 25.1184 | 55.2379 | Huawei | Outdoor | EITC Passive Infrastructure | RDU | Outdoor Green field-du Owned |  |  | 3G+4G+5G | BTS3900A | LTE-4CC | 4T4R | U2100 (F2) + U900 (F1+F2) | L800+L1800F1+L1800F2+L2100 | 2CC | 1036900 | 30 |  | 3 | N78 | 4 | 3 | [32 empty] | IIB | DXB-2568-CSG-SAR-X-1
DXB2572 | Site 9962 | DXB |  | DXB2572 | DXBL2572 | DXBNR2572 |  | On Air | On Air | On Air | 2015 | Permanent | 25.0242 | 55.0866 | Huawei | Outdoor | Site Sharing | Site Share | Outdoor Site Sharing-Etisalat Owned |  |  | 3G+4G+5G | BTS3900 | LTE | 2T2R | U2100 (F2) | L1800F1 | 1CC | 1059300 | 30 |  | 3 | N41 | 3 | 3 | [32 empty] | MW | 0
DXB2585 | Site 9963 | DXB |  | DXB2585 | DXBL2585 | DXBNR2585 |  | On Air | On Air | On Air | 2015 | Permanent | 25.0949 | 55.1743 | Huawei | Outdoor | EITC Passive Infrastructure | Rooftop | RT-du Owned |  |  | 3G+4G+5G | BTS3900A | LTE-4CC | 4T4R | U2100 (F2) + U900 (F1+F2) | L800+L1800F1+L1800F2+L2100 | 2CC | 1038300 | 51 |  | 3 | N78 | 3 | 3 | [32 empty] | IIB | DXB-2585-CSG-SAR-X-1
DXB2587 | Site 9964 | DXB |  | DXB2587 | DXBL2587 | DXBNR2587 |  | On Air | On Air | On Air | 2015 | Permanent | 25.0453 | 55.131 | Huawei | Outdoor | EITC Passive Infrastructure | Rooftop | RT-du Owned |  |  | 3G+4G+5G | BTS3900A | LTE-3CC | 2T2R | U2100 (F2) | L800+L1800F1+L1800F2 | 2CC | 1059101 | 44 |  | 3 | N78 | 3 | 3 | [32 empty] | IIB | DXB-2587-CSG-SAR-X-1
DXB2589 | Site 9965 | DXB |  | DXB2589 | DXBL2589 | DXBNR2589 |  | On Air | On Air | On Air | 2015 | Permanent | 24.9833 | 55.1381 | Huawei | Outdoor | EITC Passive Infrastructure | Rooftop | RT-du Owned |  |  | 3G+4G+5G | BTS3900A | LTE-4CC | 4T4R | U2100 (F2) + U900 (F1+F2) | L700+L800+L1800F1+L1800F2+L2100 | 2CC | 1059900 | 24.5 |  | 3 | N78 | 3 | 3 | [32 empty] | IIB | DXB-2589-CSG-ASR920-LD-1
DXB2597 | Site 9966 | DXB |  | DXB2597 | DXBL2597 | DXBNR2597 |  | On Air | On Air | On Air | 2018 | Permanent | 25.2162 | 55.2361 | Huawei | Outdoor | Site Sharing | Site Share - Palm Tree | Outdoor Site Sharing-Etisalat Owned |  |  | 3G+4G+5G | BTS3900A | LTE-4CC | 2T2R | U2100 (F2) + U900 (F1+F2) | L800+L1800F1+L1800F2+L2100 | 2CC | 1030400 | 30 |  | 3 | N78 | 3 | 3 | [32 empty] | IIB | DXB-2597-CSG-SAR-X-1
DXB2599 | Site 9967 | DXB |  | DXB2599 | DXBL2599 | DXBNR2599 |  | On Air | On Air | On Air | 2015 | Permanent | 25.2093 | 55.4919 | Huawei | Outdoor | Site Sharing | Site Share | Outdoor Site Sharing-Etisalat Owned |  |  | 3G+4G+5G | BTS3900A | LTE-4CC | 2T2R | U2100 (F2) + U900 (F1+F2) | L800+L1800F1+L1800F2+L2100 | 1CC | 1027100 | 30 |  | 3 | N41 | 4 | 3 | Y | [31 empty] | IIB | DXB-2599-CSG-SAR-X-1
DXB2607 | Site 9968 | DXB |  | DXB2607 | DXBL2607 | DXBNR2607 |  | On Air | On Air | On Air | 2016 | Permanent | 24.8733 | 55.185 | Huawei | Outdoor | EITC Passive Infrastructure | RDU | Outdoor Green field-du Owned |  |  | 3G+4G+5G | BTS3900A | LTE-4CC | 2T2R | U2100 (F2) + U900 (F1+F2) | L800+L1800F1+L1800F2+L2100 | 2CC | 1052100 | 30 |  | 3 | N78 | 3 | 3 | [32 empty] | IIB | DXB-2607-CSG-SAR-X-1
DXB2608 | Site 9969 | DXB |  | DXB2608 | DXBL2608 | DXBNR2608 |  | On Air | On Air | On Air | 2018 | Permanent | 25.2287 | 55.3352 | Huawei | Outdoor | EITC Passive Infrastructure | Rooftop | RT-du Owned |  |  | 3G+4G+5G | BTS3900A | LTE-4CC | 2T2R | U2100 (F2) + U900 (F1+F2) | L800+L1800F1+L1800F2+L2100 | 2CC | 1032600 | 49 |  | 3 | N78 | 3 | 3 | [32 empty] | IIB | DXB-2608-CSG-SAR-X-1
DXB2609 | Site 9970 | DXB |  | DXB2609 | DXBL2609 | DXBNR2609 |  | On Air | On Air | On Air | 2015 | Permanent | 25.2905 | 55.3981 | Huawei | Outdoor | EITC Passive Infrastructure | Rooftop | RT-du Owned |  |  | 3G+4G+5G | BTS3900A | LTE-4CC | 2T2R | U2100 (F2) + U900 (F1+F2) | L800+L1800F1+L1800F2+L2100 | 2CC | 1024700 | 36 |  | 3 | N78 | 6 | 3 | [32 empty] | IIB | DXB-2609-CSG-IXR-E-1
DXB2623 | Site 9971 | DXB |  | DXB2623 | DXBL2623 |  |  | On Air | On Air |  | 2018 | Permanent | 24.9949 | 55.3956 | Huawei | Outdoor | EITC Passive Infrastructure | GF - Plam Tree | Outdoor Green field-du Owned |  |  | 3G+4G | BTS3900A | LTE-3CC | 2T2R | U2100 (F2) + U900 (F1+F2) | L800+L1800F1+L1800F2 | - | 1091600 | 25 |  |  | - | 3 | - | [32 empty] | IIB | DXB-2623-CSG-IXR-E-1
DXB2650 | Site 9972 | DXB |  | DXB2650 | DXBL2650 | DXBNR2650 |  | On Air | On Air | On Air | 2016 | Permanent | 25.0775 | 55.2238 | Huawei | Outdoor | Site Sharing | Site Share | Outdoor Site Sharing-Etisalat Owned |  |  | 3G+4G+5G | BTS3900A | LTE-4CC | 2T2R | U2100 (F2) + U900 (F1+F2) | L800+L1800F1+L1800F2+L2100 | 2CC | 1067200 | 30 |  | 3 | N78 | 3 | 3 | [32 empty] | IIB | DXB-2650-CSG-ASR920-LD-1
DXB2664 | Site 9973 | DXB |  | DXB2664 | DXBL2664 | DXBNR2664 |  | On Air | On Air | On Air | 2015 | Permanent | 25.1674 | 55.4138 | Huawei | Outdoor | EITC Passive Infrastructure | Rooftop | RT-du Owned |  |  | 3G+4G+5G | BTS3900A | LTE-4CC | 2T2R | U2100 (F2) + U900 (F1+F2) | L800+L1800F1+L1800F2+L2100 | 2CC | 1062100 | 23.3 |  | 3 | N78 | 3 | 3 | [32 empty] | IIB | DXB-2664-CSG-SAR-X-1
DXB2669 | Site 9974 | DXB |  | DXB2669 | DXBL2669 | DXBNR2669 |  | On Air | On Air | On Air | 2018 | Permanent | 25.1743 | 55.2556 | Huawei | Outdoor | EITC Passive Infrastructure | Rooftop | RT-du Owned |  |  | 3G+4G+5G | BTS3900A | LTE-4CC | 2T2R | U2100 (F2) + U900 (F1+F2) | L700+L800+L1800F1+L1800F2+L2100 | 2CC | 1035400 | 16 |  | 3 | N78 | 3 | 3 | [32 empty] | IIB | DXB-2669-CSG-SAR-X-1
DXB2670 | Site 9975 | DXB |  | DXB2670 | DXBL2670 | DXBNR2670 |  | On Air | On Air | On Air | 2010 | Permanent | 25.1324 | 55.1198 | Huawei | Outdoor | EITC Passive Infrastructure | Micro RT | RT-du Owned |  |  | 3G+4G+5G | BTS3900 | LTE-4CC | 4T4R | U2100 (F2) + U900 (F1+F2) | L800+L1800F1+L1800F2+L2100 | 2CC | 1038100 | 9 |  | 3 | N78 | 3 | 3 | [32 empty] | IIB | DXB-2670-CSG-IXR-E-1
DXB2673 | Site 9976 | DXB |  | DXB2673 | DXBL2673 | DXBNR2673 |  | On Air | On Air | On Air | 2017 | Permanent | 25.2745 | 55.373 | Huawei | Outdoor | EITC Passive Infrastructure | Rooftop | RT-du Owned |  |  | 3G+4G+5G | BTS3900A | LTE-4CC | 2T2R | U2100 (F2) + U900 (F1+F2) | L800+L1800F1+L1800F2+L2100 | 2CC | 1023200 | 23 |  | 3 | N78 | 3 | 3 | [32 empty] | IIB | DXB-2673-CSG-IXR-E-1
DXB2259 | Site 9977 | DXB |  | DXB2259 | DXBL2259 | DXBNR2259 |  | On Air | On Air | On Air | 2019 | Permanent | 25.0283 | 55.2492 | Huawei | Outdoor | Site Sharing | Capex_ETC Lead | Outdoor Taawn-Etisalat Lead |  |  | 3G+4G+5G | BTS3900A | LTE-3CC | 2T2R | U2100 (F2) + U900 (F1+F2) | L800+L1800F1+L1800F2 | 2CC | 1067600 | 30 |  | 3 | N78 | 3 | 3 | [32 empty] | IIB | DXB-2259-CSG-N540-LD-1
DXB2689 | Site 9978 | DXB |  | DXB2689 | DXBL2689 | DXBNR2689 |  | On Air | On Air | On Air | 2016 | Permanent | 25.0119 | 55.3048 | Huawei | Outdoor | Site Sharing | Site Share | Outdoor Site Sharing-Etisalat Owned |  |  | 3G+4G+5G | BTS3900A | LTE-4CC | 2T2R | U2100 (F2) + U900 (F1+F2) | L800+L1800F1+L1800F2+L2100 | 1CC | 1092100 | 30 |  | 3 | N41 | 3 | 3 | [32 empty] | IIB | DXB-2689-CSG-SAR-X-1
DXB2693 | Site 9979 | DXB |  | DXB2693 | DXBL2693 | DXBNR2693 |  | On Air | On Air | On Air | 2016 | Permanent | 25.0061 | 55.308 | Huawei | Outdoor | Site Sharing | Site Share | Outdoor Site Sharing-Etisalat Owned |  |  | 3G+4G+5G | BTS3900A | LTE-3CC | 2T2R | U2100 (F2) + U900 (F1+F2) | L800+L1800F1+L1800F2 | 1CC | 1092100 | 30 |  | 3 | N41 | 3 | 3 | [32 empty] | IIB | DXB-2693-CSG-SAR-X-1
DXB2732 | Site 9980 | DXB |  | DXB2732 | DXBL2732 | DXBNR2732 |  | On Air | On Air | On Air | 2014 | Permanent | 25.0377 | 55.2261 | Huawei | Outdoor | EITC Passive Infrastructure | Rooftop | RT-du Owned |  |  | 3G+4G+5G | BTS3900A | LTE-4CC | 2T2R | U2100 (F2) + U900 (F1+F2) | L800+L1800F1+L1800F2+L2100 | 2CC | 1068200 | 38 |  | 3 | N78 | 4 | 3 | [32 empty] | IIB | DXB-2732-CSG-IXR-E-1
DXB2737 | Site 9981 | DXB |  | DXB2737 | DXBL2737 | DXBNR2737 |  | On Air | On Air | On Air | 2018 | Permanent | 25.2029 | 55.3419 | Huawei | Outdoor | EITC Passive Infrastructure | RDU - Palm Tree | Outdoor Green field-du Owned |  |  | 3G+4G+5G | BTS3900A | LTE-3CC | 2T2R | U2100 (F2) + U900 (F1+F2) | L800+L1800F1+L1800F2 | 2CC | 1041400 | 30 |  | 3 | N78 | 3 | 3 | [32 empty] | MW | 0
DXB2746 | Site 9982 | DXB |  | DXB2746 | DXBL2746 | DXBNR2746 |  | On Air | On Air | On Air | 2017 | Permanent | 25.1886 | 55.2978 | Huawei | Outdoor | EITC Passive Infrastructure | Rooftop | RT-du Owned |  |  | 3G+4G+5G | BTS3900A | LTE-3CC | 2T2R | U2100 (F2) + U900 (F1+F2) | L800+L1800F1+L1800F2 | 2CC | 1033700 | 36 |  | 3 | N78 | 6 | 3 | [32 empty] | IIB | IDX-5009-IBS-SAR-M-1
DXB2753 | Site 9983 | DXB |  | DXB2753 | DXBL2753 | DXBNR2753 |  | On Air | On Air | On Air | 2010 | Permanent | 25.2511 | 55.4431 | Huawei | Outdoor | EITC Passive Infrastructure | Greenfield | Outdoor Green field-du Owned |  |  | 3G+4G+5G | BTS3900 | LTE-4CC | 2T2R | U2100 (F2) + U900 (F1+F2) | L800+L1800F1+L1800F2+L2100 | 2CC | 1026200 | 25 |  | 3 | N78 | 3 | 3 | [32 empty] | IIB | DXB-2753-IBS-SAR-M-1
DXB2355 | Site 9984 | DXB |  | DXB2355 | DXBL2355 | DXBNR2355 |  | On Air | On Air | On Air | 2018 | Permanent | 25.0516 | 55.2675 | Huawei | Outdoor | Site Sharing | Site Share - Palm Tree | Outdoor Site Sharing-Etisalat Owned |  |  | 3G+4G+5G | BTS3900A | LTE-3CC | 2T2R | U2100 (F2) + U900 (F1+F2) | L800+L1800F1+L1800F2 | 2CC | 1066400 | 25 |  | 3 | N78 | 3 | 3 | [32 empty] | IIB | DXB-2355-CSG-SAR-X-1
DXB2761 | Site 9985 | DXB |  | DXB2761 | DXBL2761 | DXBNR2761 |  | On Air | On Air | On Air | 2015 | Permanent | 25.182 | 55.2775 | Huawei | Outdoor | EITC Passive Infrastructure | Rooftop | RT-du Owned |  |  | 3G+4G+5G | BTS3900 | LTE-4CC | 4T4R | U2100 (F2) + U900 (F1+F2) | L700+L800+L1800F1+L1800F2+L2100 | 2CC | 1034500 | 20 |  | 3 | N78 | 3 | 3 | [32 empty] | IIB | DXB-2761-CSG-SAR-X-1
DXB2408 | Site 9986 | DXB |  | DXB2408 | DXBL2408 | DXBNR2408 |  | On Air | On Air | On Air | 2019 | Permanent | 25.1673 | 55.3101 | Huawei | Outdoor | Site Sharing | Site Share - Palm Tree | Outdoor Site Sharing-Etisalat Owned |  |  | 3G+4G+5G | BTS3900A | LTE-4CC | 4T4R | U2100 (F2) + U900 (F1+F2) | L800+L1800F1+L1800F2+L2100 | 2CC | 1061800 | 30 |  | 3 | N78 | 3 | 3 | [32 empty] | MW | 0
DXB2772 | Site 9987 | DXB |  | DXB2772 | DXBL2772 | DXBNR2772 |  | On Air | On Air | On Air | 2015 | Permanent | 24.9898 | 55.0805 | Huawei | Outdoor | EITC Passive Infrastructure | Greenfield | Outdoor Green field-du Owned |  |  | 3G+4G+5G | BTS3900A | LTE | 2T2R | U2100 (F2) + U900 (F1+F2) | L800 | 1CC | 1059400 | 30 |  | 3 | N41 | 6 | 3 | [32 empty] | IIB | DXB-2772-CSG-IXR-E-1
DXB2774 | Site 9988 | DXB |  | DXB2774 | DXBL2774 | DXBNR2774 |  | On Air | On Air | On Air | 2016 | Permanent | 25.0908 | 55.3022 | Huawei | Outdoor | EITC Passive Infrastructure | RDU - Palm Tree | Outdoor Green field-du Owned |  |  | 3G+4G+5G | BTS3900A | LTE-CA | 2T2R | U2100 (F2) + U900 (F1+F2) | L800+L1800F1 | 2CC | 1064500 | 30 |  | 3 | N78 | 3 | 3 | [32 empty] | IIB | DXB-2774-CSG-IXR-E-1
DXB2777 | Site 9989 | DXB |  | DXB2777 | DXBL2777 | DXBNR2777 |  | On Air | On Air | On Air | 2014 | Permanent | 25.1922 | 55.449 | Huawei | Outdoor | Site Sharing | Site Share | Outdoor Site Sharing-Etisalat Owned |  |  | 3G+4G+5G | BTS3900A | LTE-3CC | 2T2R | U2100 (F2) + U900 (F1+F2) | L800+L1800F1+L1800F2 | 2CC | 1042400 | 30 |  | 3 | N78 | 3 | 3 | [32 empty] | IIB | DXB-2777-CSG-SAR-X-1
DXB2779 | Site 9990 | DXB | DXB2779 | DXB2779 | DXBL2779 | DXBNR2779 | On Air | On Air | On Air | On Air | 2012 | Permanent | 25.2472 | 55.4722 | Nokia/Huawei | Outdoor | Site Sharing | Site Share | Outdoor Site Sharing-Etisalat Owned |  |  | 2G+3G+4G+5G | BTS3900A/Flexi 2G | LTE-CA | 2T2R | U2100 (F2) + U900 (F1+F2) | L800+L1800F1 | 2CC | 1028100 | 30 |  | 3 | N78 | 4 | 3 | Y | [31 empty] | IIB | DXB-2779-CSG-SAR-X-1
DXB2781 | Site 9991 | DXB |  | DXB2781 | DXBL2781 | DXBNR2781 |  | On Air | On Air | On Air | 2011 | Permanent | 25.2485 | 55.4569 | Huawei | Outdoor | Site Sharing | Site Share | Outdoor Site Sharing-Etisalat Owned |  |  | 3G+4G+5G | BTS3900 | LTE-CA | 2T2R | U2100 (F2) + U900 (F1+F2) | L800+L1800F1 | 2CC | 1026300 | 25 |  | 3 | N78 | 3 | 3 | [32 empty] | IIB | DXB-2781-CSG-SAR-X-1
DXB2782 | Site 9992 | DXB |  | DXB2782 | DXBL2782 | DXBNR2782 |  | On Air | On Air | On Air | 2011 | Permanent | 25.232 | 55.5035 | Huawei | Outdoor | Site Sharing | Site Share | Outdoor Site Sharing-Etisalat Owned |  |  | 3G+4G+5G | BTS3900 | LTE-3CC | 2T2R | U2100 (F2) + U900 (F1+F2) | L800+L1800F1+L1800F2 | 1CC | 1028100 | 30 |  | 3 | N41 | 3 | 3 | [32 empty] | IIB | DXB-2782-CSG-ASR920-LD-1
DXB2789 | Site 9993 | DXB |  | DXB2789 | DXBL2789 | DXBNR2789 |  | On Air | On Air | On Air | 2019 | Permanent | 25.0599 | 55.2382 | Huawei | Outdoor | EITC Passive Infrastructure | Rooftop | RT-du Owned |  |  | 3G+4G+5G | BTS3900A | LTE-4CC | 2T2R | U2100 (F2) + U900 (F1+F2) | L800+L1800F1+L1800F2+L2100 | 2CC | 1067300 | 28 |  | 3 | N78 | 3 | 3 | [32 empty] | IIB | DXB-2789-CSG-SAR-X-1
DXB2790 | Site 9994 | DXB |  | DXB2790 | DXBL2790 | DXBNR2790 |  | On Air | On Air | On Air | 2010 | Permanent | 25.2815 | 55.409 | Huawei | Outdoor | EITC Passive Infrastructure | Rooftop | RT-du Owned |  |  | 3G+4G+5G | BTS3900 | LTE-4CC | 2T2R | U2100 (F2) + U900 (F1+F2) | L800+L1800F1+L1800F2+L2100 | 2CC | 1024500 | 19 |  | 3 | N78 | 3 | 3 | [32 empty] | IIB | DXB-2790-CSG-ASR920-LD-1
DXB2794 | Site 9995 | DXB | DXB2794 | DXB2794 | DXBL2794 | DXBNR2794 | On Air | On Air | On Air | On Air | 2012 | Permanent | 25.2838 | 55.4053 | Nokia/Huawei | Outdoor | EITC Passive Infrastructure | Rooftop | RT-du Owned |  |  | 2G+3G+4G+5G | BTS3900A/Flexi 2G | LTE-4CC | 2T2R | U2100 (F2) + U900 (F1+F2) | L800+L1800F1+L1800F2+L2100 | 2CC | 1024500 | 20 |  | 3 | N78 | 3 | 3 | [32 empty] | IIB | DXB-2794-CSG-SAR-X-1
DXB2807 | Site 9996 | DXB |  | DXB2807 | DXBL2807 | DXBNR2807 |  | On Air | On Air | On Air | 2016 | Permanent | 25.0553 | 55.1497 | Huawei | Outdoor | EITC Passive Infrastructure | Palm Tree | Outdoor Green field-du Owned |  |  | 3G+4G+5G | BTS3900A | LTE-3CC | 2T2R | U2100 (F2) + U900 (F1+F2) | L800+L1800F1+L1800F2 | 2CC | 1039302 | 30 |  | 3 | N78 | 3 | 3 | [32 empty] | IIB | DXB-2807-CSG-SAR-X-1
DXB2808 | Site 9997 | DXB |  | DXB2808 | DXBL2808 | DXBNR2808 |  | On Air | On Air | On Air | 2016 | Permanent | 25.0503 | 55.1504 | Huawei | Outdoor | EITC Passive Infrastructure | Greenfield | Outdoor Green field-du Owned |  |  | 3G+4G+5G | BTS3900A | LTE-4CC | 2T2R | U2100 (F2) + U900 (F1+F2) | L800+L1800F1+L1800F2+L2100 | 2CC | 1039302 | 28.5 |  | 3 | N78 | 3 | 3 | [32 empty] | IIB | DXB-2808-CSG-SAR-X-1
DXB2810 | Site 9998 | DXB |  | DXB2810 | DXBL2810 | DXBNR2810 |  | On Air | On Air | On Air | 2016 | Permanent | 25.0484 | 55.1676 | Huawei | Outdoor | EITC Passive Infrastructure | Palm Tree | Outdoor Green field-du Owned |  |  | 3G+4G+5G | BTS3900A | LTE-3CC | 2T2R | U2100 (F2) + U900 (F1+F2) | L800+L1800F1+L1800F2 | 2CC | 1039302 | 28.5 |  | 3 | N78 | 6 | 3 | [32 empty] | IIB | DXB-2810-CSG-SAR-X-1
DXB2812 | Site 9999 | DXB |  | DXB2812 | DXBL2812 | DXBNR2812 |  | On Air | On Air | On Air | 2014 | Permanent | 24.9908 | 55.0421 | Huawei | Outdoor | EITC Passive Infrastructure | RDU | Outdoor Green field-du Owned |  |  | 3G+4G+5G | BTS3900 | LTE-3CC | 2T2R | U2100 (F2) + U900 (F1+F2) | L800+L1800F1+L1800F2 | 1CC | 1059400 | 30 |  | 3 | N41 | 3 | 3 | [32 empty] | IIB | DXB-2812-CSG-N540-LD-1
DXB2816 | Site 10000 | DXB |  | DXB2816 | DXBL2816 |  |  | On Air | On Air |  | 2014 | Permanent | 24.9859 | 55.2022 | Huawei | Outdoor | EITC Passive Infrastructure | Rooftop | RT-du Owned |  |  | 3G+4G | BTS3900A | LTE | 2T2R | U2100 (F2) + U900 (F1+F2) | L800 | - | 1059700 | 26 |  |  | - | 7 | - | [32 empty] | MW | 0
DXB2819 | Site 10001 | DXB |  | DXB2819 | DXBL2819 | DXBNR2819 |  | On Air | On Air | On Air | 2016 | Permanent | 25.0576 | 55.2428 | Huawei | Outdoor | EITC Passive Infrastructure | Rooftop | RT-du Owned |  |  | 3G+4G+5G | BTS3900A | LTE-4CC | 2T2R | U2100 (F2) + U900 (F1+F2) | L800+L1800F1+L1800F2+L2100 | 2CC | 1067300 | 24 |  | 3 | N78 | 3 | 3 | [32 empty] | IIB | DXB-2819-CSG-SAR-X-1
DXB2820 | Site 10002 | DXB |  | DXB2820 | DXBL2820 | DXBNR2820 |  | On Air | On Air | On Air | 2016 | Permanent | 25.0541 | 55.2174 | Huawei | Outdoor | EITC Passive Infrastructure | Greenfield | Outdoor Green field-du Owned |  |  | 3G+4G+5G | BTS3900A | LTE-4CC | 2T2R | U2100 (F2) + U900 (F1+F2) | L800+L1800F1+L1800F2+L2100 | 2CC | 1068100 | 35 |  | 3 | N78 | 3 | 3 | [32 empty] | IIB | DXB-2820-CSG-SAR-X-1
DXB2830 | Site 10003 | DXB |  | DXB2830 | DXBL2830 | DXBNR2830 |  | On Air | On Air | On Air | 2017 | Permanent | 25.0554 | 55.193 | Huawei | Outdoor | EITC Passive Infrastructure | Greenfield | Outdoor Green field-du Owned |  |  | 3G+4G+5G | BTS3900A | LTE-4CC | 2T2R | U2100 (F2) + U900 (F1+F2) | L800+L1800F1+L1800F2+L2100 | 2CC | 1068400 | 35 |  | 3 | N78 | 3 | 3 | [32 empty] | IIB | DXB-2830-CSG-SAR-X-1
DXB2836 | Site 10004 | DXB |  | DXB2836 | DXBL2836 | DXBNR2836 |  | On Air | On Air | On Air | 2012 | Permanent | 25.0808 | 55.1382 | Huawei | Outdoor | EITC Passive Infrastructure | Micro RT | RT-du Owned |  |  | 3G+4G+5G | BTS3900A | LTE-3CC | 2T2R | U2100 (F2) | L800+L1800F1+L1800F2 | 2CC | 1039200 | 6 |  | 3 | N78 | 3 | 3 | [32 empty] | IIB | DXB-2836-CSG-IXR-E-1
DXB2848 | Site 10005 | DXB |  | DXB2848 | DXBL2848 | DXBNR2848 |  | On Air | On Air | On Air | 2019 | Permanent | 25.091 | 55.2513 | Huawei | Outdoor | Site Sharing | Capex_ETC Lead | Outdoor Taawn-Etisalat Lead |  |  | 3G+4G+5G | BTS3900A | LTE-4CC | 4T4R | U2100 (F2) + U900 (F1+F2) | L800+L1800F1+L1800F2+L2100 | 2CC | 1063100 | 30 |  | 3 | N78 | 3 | 3 | [32 empty] | IIB | DXB-2848-CSG-SAR-X-1
DXB2853 | Site 10006 | DXB |  | DXB2853 | DXBL2853 | DXBNR2853 |  | On Air | On Air | On Air | 2017 | Permanent | 25.0478 | 55.1791 | Huawei | Outdoor | EITC Passive Infrastructure | RDU | Outdoor Green field-du Owned |  |  | 3G+4G+5G | BTS3900A | LTE | 2T2R | U2100 (F2) + U900 (F1+F2) | L1800F1 | 2CC | 1039400 | 30 |  | 3 | N78 | 6 | 3 | [32 empty] | IIB | DXB-2853-CSG-IXR-E-1
DXB2861 | Site 10007 | DXB |  | DXB2861 | DXBL2861 | DXBNR2861 |  | On Air | On Air | On Air | 2018 | Permanent | 25.2331 | 55.4606 | Huawei | Outdoor | Site Sharing | Site Share | Outdoor Site Sharing-Etisalat Owned |  |  | 3G+4G+5G | BTS3900A | LTE-CA | 2T2R | U2100 (F2) + U900 (F1+F2) | L800+L1800F1 | 2CC | 1026300 | 30 |  | 3 | N78 | 3 | 3 | [32 empty] | IIB | DXB-2861-CSG-SAR-X-1
DXB2862 | Site 10008 | DXB |  | DXB2862 | DXBL2862 | DXBNR2862 |  | On Air | On Air | On Air | 2016 | Permanent | 25.1023 | 55.3721 | Huawei | Outdoor | EITC Passive Infrastructure | Rooftop | RT-du Owned |  |  | 3G+4G+5G | BTS3900A | LTE-4CC | 2T2R | U2100 (F2) + U900 (F1+F2) | L800+L1800F1+L1800F2+L2100 | 1CC | 1064300 | 38 |  | 3 | N41 | 3 | 3 | [32 empty] | IIB | DXB-2862-CSG-SAR-X-1
DXB2870 | Site 10009 | DXB |  | DXB2870 | DXBL2870 | DXBNR2870 |  | On Air | On Air | On Air | 2016 | Permanent | 25.1032 | 55.113 | Huawei | Outdoor | Site Sharing | Site Share - Palm Tree | Outdoor Site Sharing-Etisalat Owned |  |  | 3G+4G+5G | BTS3900A | LTE | 2T2R | U2100 (F2) | L1800F1 | 2CC | 1038100 | 30 |  | 3 | N78 | 3 | 3 | [32 empty] | IIB | DXB-2870-CSG-SAR-X-1
DXB2892 | Site 10010 | DXB |  | DXB2892 | DXBL2892 |  |  | On Air | On Air |  | 2016 | Permanent | 25.1337 | 55.1329 | Huawei | Outdoor | Site Sharing | Site Share - Palm Tree | Outdoor Site Sharing-Etisalat Owned |  |  | 3G+4G | BTS3900A | LTE | 2T2R | U2100 (F2) | L1800F1 | - | 1038100 | 30 |  |  | - | 3 | - | [32 empty] | IIB | DXB-2892-CSG-SAR-X-1
DXB2896 | Site 10011 | DXB |  | DXB2896 | DXBL2896 | DXBNR2896 |  | On Air | On Air | On Air | 2014 | Permanent | 25.0981 | 55.1563 | Huawei | Outdoor | EITC Passive Infrastructure | Rooftop | RT-du Owned |  |  | 3G+4G+5G | BTS3900A | LTE-3CC | 2T2R | U2100 (F2) + U900 (F1+F2) | L800+L1800F1+L1800F2 | 2CC | 1038200 | 18.5 |  | 3 | N78 | 4 | 3 | [32 empty] | IIB | DXB-2896-CSG-IXR-E-1
DXB2897 | Site 10012 | DXB |  | DXB2897 | DXBL2897 | DXBNR2897 |  | On Air | On Air | On Air | 2016 | Permanent | 25.1131 | 55.2194 | Huawei | Outdoor | Site Sharing | Site Share | Outdoor Site Sharing-Etisalat Owned |  |  | 3G+4G+5G | BTS3900A | LTE-4CC | 4T4R | U2100 (F2) + U900 (F1+F2) | L700+L800+L1800F1+L1800F2+L2100 | 2CC | 1036900 | 30 |  | 3 | N78 | 3 | 3 | [32 empty] | IIB | DXB-2897-CSG-IXR-E-1
DXB2903 | Site 10013 | DXB |  | DXB2903 | DXBL2903 | DXBNR2903 |  | On Air | On Air | On Air | 2010 | Permanent | 25.2638 | 55.2921 | Huawei | Outdoor | EITC Passive Infrastructure | Microsite | RT-du Owned |  |  | 3G+4G+5G | BTS3900A | LTE-4CC | 4T4R | U2100 (F2) + U900 (F1+F2) | L800+L1800F1+L1800F2+L2100 | 2CC | 1031200 | 16 |  | 3 | N78 | 3 | 3 | [32 empty] | IIB | DXB-2903-CSG-ASR920-LD-1
DXB2921 | Site 10014 | DXB |  | DXB2921 | DXBL2921 | DXBNR2921 |  | On Air | On Air | On Air | 2015 | Permanent | 25.1605 | 55.4038 | Huawei | Outdoor | EITC Passive Infrastructure | Rooftop | RT-du Owned |  |  | 3G+4G+5G | BTS3900A | LTE-4CC | 2T2R | U2100 (F2) + U900 (F1+F2) | L800+L1800F1+L1800F2+L2100 | 2CC | 1062100 | 22.8 |  | 3 | N78 | 3 | 3 | [32 empty] | IIB | DXB-2921-CSG-SAR-X-1
DXB2922 | Site 10015 | DXB |  | DXB2922 | DXBL2922 | DXBNR2922 |  | On Air | On Air | On Air | 2019 | Permanent | 25.237 | 55.4141 | Huawei | Outdoor | EITC Passive Infrastructure | Rooftop | RT-du Owned |  |  | 3G+4G+5G | BTS3900A | LTE-4CC | 2T2R | U2100 (F2) + U900 (F1+F2) | L800+L1800F1+L1800F2+L2100 | 2CC | 1026100 | 33 |  | 3 | N78 | 3 | 3 | [32 empty] | IIB | DXB-2922-CSG-ASR920-LD-1
DXB2923 | Site 10016 | DXB |  | DXB2923 | DXBL2923 | DXBNR2923 |  | On Air | On Air | On Air | 2017 | Permanent | 25.0419 | 55.1835 | Huawei | Outdoor | Site Sharing | Site Share | Outdoor Site Sharing-Etisalat Owned |  |  | 3G+4G+5G | BTS3900A | LTE-3CC | 2T2R | U2100 (F2) + U900 (F1+F2) | L800+L1800F1+L1800F2 | 2CC | 1068400 | 25 |  | 3 | N78 | 3 | 3 | [32 empty] | IIB | DXB-2923-CSG-SAR-X-1
DXB2924 | Site 10017 | DXB |  | DXB2924 | DXBL2924 | DXBNR2924 |  | On Air | On Air | On Air | 2018 | Permanent | 25.0635 | 55.2484 | Huawei | Outdoor | EITC Passive Infrastructure | Rooftop | RT-du Owned |  |  | 3G+4G+5G | BTS3900A | LTE-4CC | 2T2R | U2100 (F2) + U900 (F1+F2) | L800+L1800F1+L1800F2+L2100 | 2CC | 1067300 | 28 |  | 3 | N78 | 3 | 3 | [32 empty] | IIB | DXB-2924-CSG-SAR-X-1
DXB2927 | Site 10018 | DXB |  | DXB2927 | DXBL2927 | DXBNR2927 |  | On Air | On Air | On Air | 2014 | Permanent | 25.2544 | 55.2844 | Huawei | Outdoor | EITC Passive Infrastructure | Rooftop | RT-du Owned |  |  | 3G+4G+5G | BTS3900A | LTE-4CC | 2T2R | U2100 (F2) + U900 (F1+F2) | L800+L1800F1+L1800F2+L2100 | 2CC | 1031600 | 35 |  | 3 | N78 | 3 | 3 | [32 empty] | IIB | DXB-2927-CSG-IXR-E-1
DXB2937 | Site 10019 | DXB |  | DXB2937 | DXBL2937 | DXBNR2937 |  | On Air | On Air | On Air | 2014 | Permanent | 25.0948 | 55.1775 | Huawei | Outdoor | EITC Passive Infrastructure | Rooftop | RT-du Owned |  |  | 3G+4G+5G | BTS3900A | LTE-3CC | 2T2R | U2100 (F2) + U900 (F1+F2) | L800+L1800F1+L1800F2 | 2CC | 1038300 | 32.5 |  | 3 | N78 | 3 | 3 | [32 empty] | IIB | DXB-2937-CSG-SAR-X-1
DXB2938 | Site 10020 | DXB |  | DXB2938 | DXBL2938 | DXBNR2938 |  | On Air | On Air | On Air | 2010 | Permanent | 25.2174 | 55.4184 | Huawei | Outdoor | EITC Passive Infrastructure | Rooftop | RT-du Owned |  |  | 3G+4G+5G | BTS3900 | LTE-4CC | 4T4R | U2100 (F2) + U900 (F1+F2) | L800+L1800F1+L1800F2+L2100 | 1CC | 1025100 | 17 |  | 3 | N41 | 3 | 3 | [32 empty] | IIB | DXB-2938-CSG-IXR-E-1
DXB2940 | Site 10021 | DXB |  | DXB2940 | DXBL2940 | DXBNR2940 |  | On Air | On Air | On Air | 2015 | Permanent | 25.2278 | 55.4363 | Huawei | Outdoor | EITC Passive Infrastructure | Greenfield | Outdoor Green field-du Owned |  |  | 3G+4G+5G | BTS3900 | LTE-3CC | 2T2R | U2100 (F2) + U900 (F1+F2) | L800+L1800F1+L1800F2 | 1CC | 1025100 | 20 |  | 3 | N41 | 4 | 3 | Y | [31 empty] | IIB | DXB-2940-CSG-IXR-E-1
DXB2945 | Site 10022 | DXB |  | DXB2945 | DXBL2945 | DXBNR2945 |  | On Air | On Air | On Air | 2016 | Permanent | 25.0733 | 55.129 | Huawei | Outdoor | EITC Passive Infrastructure | Rooftop | RT-du Owned |  |  | 3G+4G+5G | BTS3900A | LTE-4CC | 4T4R | U2100 (F2) + U900 (F1+F2) | L800+L1800F1+L1800F2+L2100 | 3CC | 1039200 | 41 |  | 3 | N41+N78 | 3 | 3 | [32 empty] | IIB | DXB-2945-CSG-SAR-X-1
DXB2951 | Site 10023 | DXB |  | DXB2951 | DXBL2951 | DXBNR2951 |  | On Air | On Air | On Air | 2016 | Permanent | 25.1259 | 55.226 | Huawei | Outdoor | EITC Passive Infrastructure | Rooftop | RT-du Owned |  |  | 3G+4G+5G | BTS3900A | LTE-3CC | 2T2R | U2100 (F2) + U900 (F1+F2) | L800+L1800F1+L1800F2 | 2CC | 1036800 | 20 |  | 3 | N78 | 3 | 3 | [32 empty] | IIB | DXB-2951-CSG-SAR-X-1
DXB2953 | Site 10024 | DXB |  | DXB2953 | DXBL2953 | DXBNR2953 |  | On Air | On Air | On Air | 2016 | Permanent | 25.0079 | 55.1052 | Huawei | Outdoor | EITC Passive Infrastructure | Rooftop | RT-du Owned |  |  | 3G+4G+5G | BTS3900A | LTE-4CC | 4T4R | U2100 (F2) + U900 (F1+F2) | L800+L1800F1+L1800F2+L2100 | 2CC | 1059900 | 20 |  | 3 | N78 | 3 | 3 | [32 empty] | IIB | DXB-2953-CSG-IXR-E-1
DXB2687 | Site 10025 | DXB |  | DXB2687 | DXBL2687 | DXBNR2687 |  | On Air | On Air | On Air | 2016 | Permanent | 25.2021 | 55.262 | Huawei | Outdoor | EITC Passive Infrastructure | Rooftop | RT-du Owned |  |  | 3G+4G+5G | BTS3900A | LTE-CA | 2T2R | U2100 (F2) | L1800F1+L1800F2 | 2CC | 1034300 | 23.8 |  | 3 | N78 | 3 | 3 | [32 empty] | IIB | DXB-2687-CSG-N540-LD-1
DXB2972 | Site 10026 | DXB |  | DXB2972 | DXBL2972 | DXBNR2972 |  | On Air | On Air | On Air | 2019 | Permanent | 25.0974 | 55.2506 | Huawei | Outdoor | Site Sharing | Capex_ETC Lead | Outdoor Taawn-Etisalat Lead |  |  | 3G+4G+5G | BTS3900A | LTE-3CC | 2T2R | U2100 (F2) + U900 (F1+F2) | L800+L1800F1+L1800F2 | 2CC | 1063100 | 30 |  | 3 | N78 | 3 | 3 | [32 empty] | IIB | DXB-2972-CSG-SAR-X-1
DXB2760 | Site 10027 | DXB |  | DXB2760 | DXBL2760 | DXBNR2760 |  | On Air | On Air | On Air | 2012 | Permanent | 25.2482 | 55.3042 | Huawei | Outdoor | EITC Passive Infrastructure | Rooftop | RT-du Owned |  |  | 3G+4G+5G | BTS3900A | LTE-4CC | 4T4R | U2100 (F2) + U900 (F1+F2) | L800+L1800F1+L1800F2+L2100 | 2CC | 1031800 | 16 |  | 3 | N78 | 3 | 3 | [32 empty] | IIB | DXB-2760-CSG-IXR-E-1
DXB2986 | Site 10028 | DXB |  | DXB2986 | DXBL2986 | DXBNR2986 |  | On Air | On Air | On Air | 2011 | Permanent | 25.249 | 55.4339 | Huawei | Outdoor | Site Sharing | Site Share | Outdoor Site Sharing-Etisalat Owned |  |  | 3G+4G+5G | BTS3900 | LTE-4CC | 2T2R | U2100 (F2) + U900 (F1+F2) | L800+L1800F1+L1800F2+L2100 | 2CC | 1026200 | 25 |  | 3 | N78 | 3 | 3 | [32 empty] | IIB | DXB-2986-CSG-SAR-X-1
DXB2987 | Site 10029 | DXB |  | DXB2987 | DXBL2987 | DXBNR2987 |  | On Air | On Air | On Air | 2014 | Permanent | 25.2682 | 55.4367 | Huawei | Outdoor | EITC Passive Infrastructure | Greenfield | Outdoor Green field-du Owned |  |  | 3G+4G+5G | BTS3900A | LTE-4CC | 2T2R | U2100 (F2) + U900 (F1+F2) | L800+L1800F1+L1800F2+L2100 | 2CC | 1026400 | 30 |  | 3 | N78 | 6 | 3 | [32 empty] | IIB | DXB-2987-CSG-ASR920-LD-1
DXB2992 | Site 10030 | DXB |  | DXB2992 | DXBL2992 | DXBNR2992 |  | On Air | On Air | On Air | 2011 | Permanent | 25.0987 | 55.2043 | Huawei | Outdoor | EITC Passive Infrastructure | Rooftop | RT-du Owned |  |  | 3G+4G+5G | BTS3900 | LTE | 2T2R | U2100 (F2) + U900 (F1+F2) | L800 | 2CC | 1037600 | 17 |  | 3 | N78 | 3 | 3 | [32 empty] | IIB | DXB-2992-CSG-SAR-X-1
DXB2995 | Site 10031 | DXB |  | DXB2995 | DXBL2995 | DXBNR2995 |  | On Air | On Air | On Air | 2015 | Permanent | 25.117 | 55.2095 | Huawei | Outdoor | Site Sharing | Site Share | Outdoor Site Sharing-Etisalat Owned |  |  | 3G+4G+5G | BTS3900A | LTE-3CC | 2T2R | U2100 (F2) + U900 (F1+F2) | L800+L1800F1+L1800F2 | 2CC | 1037300 | 30 |  | 3 | N78 | 3 | 3 | [32 empty] | MW | 0
DXB2996 | Site 10032 | DXB |  | DXB2996 | DXBL2996 | DXBNR2996 |  | On Air | On Air | On Air | 2016 | Permanent | 24.9965 | 55.1022 | Huawei | Outdoor | EITC Passive Infrastructure | RDU | Outdoor Green field-du Owned |  |  | 3G+4G+5G | BTS3900A | LTE-4CC | 4T4R | U2100 (F2) + U900 (F1+F2) | L800+L1800F1+L1800F2+L2100 | 2CC | 1059900 | 30 |  | 3 | N78 | 4 | 3 | [32 empty] | IIB | DXB-2996-CSG-SAR-X-1
DXB2998 | Site 10033 | DXB |  | DXB2998 | DXBL2998 | DXBNR2998 |  | On Air | On Air | On Air | 2014 | Permanent | 24.9682 | 55.0996 | Huawei | Outdoor | EITC Passive Infrastructure | RDU | Outdoor Green field-du Owned |  |  | 3G+4G+5G | BTS3900A | LTE-3CC | 2T2R | U2100 (F2) + U900 (F1+F2) | L800+L1800F1+L1800F2 | 2CC | 1051800 | 30 |  | 3 | N78 | 3 | 3 | [32 empty] | IIB | DXB-2998-CSG-IXR-E-1
DXB3027 | Site 10034 | DXB |  | DXB3027 | DXBL3027 |  |  | On Air | On Air |  | 2018 | Permanent | 25.0004 | 55.0618 | Huawei | Outdoor | EITC Passive Infrastructure | Rooftop | RT-du Owned |  |  | 3G+4G | BTS3900A | LTE-3CC | 4T4R | U2100 (F2) + U900 (F1+F2) | L800+L1800F1+L1800F2 | - | 1059400 | 72 |  |  | - | 3 | - | [32 empty] | MW | 0
DXB2893 | Site 10035 | DXB |  | DXB2893 | DXBL2893 | DXBNR2893 |  | On Air | On Air | On Air | 2020 | Permanent | 25.1107 | 55.1398 | Huawei | Outdoor | EITC Passive Infrastructure | Rooftop | RT-du Owned |  |  | 3G+4G+5G | BTS3900A | LTE-4CC | 4T4R | U2100 (F2) + U900 (F1+F2) | L800+L1800F1+L1800F2+L2100 | 2CC | 1038100 | 46 |  | 3 | N78 | 3 | 3 | [32 empty] | IIB | DXB-2893-CSG-SAR-X-1
DXB3072 | Site 10036 | DXB |  | DXB3072 | DXBL3072 | DXBNR3072 |  | On Air | On Air | On Air | 2016 | Permanent | 25.1325 | 55.1857 | Huawei | Outdoor | EITC Passive Infrastructure | Rooftop | RT-du Owned |  |  | 3G+4G+5G | BTS3900A | LTE-4CC | 4T4R | U2100 (F2) + U900 (F1+F2) | L800+L1800F1+L1800F2+L2100 | 2CC | 1037200 | 13 |  | 3 | N78 | 3 | 3 | [32 empty] | IIB | DXB-DXB0298-MeenaAlSalaam-ME36-1 uplink DXB-0298-PREAGG-SR7-1
DXB3075 | Site 10037 | DXB |  | DXB3075 | DXBL3075 | DXBNR3075 |  | On Air | On Air | On Air | 2019 | Permanent | 25.0856 | 55.2947 | Huawei | Outdoor | EITC Passive Infrastructure | RDU - Palm Tree | Outdoor Green field-du Owned |  |  | 3G+4G+5G | BTS3900A | LTE-3CC | 2T2R | U2100 (F2) + U900 (F1+F2) | L800+L1800F1+L1800F2 | 2CC | 1064500 | 30 |  | 3 | N78 | 3 | 3 | [32 empty] | MW | 0
DXB3077 | Site 10038 | DXB |  | DXB3077 | DXBL3077 | DXBNR3077 |  | On Air | On Air | On Air | 2019 | Permanent | 24.8274 | 55.0992 | Huawei | Outdoor | EITC Passive Infrastructure | Greenfield | Outdoor Green field-du Owned |  |  | 3G+4G+5G | BTS3900A | LTE-4CC | 2T2R | U2100 (F2) + U900 (F1+F2) | L800+L1800F1+L1800F2+L2100 | 1CC | 1053300 | 40 |  | 3 | N41 | 3 | 3 | [32 empty] | IIB | DXB-3077-CSG-SAR-X-1
DXB3128 | Site 10039 | DXB |  | DXB3128 | DXBL3128 | DXBNR3128 |  | On Air | On Air | On Air | 2016 | Permanent | 25.0727 | 55.2096 | Huawei | Outdoor | EITC Passive Infrastructure | Palm Tree | Outdoor Green field-du Owned |  |  | 3G+4G+5G | BTS3900A | LTE-3CC | 2T2R | U2100 (F2) + U900 (F1+F2) | L800+L1800F1+L1800F2 | 2CC | 1068100 | 30 |  | 3 | N78 | 3 | 3 | [32 empty] | IIB | DXB-3128-CSG-SAR-X-1
DXB3136 | Site 10040 | DXB |  | DXB3136 | DXBL3136 | DXBNR3136 |  | On Air | On Air | On Air | 2009 | Permanent | 25.1484 | 55.2055 | Huawei | Outdoor | EITC Passive Infrastructure | Greenfield | Outdoor Green field-du Owned |  |  | 3G+4G+5G | BTS3900 | LTE-CA | 2T2R | U2100 (F2) + U900 (F1+F2) | L800+L1800F1 | 2CC | 1036200 | 30 |  | 3 | N78 | 4 | 3 | [32 empty] | IIB | DXB-3136-CSG-SAR-X-1
DXB3144 | Site 10041 | DXB |  | DXB3144 | DXBL3144 |  |  | On Air | On Air |  | 2014 | Permanent | 24.9996 | 55.1615 | Huawei | Outdoor | EITC Passive Infrastructure | Greenfield | Outdoor Green field-du Owned |  |  | 3G+4G | BTS3900A | LTE | 2T2R | U2100 (F2) | L800 | - | 1059802 | 30 |  |  | - | 3 | - | [32 empty] | MW | 0
DXB2914 | Site 10042 | DXB |  | DXB2914 | DXBL2914 | DXBNR2914 |  | On Air | On Air | On Air | 2019 | Permanent | 24.8439 | 55.0901 | Huawei | Outdoor | EITC Passive Infrastructure | Greenfield | Outdoor Green field-du Owned |  |  | 3G+4G+5G | BTS3900A | LTE-4CC | 2T2R | U2100 (F2) + U900 (F1+F2) | L800+L1800F1+L1800F2+L2100 | 1CC | 1053200 | 40 |  | 3 | N41 | 3 | 3 | [32 empty] | IIB | DXB-2914-CSG-SAR-X-1
DXB3179 | Site 10043 | DXB |  | DXB3179 | DXBL3179 | DXBNR3179 |  | On Air | On Air | On Air | 2018 | Permanent | 25.0492 | 55.1573 | Huawei | Outdoor | Site Sharing | Site Share | Outdoor Site Sharing-Etisalat Owned |  |  | 3G+4G+5G | BTS3900A | LTE-CA | 2T2R | U2100 (F2) + U900 (F1+F2) | L800+L1800F1 | 2CC | 1039302 | 30 |  | 3 | N78 | 3 | 3 | [32 empty] | IIB | DXB-3179-CSG-SAR-X-1
DXB3200 | Site 10044 | DXB |  | DXB3200 | DXBL3200 | DXBNR3200 |  | On Air | On Air | On Air | 2017 | Permanent | 25.0353 | 55.1306 | Huawei | Outdoor | Site Sharing | Site Share | Outdoor Site Sharing-Etisalat Owned |  |  | 3G+4G+5G | BTS3900A | LTE-4CC | 2T2R | U2100 (F2) + U900 (F1+F2) | L800+L1800F1+L1800F2+L2100 | 2CC | 1059102 | 36.5 |  | 3 | N78 | 3 | 3 | [32 empty] | MW | 0
DXB3214 | Site 10045 | DXB |  | DXB3214 | DXBL3214 | DXBNR3214 |  | On Air | On Air | On Air | 2009 | Permanent | 25.0588 | 55.1612 | Huawei | Outdoor | EITC Passive Infrastructure | Greenfield | Outdoor Green field-du Owned |  |  | 3G+4G+5G | BTS3900 | LTE-3CC | 2T2R | U2100 (F2) + U900 (F1+F2) | L800+L1800F1+L1800F2 | 2CC | 1039302 | 30 |  | 3 | N78 | 3 | 3 | [32 empty] | IIB | DXB-3214-CSG-IXR-E-1
DXB2980 | Site 10046 | DXB |  | DXB2980 | DXBL2980 | DXBNR2980 |  | On Air | On Air | On Air | 2019 | Permanent | 25.1132 | 55.2634 | Huawei | Outdoor | Site Sharing | Capex_ETC Lead | Outdoor Taawn-Etisalat Lead |  |  | 3G+4G+5G | BTS3900A | LTE-3CC | 2T2R | U2100 (F2) + U900 (F1+F2) | L800+L1800F1+L1800F2 | 1CC | 1063100 | 30 |  | 3 | N41 | 3 | 3 | [32 empty] | IIB | DXB-2980-CSG-ASR920-LD-1
DXB3269 | Site 10047 | DXB |  | DXB3269 | DXBL3269 | DXBNR3269 |  | On Air | On Air | On Air | 2015 | Permanent | 25.1177 | 55.3896 | Huawei | Outdoor | Site Sharing | Site Share | Outdoor Site Sharing-Etisalat Owned |  |  | 3G+4G+5G | BTS3900A | LTE-3CC | 2T2R | U2100 (F2) + U900 (F1+F2) | L800+L1800F1+L1800F2 | 1CC | 1062600 | 30 |  | 3 | N41 | 3 | 3 | [32 empty] | IIB | DXB-3269-CSG-IXR-E-1
DXB3274 | Site 10048 | DXB |  | DXB3274 | DXBL3274 | DXBNR3274 |  | On Air | On Air | On Air | 2019 | Permanent | 24.9916 | 55.2975 | Huawei | Outdoor | EITC Passive Infrastructure | Greenfield | Outdoor Green field-du Owned |  |  | 3G+4G+5G | BTS3900A | LTE-3CC | 2T2R | U2100 (F2) + U900 (F1+F2) | L800+L1800F1+L1800F2 | 1CC | 1092200 | 40 |  | 3 | N41 | 3 | 3 | [32 empty] | IIB | DXB-3274-CSG-IXR-E-1
DXB3299 | Site 10049 | DXB |  | DXB3299 | DXBL3299 | DXBNR3299 |  | On Air | On Air | On Air | 2017 | Permanent | 25.1165 | 55.1944 | Huawei | Outdoor | EITC Passive Infrastructure | Rooftop | RT-du Owned |  |  | 3G+4G+5G | BTS3900A | LTE-3CC | 2T2R | U2100 (F2) | L800+L1800F1+L1800F2 | 2CC | 1037300 | 39 |  | 3 | N78 | 6 | 3 | [32 empty] | IIB | DXB-3299-CSG-IXR-E-1
DXB3322 | Site 10050 | DXB |  | DXB3322 | DXBL3322 | DXBNR3322 |  | On Air | On Air | On Air | 2018 | Permanent | 25.2776 | 55.3469 | Huawei | Outdoor | EITC Passive Infrastructure | Rooftop | RT-du Owned |  |  | 3G+4G+5G | BTS3900A | LTE-4CC | 2T2R | U2100 (F2) + U900 (F1+F2) | L800+L1800F1+L1800F2+L2100 | 2CC | 1013300 | 22 |  | 3 | N78 | 3 | 3 | [32 empty] | IIB | DXB-3322-CSG-ASR920-LD-1
DXB3331 | Site 10051 | DXB |  | DXB3331 | DXBL3331 | DXBNR3331 |  | On Air | On Air | On Air | 2019 | Permanent | 25.1443 | 55.3962 | Huawei | Outdoor | EITC Passive Infrastructure | Rooftop | RT-du Owned |  |  | 3G+4G+5G | BTS3900A | LTE-4CC | 4T4R | U2100 (F2) + U900 (F1+F2) | L800+L1800F1+L1800F2+L2100 | 1CC | 1062400 | 25 |  | 3 | N41 | 3 | 3 | [32 empty] | IIB | DXB-3331-CSG-SAR-X-1
DXB3342 | Site 10052 | DXB |  | DXB3342 | DXBL3342 | DXBNR3342 |  | On Air | On Air | On Air | 2019 | Permanent | 25.1496 | 55.4038 | Huawei | Outdoor | EITC Passive Infrastructure | Rooftop | RT-du Owned |  |  | 3G+4G+5G | BTS3900A | LTE-4CC | 2T2R | U2100 (F2) + U900 (F1+F2) | L800+L1800F1+L1800F2+L2100 | 1CC | 1062400 | 37 |  | 3 | N41 | 3 | 3 | [32 empty] | IIB | DXB-3342-CSG-SAR-X-1
DXB3354 | Site 10053 | DXB |  | DXB3354 | DXBL3354 | DXBNR3354 |  | On Air | On Air | On Air | 2019 | Permanent | 24.9689 | 55.1335 | Huawei | Outdoor | Site Sharing | Capex_ETC Lead | Outdoor Taawn-Etisalat Lead |  |  | 3G+4G+5G | BTS3900A | LTE-CA | 2T2R | U2100 (F2) + U900 (F1+F2) | L800+L1800F1 | 2CC | 1051800 | 35 |  | 3 | N78 | 3 | 3 | [32 empty] | IIB | DXB-3354-CSG-ASR920-LD-1
DXB3408 | Site 10054 | DXB |  | DXB3408 | DXBL3408 | DXBNR3408 |  | On Air | On Air | On Air | 2016 | Permanent | 25.2199 | 55.3582 | Huawei | Outdoor | EITC Passive Infrastructure | RDU | Outdoor Green field-du Owned |  |  | 3G+4G+5G | BTS3900A | LTE-3CC | 4T4R | U2100 (F2) + U900 (F1+F2) | L800+L1800F1+L1800F2 | 2CC | 1041200 | 30 |  | 3 | N78 | 3 | 3 | [32 empty] | MW | 0
DXB3427 | Site 10055 | DXB |  | DXB3427 | DXBL3427 | DXBNR3427 |  | On Air | On Air | On Air | 2019 | Permanent | 25.1385 | 55.3675 | Huawei | Outdoor | Site Sharing | Capex_ETC Lead | Outdoor Taawn-Etisalat Lead |  |  | 3G+4G+5G | BTS3900A | LTE-4CC | 2T2R | U2100 (F2) + U900 (F1+F2) | L800+L1800F1+L1800F2+L2100 | 2CC | 1061700 | 30 |  | 3 | N78 | 3 | 3 | [32 empty] | IIB | DXB-3427-CSG-SAR-X-1
DXB3428 | Site 10056 | DXB |  | DXB3428 | DXBL3428 | DXBNR3428 |  | On Air | On Air | On Air | 2019 | Permanent | 25.1495 | 55.3579 | Huawei | Outdoor | Site Sharing | Capex_ETC Lead | Outdoor Taawn-Etisalat Lead |  |  | 3G+4G+5G | BTS3900A | LTE-3CC | 2T2R | U2100 (F2) + U900 (F1+F2) | L800+L1800F1+L1800F2 | 2CC | 1061500 | 30 |  | 3 | N78 | 3 | 3 | [32 empty] | IIB | DXB-3428-CSG-SAR-X-1
DXB3305 | Site 10057 | DXB |  | DXB3305 | DXBL3305 | DXBNR3305 |  | On Air | On Air | On Air | 2020 | Permanent | 24.9535 | 55.1493 | Huawei | Outdoor | Site Sharing | Site Share | Outdoor Site Sharing-Etisalat Owned |  |  | 3G+4G+5G | BTS3900A | LTE-4CC | 4T4R | U2100 (F2) + U900 (F1+F2) | L800+L1800F1+L1800F2+L2100 | 2CC | 1052100 | 25 |  | 3 | N78 | 3 | 3 | [32 empty] | IIB | DXB-3305-CSG-ASR920-HD-1
DXB3309 | Site 10058 | DXB |  | DXB3309 | DXBL3309 | DXBNR3309 |  | On Air | On Air | On Air | 2020 | Permanent | 24.9578 | 55.1419 | Huawei | Outdoor | Site Sharing | Site Share | Outdoor Site Sharing-Etisalat Owned |  |  | 3G+4G+5G | BTS3900A | LTE-4CC | 4T4R | U2100 (F2) + U900 (F1+F2) | L700+L800+L1800F1+L1800F2+L2100 | 2CC | 1052100 | 30 |  | 3 | N78 | 3 | 3 | [32 empty] | IIB | DXB-3309-CSG-ASR920-HD-1
DXB3324 | Site 10059 | DXB |  | DXB3324 | DXBL3324 | DXBNR3324 |  | On Air | On Air | On Air | 2020 | Permanent | 24.967 | 55.16 | Huawei | Outdoor | Site Sharing | Site Share | Outdoor Site Sharing-Etisalat Owned |  |  | 3G+4G+5G | BTS3900A | LTE-4CC | 4T4R | U2100 (F2) + U900 (F1+F2) | L700+L800+L1800F1+L1800F2+L2100 | 2CC | 1052100 | 25 |  | 3 | N78 | 3 | 3 | [32 empty] | IIB | DXB-3324-CSG-ASR920-HD-1
DXB3482 | Site 10060 | DXB |  | DXB3482 | DXBL3482 | DXBNR3482 |  | On Air | On Air | On Air | 2019 | Permanent | 24.9865 | 55.1116 | Huawei | Outdoor | EITC Passive Infrastructure | RDU | Outdoor Green field-du Owned |  |  | 3G+4G+5G | BTS3900A | LTE-4CC | 4T4R | U2100 (F2) + U900 (F1+F2) | L800+L1800F1+L1800F2+L2100 | 2CC | 1059900 | 35 |  | 3 | N78 | 3 | 3 | [32 empty] | IIB | DXB-3482-CSG-ASR920-LD-1
DXB3483 | Site 10061 | DXB |  | DXB3483 | DXBL3483 |  |  | On Air | On Air |  | 2019 | Permanent | 25.1732 | 55.5594 | Huawei | Outdoor | Site Sharing | Capex_ETC Lead_Palm Tree | Outdoor Taawn-Etisalat Lead |  |  | 3G+4G | BTS3900A | LTE-CA | 2T2R | U2100 (F2) + U900 (F1+F2) | L800+L1800F1 | - | 1072100 | 30 |  |  | - | 3 | - | [32 empty] | MW | 0
DXB3496 | Site 10062 | DXB |  | DXB3496 | DXBL3496 | DXBNR3496 |  | On Air | On Air | On Air | 2019 | Permanent | 25.068 | 55.3047 | Huawei | Outdoor | EITC Passive Infrastructure | RDU | Outdoor Green field-du Owned |  |  | 3G+4G+5G | BTS3900A | LTE-4CC | 4T4R | U2100 (F2) + U900 (F1+F2) | L800+L1800F1+L1800F2+L2100 | 2CC | 1064600 | 30 |  | 3 | N78 | 3 | 3 | [32 empty] | MW | 0
DXB3500 | Site 10063 | DXB |  | DXB3500 | DXBL3500 | DXBNR3500 |  | On Air | On Air | On Air | 2019 | Permanent | 25.0346 | 55.2891 | Huawei | Outdoor | EITC Passive Infrastructure | Greenfield | Outdoor Green field-du Owned |  |  | 3G+4G+5G | BTS3900A | LTE-CA | 2T2R | U2100 (F2) | L800+L1800F1 | 2CC | 1066500 | 30 |  | 3 | N78 | 3 | 3 | [32 empty] | MW | 0
DXB3510 | Site 10064 | DXB |  | DXB3510 | DXBL3510 | DXBNR3510 |  | On Air | On Air | On Air | 2019 | Permanent | 25.0069 | 55.1357 | Huawei | Outdoor | EITC Passive Infrastructure | Rooftop | RT-du Owned |  |  | 3G+4G+5G | BTS3900A | LTE-4CC | 4T4R | U2100 (F2) + U900 (F1+F2) | L700+L800+L1800F1+L1800F2+L2100 | 2CC | 1059900 | 26 |  | 3 | N78 | 3 | 3 | [32 empty] | IIB | DXB-3510-CSG-ASR920-LD-1
DXB3516 | Site 10065 | DXB |  | DXB3516 | DXBL3516 | DXBNR3516 |  | On Air | On Air | On Air | 2019 | Permanent | 25.2761 | 55.3297 | Huawei | Outdoor | EITC Passive Infrastructure | Rooftop | RT-du Owned |  |  | 3G+4G+5G | BTS3900A | LTE-CA | 2T2R | U2100 (F2) + U900 (F1+F2) | L800+L1800F1 | 2CC | 1012700 | 22 |  | 3 | N78 | 3 | 3 | [32 empty] | IIB | DXB-3516-CSG-SAR-X-1
DXB3527 | Site 10066 | DXB |  | DXB3527 | DXBL3527 |  |  | On Air | On Air |  | 2019 | Permanent | 25.1029 | 55.4976 | Huawei | Outdoor | EITC Passive Infrastructure | Greenfield | Outdoor Green field-du Owned |  |  | 3G+4G | BTS3900A | LTE-3CC | 2T2R | U2100 (F2) + U900 (F1+F2) | L800+L1800F1+L1800F2 | - | 1082100 | 40 |  |  | - | 3 | - | [32 empty] | MW | 0
DXB3370 | Site 10067 | DXB |  | DXB3370 | DXBL3370 | DXBNR3370 |  | On Air | On Air | On Air | 2019 | Permanent | 25.2314 | 55.5257 | Huawei | Outdoor | Site Sharing | Capex_ETC Lead | Outdoor Taawn-Etisalat Lead |  |  | 3G+4G+5G | BTS3900A | LTE-CA | 2T2R | U2100 (F2) + U900 (F1+F2) | L800+L1800F1 | 1CC | 1028200 | 30 |  | 3 | N41 | 3 | 3 | [32 empty] | IIB | DXB-3370-CSG-SAR-X-1
DXB3540 | Site 10068 | DXB |  | DXB3540 | DXBL3540 | DXBNR3540 |  | On Air | On Air | On Air | 2018 | Permanent | 25.0615 | 55.2069 | Huawei | Outdoor | EITC Passive Infrastructure | Rooftop | RT-du Owned |  |  | 3G+4G+5G | BTS3900A | LTE-4CC | 2T2R | U2100 (F2) + U900 (F1+F2) | L800+L1800F1+L1800F2+L2100 | 2CC | 1068100 | 26 |  | 3 | N78 | 3 | 3 | [32 empty] | IIB | DXB-3540-CSG-SAR-X-1
DXB3556 | Site 10069 | DXB |  | DXB3556 | DXBL3556 | DXBNR3556 |  | On Air | On Air | On Air | 2019 | Permanent | 25.2613 | 55.4815 | Huawei | Outdoor | Site Sharing | Site Share | Outdoor Site Sharing-Etisalat Owned |  |  | 3G+4G+5G | BTS3900A | LTE-3CC | 2T2R | U2100 (F2) + U900 (F1+F2) | L800+L1800F1+L1800F2 | 2CC | 1028100 | 25 |  | 3 | N78 | 3 | 3 | [32 empty] | IIB | DXB-3556-CSG-ASR920-LD-1
DXB3591 | Site 10070 | DXB |  | DXB3591 | DXBL3591 | DXBNR3591 |  | On Air | On Air | On Air | 2019 | Permanent | 24.95 | 55.2312 | Huawei | Outdoor | EITC Passive Infrastructure | Rooftop | RT-du Owned |  |  | 3G+4G+5G | BTS3900A | LTE-4CC | 2T2R | U2100 (F2) + U900 (F1+F2) | L800+L1800F1+L1800F2+L2100 | 1CC | 1052100 | 32 |  | 3 | N41 | 3 | 3 | [32 empty] | IIB | DXB-3591-CSG-IXR-E-1
DXB3460 | Site 10071 | DXB |  | DXB3460 | DXBL3460 | DXBNR3460 |  | On Air | On Air | On Air | 2019 | Permanent | 25.1369 | 55.2088 | Huawei | Outdoor | Site Sharing | Capex_ETC Lead | Outdoor Taawn-Etisalat Lead |  |  | 3G+4G+5G | BTS3900A | LTE-3CC | 2T2R | U2100 (F2) + U900 (F1+F2) | L800+L1800F1+L1800F2 | 2CC | 1036700 | 30 |  | 3 | N78 | 3 | 3 | [32 empty] | IIB | DXB-3460-CSG-ASR920-LD-1
DXB3595 | Site 10072 | DXB |  | DXB3595 | DXBL3595 | DXBNR3595 |  | On Air | On Air | On Air | 2019 | Permanent | 24.9737 | 55.2013 | Huawei | Outdoor | EITC Passive Infrastructure | Rooftop | RT-du Owned |  |  | 3G+4G+5G | BTS3900A | LTE-3CC | 2T2R | U2100 (F2) + U900 (F1+F2) | L800+L1800F1+L1800F2 | 2CC | 1059700 | 24 |  | 3 | N78 | 4 | 3 | [32 empty] | MW | 0
DXB3634 | Site 10073 | DXB |  | DXB3634 | DXBL3634 | DXBNR3634 |  | On Air | On Air | On Air | 2019 | Permanent | 25.155 | 55.2535 | Huawei | Outdoor | EITC Passive Infrastructure | Rooftop | RT-du Owned |  |  | 3G+4G+5G | BTS3900A | LTE-4CC | 2T2R | U2100 (F2) + U900 (F1+F2) | L800+L1800F1+L1800F2+L2100 | 2CC | 1035900 | 28 |  | 3 | N78 | 4 | 3 | [32 empty] | MW | 0
DXB3661 | Site 10074 | DXB |  | DXB3661 | DXBL3661 | DXBNR3661 |  | On Air | On Air | On Air | 2019 | Permanent | 25.0697 | 55.3045 | Huawei | Outdoor | EITC Passive Infrastructure | RDU - Palm Tree | Outdoor Green field-du Owned |  |  | 3G+4G+5G | BTS3900A | LTE-4CC | 2T2R | U2100 (F2) + U900 (F1+F2) | L800+L1800F1+L1800F2+L2100 | 2CC | 1064600 | 30 |  | 3 | N78 | 3 | 3 | [32 empty] | IIB | Passive fiber on DXB-GV-CSG-SAR-8-1
DXB3687 | Site 10075 | DXB |  | DXB3687 | DXBL3687 | DXBNR3687 |  | On Air | On Air | On Air | 2020 | Permanent | 25.2897 | 55.3927 | Huawei | Outdoor | EITC Passive Infrastructure | Rooftop | RT-du Owned |  |  | 3G+4G+5G | BTS3900A | LTE-4CC | 2T2R | U2100 (F2) + U900 (F1+F2) | L800+L1800F1+L1800F2+L2100 | 2CC | 1024200 | 22 |  | 3 | N78 | 3 | 3 | [32 empty] | IIB | DXB-3687-CSG-SAR-X-1
DXB3725 | Site 10076 | DXB |  | DXB3725 | DXBL3725 | DXBNR3725 |  | On Air | On Air | On Air | 2011 | Permanent | 25.2587 | 55.4406 | Huawei | Outdoor | Site Sharing | Site Share | Outdoor Site Sharing-Etisalat Owned |  |  | 3G+4G+5G | BTS3900 | LTE | 2T2R | U2100 (F2) + U900 (F1+F2) | L1800F1 | 2CC | 1026500 | 30 |  | 3 | N78 | 3 | 3 | [32 empty] | IIB | DXB-3725-CSG-IXR-E-1
DXB3802 | Site 10077 | DXB |  | DXB3802 | DXBL3802 |  |  | On Air | On Air |  | 2017 | Permanent | 25.0703 | 55.3082 | Huawei | Atom | EITC Passive Infrastructure | Light Pole | Outdoor Green field-du Owned- Small Cells |  |  | 3G+4G | BTS3902-E (Micro -3G) | LTE | 2T2R | U2100 (F1+F2) | L1800F1 | - | 1064600 | 7 |  |  | - | 1 | - | [32 empty] | dufix | DXB-GV-IBS-MDF-S53K-2
DXB3808 | Site 10078 | DXB |  | DXB3808 | DXBL3808 |  |  | On Air | On Air |  | 2017 | Permanent | 25.0696 | 55.3088 | Huawei | Atom | EITC Passive Infrastructure | Light Pole | Outdoor Green field-du Owned- Small Cells |  |  | 3G+4G | BTS3902-E (Micro -3G) | LTE | 2T2R | U2100 (F1+F2) | L1800F1 | - | 1064600 | 7 |  |  | - | 1 | - | [32 empty] | dufix | DXB-GV-IBS-MDF-S53K-2
DXB3812 | Site 10079 | DXB |  | DXB3812 | DXBL3812 |  |  | On Air | On Air |  | 2017 | Permanent | 25.0696 | 55.305 | Huawei | Atom | EITC Passive Infrastructure | Light Pole | Outdoor Green field-du Owned- Small Cells |  |  | 3G+4G | BTS3902-E (Micro -3G) | LTE | 2T2R | U2100 (F1+F2) | L1800F1 | - | 1064600 | 4 |  |  | - | 1 | - | [32 empty] | dufix | DXB-GV-IBS-MDF-S53K-2
DXB3815 | Site 10080 | DXB |  | DXB3815 | DXBL3815 | DXBNR3815 |  | On Air | On Air | On Air | 2019 | Permanent | 25.0112 | 55.288 | Huawei | Outdoor | EITC Passive Infrastructure | Rooftop | RT-du Owned |  |  | 3G+4G+5G | BTS3900A | LTE-CA | 2T2R | U2100 (F2) + U900 (F1+F2) | L800+L1800F1 | 1CC | 1092200 | 34 |  | 3 | N41 | 4 | 3 | [32 empty] | IIB | DXB-3815-CSG-IXR-E-1
DXB3820 | Site 10081 | DXB |  | DXB3820 | DXBL3820 | DXBNR3820 |  | On Air | On Air | On Air | 2015 | Permanent | 25.005 | 55.2501 | Huawei | Outdoor | EITC Passive Infrastructure | Greenfield | Outdoor Green field-du Owned |  |  | 3G+4G+5G | BTS3900A | LTE-4CC | 2T2R | U2100 (F2) + U900 (F1+F2) | L800+L1800F1+L1800F2+L2100 | 2CC | 1068300 | 40 |  | 3 | N78 | 3 | 3 | [32 empty] | IIB | DXB-3820-CSG-SAR-X-1
DXB3843 | Site 10082 | DXB |  | DXB3843 | DXBL3843 |  |  | On Air | On Air |  | 2018 | Permanent | 24.8442 | 55.0871 | Huawei | Easy Macro | EITC Passive Infrastructure | Rooftop | RT-du Owned |  |  | 3G+4G | AAU3940 | LTE | 2T2R | U2100 (F1+F2) | L1800F1 | - | 1053200 | 10 |  |  | - | 2 | - | [32 empty] | IIB | DXB-3843-CSG-SAR-X-1
DXB3868 | Site 10083 | DXB |  | DXB3868 | DXBL3868 | DXBNR3868 |  | On Air | On Air | On Air | 2019 | Permanent | 25.2809 | 55.3567 | Huawei | Outdoor | EITC Passive Infrastructure | Rooftop | RT-du Owned |  |  | 3G+4G+5G | BTS3900A | LTE-4CC | 4T4R | U2100 (F2) + U900 (F1+F2) | L800+L1800F1+L1800F2+L2100 | 2CC | 1023100 | 18 |  | 3 | N78 | 3 | 3 | [32 empty] | IIB | Paasive Fiber on DXB-0112-CSG-SAR-X-1
DXB3870 | Site 10084 | DXB |  | DXB3870 | DXBL3870 |  |  | On Air | On Air |  | 2018 | Permanent | 25.1712 | 55.4855 | Huawei | Easy Macro | EITC Passive Infrastructure | Easy Macro - Greenfield | Outdoor Green field-du Owned |  |  | 3G+4G | AAU3940 | LTE | 2T2R | U2100 (F1+F2) | L1800F1 | - | 1043100 | 22 |  |  | - | 2 | - | [32 empty] | IIB | DXB-3870-CSG-SAR-X-1
DXB3874 | Site 10085 | DXB |  | DXB3874A/ DXB3874B | DXBL3874A/ DXBL3874B |  |  | On Air | On Air |  | 2018 | Permanent | 24.9182 | 55.0068 | Huawei | Atom | EITC Passive Infrastructure | Rooftop | RT-du Owned |  |  | 3G+4G | BTS3900A | LTE | 2T2R | U2100 (F1+F2) | L1800F1 | - | 1051300 | 7 |  |  | - | 2 | - | [32 empty] | MW | 0
DXB3876 | Site 10086 | DXB |  | DXB3876 | DXBL3876 |  |  | On Air | On Air |  | 2018 | Permanent | 24.9189 | 55.0074 | Huawei | Atom | EITC Passive Infrastructure | Rooftop | RT-du Owned |  |  | 3G+4G | BTS3900A | LTE | 2T2R | U2100 (F1+F2) | L1800F1 | - | 1051300 | 8 |  |  | - | 1 | - | [32 empty] | MW | 0
DXB3879 | Site 10087 | DXB |  | DXB3879 | DXBL3879 |  |  | On Air | On Air |  | Atom - 2018 | Permanent | 24.9207 | 55.009 | Huawei | Atom | EITC Passive Infrastructure | Rooftop | RT-du Owned |  |  | 3G+4G | BTS3902-E (Micro -3G) | LTE | 2T2R | U2100 (F1+F2) | L1800F1 | - | 1051300 | 8 |  |  | - | 1 | - | [32 empty] | MW | 0
DXB3881 | Site 10088 | DXB |  | DXB3881 | DXBL3881 |  |  | On Air | On Air |  | Atom - 2018 | Permanent | 24.9219 | 55.0102 | Huawei | Atom | EITC Passive Infrastructure | Rooftop | RT-du Owned |  |  | 3G+4G | BTS3902-E (Micro -3G) | LTE | 2T2R | U2100 (F1+F2) | L1800F1 | - | 1051300 | 6 |  |  | - | 1 | - | [32 empty] | MW | 0
DXB3942 | Site 10089 | DXB |  | DXB3942 | DXBL3942 |  |  | On Air | On Air |  | 2017 | Permanent | 25.2064 | 55.271 | Huawei | Easy Macro | EITC Passive Infrastructure | Easy Macro | Outdoor Green field-du Owned- Small Cells |  |  | 3G+4G | AAU3940 | LTE | 2T2R | U2100 (F1+F2) | L1800F1 | - | 1033500 | 12 |  |  | - | 2 | - | [32 empty] | IIB | DXB-3942-CSG-N540-LD-1
DXB3943 | Site 10090 | DXB |  | DXB3943 | DXBL3943 |  |  | On Air | On Air |  | 2017 | Permanent | 25.0884 | 55.1556 | Huawei | Easy Macro | EITC Passive Infrastructure | Easy Macro | Outdoor Green field-du Owned- Small Cells |  |  | 3G+4G | AAU3940 | LTE | 2T2R | U2100 (F1+F2) | L1800F1 | - | 1038200 | 10 |  |  | - | 2 | - | [32 empty] | MW | 0
DXB3947 | Site 10091 | DXB |  | DXB3947 | DXBL3947 |  |  | On Air | On Air |  | 2017 | Permanent | 25.1551 | 55.2268 | Huawei | Easy Macro | EITC Passive Infrastructure | Easy Macro | Outdoor Green field-du Owned- Small Cells |  |  | 3G+4G | AAU3940 | LTE | 2T2R | U2100 (F1+F2) | L1800F1 | - | 1035700 | 10 |  |  | - | 2 | - | [32 empty] | IIB | SAR-X
DXB3949 | Site 10092 | DXB |  | DXB3949 | DXBL3949 |  |  | On Air | On Air |  | 2017 | Permanent | 25.237 | 55.3396 | Huawei | Easy Macro | EITC Passive Infrastructure | Easy Macro | Outdoor Green field-du Owned- Small Cells |  |  | 3G+4G | AAU3940 | LTE | 2T2R | U2100 (F1+F2) | L1800F1 | - | 1012900 | 12 |  |  | - | 2 | - | [32 empty] | MW | 0
DXB3950 | Site 10093 | DXB |  | DXB3950 | DXBL3950 |  |  | On Air | On Air |  | 2017 | Permanent | 25.2479 | 55.3364 | Huawei | Easy Macro | EITC Passive Infrastructure | Easy Macro | Outdoor Green field-du Owned- Small Cells |  |  | 3G+4G | AAU3940 | LTE | 2T2R | U2100 (F1+F2) | L1800F1 | - | 1012900 | 10 |  |  | - | 2 | - | [32 empty] | IIB | DXB-3950-CSG-SAR-X-1
DXB3966 | Site 10094 | DXB |  | DXB3966 | DXBL3966 |  |  | On Air | On Air |  | 2017 | Permanent | 25.0699 | 55.3063 | Huawei | Atom | EITC Passive Infrastructure | Light Pole | Outdoor Green field-du Owned- Small Cells |  |  | 3G+4G | BTS3902-E (Micro -3G) | LTE | 2T2R | U2100 (F1+F2) | L1800F1 | - | 1064600 | 7 |  |  | - | 1 | - | [32 empty] | dufix | DXB-GV-IBS-MDF-S53K-2
DXB3968 | Site 10095 | DXB |  | DXB3968/ DXB3968B | DXBL3968/ DXBL3968B |  |  | On Air | On Air |  | 2017 | Permanent | 25.0683 | 55.3056 | Huawei | Atom | EITC Passive Infrastructure | Light Pole | Outdoor Green field-du Owned- Small Cells |  |  | 3G+4G | BTS3902-E (Micro -3G) | LTE | 2T2R | U2100 (F1+F2) | L1800F1 | - | 1064600 | 7 |  |  | - | 2 | - | [32 empty] | dufix | DXB-GV-IBS-MDF-S53K-2
DXB3980 | Site 10096 | DXB |  | DXB3980A/ B/ C | DXBL3980A/ B/ C |  |  | On Air | On Air |  | 2017 | Permanent | 25.1911 | 55.2754 | Huawei | Atom | EITC Passive Infrastructure | Pole | Outdoor Green field-du Owned- Small Cells |  |  | 3G+4G | BTS3902-E (Micro -3G) | LTE | 1T1R | U2100 (F1+F2) | L1800F1 | - | 1034500 | 4.5 |  |  | - | 3 | - | [32 empty] | dufix | DXB-EmaarBlvd-WiFi-0093-ME36-1
DXB3991 | Site 10097 | DXB |  | DXB3991A/ DXB3991B | DXBL3991A/ DXBL3991B |  |  | On Air | On Air |  | 2016 | Permanent | 25.1922 | 55.2711 | Huawei | Atom | EITC Passive Infrastructure | Pole | Outdoor Green field-du Owned- Small Cells |  |  | 3G+4G | BTS3902-E (Micro -3G) | LTE | 2T2R | U2100 (F1+F2) | L1800F1 | - | 1034500 | 4.5 |  |  | - | 2 | - | [32 empty] | IIB | Passive fiber on DXB0888-IBS-SAR-M-1
DXB3993 | Site 10098 | DXB |  | DXB3993 | DXBL3993 |  |  | On Air | On Air |  | 2017 | Permanent | 25.0683 | 55.3088 | Huawei | Atom | EITC Passive Infrastructure | Light Pole | Outdoor Green field-du Owned- Small Cells |  |  | 3G+4G | BTS3902-E (Micro -3G) | LTE | 2T2R | U2100 (F1+F2) | L1800F1 | - | 1064600 | 7 |  |  | - | 1 | - | [32 empty] | dufix | DXB-GV-IBS-MDF-S53K-1
DXB3915 | Site 10099 | DXB |  | DXB3915A/ B |  |  |  | On Air | - |  | 2014 | Permanent | 25.0711 | 55.3059 | Huawei | Atom | EITC Passive Infrastructure | Greenfield | Outdoor Green field-du Owned |  |  | 3G | BTS3902-E (Micro -3G) | - | - | U2100 (F1+F2) | - | - | 1064600 | 9 |  |  | - | 2 | - | [32 empty] | IIB | Passive fiber on DXB-GV-CSG-SAR-8-1
DXB3975 | Site 10100 | DXB |  | DXB3975 |  |  |  | On Air | - |  | 2017 | Permanent | 25.0664 | 55.3063 | Huawei | Atom | EITC Passive Infrastructure | Pole | Outdoor Green field-du Owned- Small Cells |  |  | 3G | BTS3902-E (Micro -3G) | - | - | U2100 (F1+F2) | - | - | 1064600 | 4 |  |  | - | 1 | - | [32 empty] | IIB | DXB-GV-CSG-SAR-8
DXB3977 | Site 10101 | DXB |  | DXB3977 |  |  |  | On Air | - |  | 2017 | Permanent | 25.0656 | 55.3069 | Huawei | Atom | EITC Passive Infrastructure | Pole | Outdoor Green field-du Owned- Small Cells |  |  | 3G | BTS3902-E (Micro -3G) | - | - | U2100 (F1+F2) | - | - | 1064600 | 4 |  |  | - | 1 | - | [32 empty] | IIB | DXB-GV-CSG-SAR-8
DXB3978 | Site 10102 | DXB |  | DXB3978 |  |  |  | On Air | - |  | 2016 | Permanent | 25.1946 | 55.2772 | Huawei | Atom | EITC Passive Infrastructure | Pole | Outdoor Green field-du Owned- Small Cells |  |  | 3G | BTS3902-E (Micro -3G) | - | - | U2100 (F1+F2) | - | - | 1034500 | 9 |  |  | - | 1 | - | [32 empty] | IIB | DXB-1218-IBS-SAR-M-1
DXB3979 | Site 10103 | DXB |  | DXB3979 |  |  |  | On Air | - |  | 2016 | Permanent | 25.1951 | 55.2771 | Huawei | Atom | EITC Passive Infrastructure | Pole | Outdoor Green field-du Owned- Small Cells |  |  | 3G | BTS3902-E (Micro -3G) | - | - | U2100 (F1+F2) | - | - | 1034500 | 9 |  |  | - | 1 | - | [32 empty] | IIB | DXB-1218-IBS-SAR-M-1
DXB3841 | Site 10104 | DXB |  | DXB3841 | DXBL3841 | DXBNR3841 |  | On Air | On Air | On Air | 2019 | Permanent | 25.0772 | 55.1319 | Huawei | Outdoor | EITC Passive Infrastructure | Rooftop | RT-du Owned |  |  | 3G+4G+5G | BTS3900A | LTE-4CC | 2T2R | U900 (F1+F2) | L800+L1800F1+L1800F2+L2100 | 2CC | 1039200 | 9 |  | 2 | N78 | 2 | 2 | [32 empty] | IIB | DXB-3841-CSG-SAR-X-1
DXB3060 | Site 10105 | DXB |  | DXB3060 | DXBL3060 | DXBNR3060 |  | On Air | On Air | On Air | 2020 | Permanent | 25.2263 | 55.2495 | Huawei | Outdoor | EITC Passive Infrastructure | Greenfield | Outdoor Green field-du Owned |  |  | 3G+4G+5G | BTS3900A | LTE-4CC | 4T4R | U2100 (F2) + U900 (F1+F2) | L800+L1800F1+L1800F2+L2100 | 2CC | 1033200 | 40 |  | 3 | N78 | 3 | 3 | [32 empty] | IIB | DXB-3060-CSG-IXR-E-1
DXB3366 | Site 10106 | DXB |  | DXB3366 | DXBL3366 | DXBNR3366 |  | On Air | On Air | On Air | 2020 | Permanent | 25.2285 | 55.5311 | Huawei | Outdoor | EITC Passive Infrastructure | Greenfield | Outdoor Green field-du Owned |  |  | 3G+4G+5G | BTS3900A | LTE-4CC | 2T2R | U2100 (F2) + U900 (F1+F2) | L800+L1800F1+L1800F2+L2100 | 1CC | 1028200 | 40 |  | 3 | N41 | 3 | 3 | [32 empty] | IIB | DXB-3366-CSG-ASR920-LD-1
DXB1617 | Site 10107 | DXB |  | DXB1617 | DXBL1617 | DXBNR1617 |  | On air | On Air | On Air | 2020 | Permanent | 25.158 | 55.3962 | Huawei | Outdoor | Site Sharing | Site Share | Outdoor Site Sharing-Etisalat Owned |  |  | 3G+4G+5G | BTS3900A | LTE | 2T2R | U2100 (F2) + U900 (F1+F2) | L1800F1 | 2CC | 1062100 | 25 |  | 3 | N78 | 3 | 3 | [32 empty] | IIB | DXB-1617-CSG-SAR-X-1
DXB3312 | Site 10108 | DXB |  | DXB3312 | DXBL3312 | DXBNR3312 |  | On Air | On Air | On Air | 2020 | Permanent | 24.9702 | 55.1492 | Huawei | Outdoor | Site Sharing | Site Share | Outdoor Site Sharing-Etisalat Owned |  |  | 3G+4G+5G | BTS3900A | LTE-4CC | 4T4R | U2100 (F2) + U900 (F1+F2) | L800+L1800F1+L1800F2+L2100 | 2CC | 1052100 | 30 |  | 3 | N78 | 3 | 3 | [32 empty] | IIB | DXB-3312-CSG-ASR920-HD-1
DXB3503 | Site 10109 | DXB |  | DXB3503 | DXBL3503 | DXBNR3503 |  | On Air | On Air | On Air | 2020 | Permanent | 24.9611 | 55.1488 | Huawei | Outdoor | Site Sharing | Site Share | Outdoor Site Sharing-Etisalat Owned |  |  | 3G+4G+5G | BTS3900A | LTE-4CC | 4T4R | U2100 (F2) + U900 (F1+F2) | L700+L800+L1800F1+L1800F2+L2100 | 2CC | 1052100 | 15 |  | 3 | N78 | 3 | 3 | [32 empty] | IIB | DXB-3503-CSG-ASR920-HD-1
DXB3508 | Site 10110 | DXB |  | DXB3508 | DXBL3508 | DXBNR3508 |  | On Air | On Air | On Air | 2020 | Permanent | 25.1481 | 55.4573 | Huawei | Outdoor | EITC Passive Infrastructure | Rooftop | RT-du Owned |  |  | 3G+4G+5G | BTS3900A | LTE-3CC | 4T4R | U2100 (F2) + U900 (F1+F2) | L800+L1800F1+L1800F2 | 1CC | 1081100 | 28 |  | 3 | N41 | 4 | 3 | [32 empty] | IIB | DXB-3508-CSG-SAR-X-1
DXB3623 | Site 10111 | DXB |  | DXB3623 | DXBL3623 | DXBNR3623 |  | On Air | On Air | On Air | 2020 | Permanent | 25.2108 | 55.2571 | Huawei | Outdoor | Site Sharing | Site Share | Outdoor Site Sharing-Etisalat Owned |  |  | 3G+4G+5G | BTS3900A | LTE-3CC | 2T2R | U2100 (F2) + U900 (F1+F2) | L800+L1800F1+L1800F2 | 1CC | 1034300 | 30 |  | 1 | N41 | 4 | 1 | [32 empty] | MW | 0
DXB2451 | Site 10112 | DXB |  | DXB2451 | DXBL2451 |  |  | On Air | On Air |  | 2020 | Permanent | 25.1033 | 55.3469 | Huawei | Outdoor | Site Sharing | Capex_ETC Lead | Outdoor Taawn-Etisalat Lead |  |  | 3G+4G | BTS3900A | LTE-4CC | 2T2R | U900 (F1+F2) | L800+L1800F1+L1800F2+L2100 | - | 1064300 | 30 |  |  | - | 3 | - | [32 empty] | IIB | DXB-2451-CSG-ASR920-LD-1
DXB2698 | Site 10113 | DXB |  | DXB2698 | DXBL2698 | DXBNR2698 |  | On Air | On Air | On Air | 2020 | Permanent | 25.005 | 55.2923 | Huawei | Outdoor | EITC Passive Infrastructure | Rooftop | RT-du Owned |  |  | 3G+4G+5G | BTS3900A | LTE-3CC | 2T2R | U2100 (F2) + U900 (F1+F2) | L800+L1800F1+L1800F2 | 1CC | 1092200 | 43 |  | 3 | N41 | 3 | 3 | [32 empty] | IIB | DXB-2698-CSG-IXR-E-1
DXB1338 | Site 10114 | DXB |  | DXB1338 | DXBL1338 | DXBNR1338 |  | On Air | On Air | On Air | 2020 | Permanent | 24.9999 | 55.101 | Huawei | Outdoor | EITC Passive Infrastructure | Rooftop | RT-du Owned |  |  | 3G+4G+5G | BTS3900A | LTE-4CC | 2T2R | U900 (F1+F2) | L800+L1800F1+L1800F2+L2100 | 2CC | 1059900 | 26 |  | 3 | N78 | 3 | 3 | [32 empty] | IIB | DXB-1338-CSG-IXR-E-1
DXB2141 | Site 10115 | DXB |  | DXB2141 | DXBL2141 | DXBNR2141 |  | On Air | On Air | On Air | 2020 | Permanent | 25.1765 | 55.31 | Huawei | Outdoor | EITC Passive Infrastructure | Rooftop | RT-du Owned |  |  | 3G+4G+5G | BTS3900A | LTE-3CC | 2T2R | U2100 (F2) + U900 (F1+F2) | L800+L1800F1+L1800F2 | 2CC | 1034700 | 32 |  | 3 | N78 | 3 | 3 | [32 empty] | IIB | DXB-2141-CSG-ASR920-LD-1
DXB2371 | Site 10116 | DXB |  | DXB2371 | DXBL2371 | DXBNR2371 |  | On Air | On Air | On Air | 2020 | Permanent | 25.1805 | 55.3752 | Huawei | Outdoor | EITC Passive Infrastructure | Rooftop | RT-du Owned |  |  | 3G+4G+5G | BTS3900A | LTE-4CC | 2T2R | U900 (F1+F2) | L800+L1800F1+L1800F2+L2100 | 2CC | 1061400 | 26 |  | 3 | N78 | 3 | 3 | [32 empty] | IIB | DXB-2371-CSG-SAR-X-1
DXB1856 | Site 10117 | DXB |  | DXB1856 | DXBL1856 | DXBNR1856 |  | On Air | On Air | On Air | 2020 | Permanent | 25.0694 | 55.2264 | Huawei | Outdoor | Site Sharing | Capex_ETC Lead | Outdoor Taawn-Etisalat Lead |  |  | 3G+4G+5G | BTS3900A | LTE-4CC | 4T4R | U2100 (F2) + U900 (F1+F2) | L800+L1800F1+L1800F2+L2100 | 2CC | 1067200 | 30 |  | 3 | N78 | 3 | 3 | [32 empty] | IIB | DXB-1856-CSG-SAR-X-1
DXB1717 | Site 10118 | DXB |  | DXB1717 | DXBL1717 | DXBNR1717 |  | On Air | On Air | On Air | 2020 | Permanent | 25.0556 | 55.2384 | Huawei | Outdoor | EITC Passive Infrastructure | Greenfield | Outdoor Green field-du Owned |  |  | 3G+4G+5G | BTS3900A | LTE-4CC | 2T2R | U2100 (F2) + U900 (F1+F2) | L800+L1800F1+L1800F2+L2100 | 2CC | 1067300 | 40 |  | 3 | N78 | 3 | 3 | [32 empty] | IIB | DXB-1717-CSG-SAR-X-1
DXB2990 | Site 10119 | DXB |  | DXB2990 | DXBL2990 | DXBNR2990 |  | On Air | On Air | On Air | 2020 | Permanent | 24.9503 | 55.0513 | Huawei | Outdoor | Site Sharing | Capex_ETC Lead | Outdoor Taawn-Etisalat Lead |  |  | 3G+4G+5G | BTS3900A | LTE-CA | 2T2R | U2100 (F2) + U900 (F1+F2) | L800+L1800F1 | 1CC | 1051100 | 30 |  | 3 | N41 | 3 | 3 | [32 empty] | IIB | DXB-2990-CSG-SAR-X-1
DXB3552 | Site 10120 | DXB |  | DXB3552 | DXBL3552 | DXBNR3552 |  | On Air | On Air | On Air | 2020 | Permanent | 24.9642 | 55.1542 | Huawei | Outdoor | Site Sharing | Site Share | Outdoor Site Sharing-Etisalat Owned |  |  | 3G+4G+5G | BTS3900A | LTE-4CC | 4T4R | U2100 (F2) + U900 (F1+F2) | L800+L1800F1+L1800F2+L2100 | 2CC | 1052100 | 15 |  | 3 | N78 | 3 | 3 | [32 empty] | IIB | DXB-3552-CSG-ASR920-HD-1
DXB3593 | Site 10121 | DXB |  | DXB3593 | DXBL3593 | DXBNR3593 |  | On Air | On Air | On Air | 2020 | Permanent | 25.1827 | 55.3762 | Huawei | Outdoor | EITC Passive Infrastructure | Rooftop | RT-du Owned |  |  | 3G+4G+5G | BTS3900A | LTE-CA | 2T2R | U900 (F1+F2) | L1800F1+L1800F2 | 2CC | 1061400 | 27 |  | 3 | N78 | 3 | - | [32 empty] | IIB | DXB-3593-CSG-IXR-E-1
DXB2464 | Site 10122 | DXB |  | DXB2464 | DXBL2464 |  |  | On Air | On Air |  | 2020 | Permanent | 25.0162 | 55.6583 | Huawei | Outdoor | EITC Passive Infrastructure | RDU | Outdoor Green field-du Owned |  |  | 3G+4G | BTS3900A | LTE-3CC | 2T2R | U900 (F1+F2) | L700+L800+L1800F1+L1800F2 | - | 1073600 | 35 |  |  | - | 3 | - | [32 empty] | IIB | Passive to DXB-1914-CSG-SAR-X-1
DXB3749 | Site 10123 | DXB |  | DXB3749 | DXBL3749 | DXBNR3749 |  | On Air | On Air | On Air | 2020 | Permanent | 24.9586 | 55.2099 | Huawei | Outdoor | Site Sharing | Site Share | Outdoor Site Sharing-Etisalat Owned |  |  | 3G+4G+5G | BTS3900A | LTE-4CC | 2T2R | U900 (F1+F2) | L700+L800+L1800F1+L1800F2+L2100 | 2CC | 1059700 | 30 |  | 3 | N78 | 3 | 3 | [32 empty] | IIB | DXB-3749-CSG-IXR-E-1
DXB2598 | Site 10124 | DXB |  | DXB2598 | DXBL2598 | DXBNR2598 |  | On Air | On Air | On Air | 2020 | Permanent | 25.1479 | 55.3925 | Huawei | Outdoor | EITC Passive Infrastructure | Rooftop | RT-du Owned |  |  | 3G+4G+5G | BTS3900A | LTE-4CC | 2T2R | U900 (F1+F2) | L800+L1800F1+L1800F2+L2100 | 1CC | 1062400 | 33 |  | 3 | N41 | 3 | 3 | [32 empty] | IIB | DXB-2598-CSG-ASR920-LD-1
DXB3855 | Site 10125 | DXB |  | DXB3855 | DXBL3855 | DXBNR3855 |  | On Air | On Air | On Air | 2020 | Permanent | 25.0759 | 55.1308 | Huawei | Outdoor | EITC Passive Infrastructure | Rooftop | RT-du Owned |  |  | 3G+4G+5G | BTS3900A | LTE-4CC | 2T2R | U900 (F1+F2) | L800+L1800F1+L1800F2+L2100 | 2CC | 1039200 | 9 |  | 2 | N78 | 2 | 2 | [32 empty] | IIB | DXB-3855-CSG-SAR-X-1
DXB3933 | Site 10126 | DXB |  | DXB3933 | DXBL3933 |  |  | On Air | On Air |  | 2020 | Permanent | 25.003 | 55.1671 | Huawei | Easy Macro | EITC Passive Infrastructure | Rooftop | RT-du Owned |  |  | 3G+4G | AAU3940 | LTE | 2T2R | U2100 (F1+F2) | L1800F1 | - | 1059802 | 27 |  |  | - | 2 | - | [32 empty] | MW | 0
DXB3956 | Site 10127 | DXB |  | DXB3956 | DXBL3956 |  |  | On Air | On Air |  | 2020 | Permanent | 25.0023 | 55.1676 | Huawei | Easy Macro | EITC Passive Infrastructure | Rooftop | RT-du Owned |  |  | 3G+4G | AAU3940 | LTE | 2T2R | U2100 (F1+F2) | L1800F1 | - | 1059802 | 27 |  |  | - | 2 | - | [32 empty] | MW | 0
DXB3840 | Site 10128 | DXB |  | DXB3840 | DXBL3840 | DXBNR3840 |  | On Air | On Air | On Air | 2020 | Permanent | 25.075 | 55.1298 | Huawei | Outdoor | EITC Passive Infrastructure | Rooftop | RT-du Owned |  |  | 3G+4G+5G | BTS3900A | LTE-4CC | 2T2R | U900 (F1+F2) | L800+L1800F1+L1800F2+L2100 | 2CC | 1039200 | 9 |  | 2 | N78 | 2 | 2 | [32 empty] | IIB | DXB-3840-CSG-SAR-X-1
DXB3561 | Site 10129 | DXB |  | DXB3561 | DXBL3561 | DXBNR3561 |  | On Air | On Air | On Air | 2020 | Permanent | 25.1635 | 55.4707 | Huawei | Outdoor | EITC Passive Infrastructure | Rooftop | RT-du Owned |  |  | 3G+4G+5G | BTS3900A | LTE-4CC | 2T2R | U2100 (F2) + U900 (F1+F2) | L800+L1800F1+L1800F2+L2100 | 1CC | 1081100 | 23 |  | 3 | N41 | 3 | 3 | [32 empty] | IIB | DXB-3561-CSG-ASR920-LD-1
DXB1464 | Site 10130 | DXB |  | DXB1464 | DXBL1464 | DXBNR1464 |  | On Air | On Air | On Air | 2020 | Permanent | 25.2214 | 55.2306 | Huawei | Outdoor | Site Sharing | Capex_ETC Lead_Palm Tree | Outdoor Taawn-Etisalat Lead |  |  | 3G+4G+5G | BTS3900A | LTE-3CC | 2T2R | U2100 (F2) + U900 (F1+F2) | L800+L1800F1+L1800F2 | 2CC | 1030400 | 30 |  | 3 | N78 | 3 | 3 | [32 empty] | IIB | DXB-1464-CSG-SAR-X-1
DXB3654 | Site 10131 | DXB |  | DXB3654 | DXBL3654 | DXBNR3654 |  | On Air | On Air | On Air | 2020 | Permanent | 25.0791 | 55.1783 | Huawei | Outdoor | Site Sharing | Capex_ETC Lead | Outdoor Taawn-Etisalat Lead |  |  | 3G+4G+5G | BTS3900A | LTE-CA | 2T2R | U2100 (F2) + U900 (F1+F2) | L800+L1800F1 | 2CC | 1038800 | 30 |  | 3 | N78 | 3 | 3 | [32 empty] | IIB | DXB-3654-CSG-SAR-X-1
DXB2471 | Site 10132 | DXB |  | DXB2471 | DXBL2471 | DXBNR2471 |  | On Air | On Air | On Air | 2020 | Permanent | 25.1861 | 55.2811 | Huawei | Outdoor | EITC Passive Infrastructure | Rooftop | RT-du Owned |  |  | 3G+4G+5G | BTS3900A | LTE-4CC | 4T4R | U2100 (F2) + U900 (F1+F2) | L700+L800+L1800F1+L1800F2+L2100 | 2CC | 1034500 | 43 |  | 3 | N78 | 3 | 3 | [32 empty] | IIB | DXB-2471-CSG-ASR920-LD-1
DXB3675 | Site 10133 | DXB | DXB3675 | DXB3675 | DXBL3675 | DXBNR3675 | On Air | On Air | On Air | On Air | 2020 | Permanent | 24.9629 | 55.1473 | Nokia/Huawei | Outdoor | Site Sharing | Site Share - Canopy Column | Outdoor Site Sharing-Etisalat Owned |  |  | 2G+3G+4G+5G | BTS3900A/Flexi 2G | LTE-4CC | 4T4R | U2100 (F2) + U900 (F1+F2) | L800+L1800F1+L1800F2+L2100 | 1CC | 1052100 | 10 |  | 2 | N78 | 2 | 2 | [32 empty] | IIB | DXB-3675-CSG-ASR920-HD-1
DXB3651 | Site 10134 | DXB |  | DXB3651 | DXBL3651 | DXBNR3651 |  | On Air | On Air | On Air | 2020 | Permanent | 25.0751 | 55.3639 | Huawei | Outdoor | EITC Passive Infrastructure | Greenfield | Outdoor Green field-du Owned |  |  | 3G+4G+5G | BTS3900A | LTE-CA | 2T2R | U2100 (F2) + U900 (F1+F2) | L800+L1800F1 | 1CC | 1064800 | 40 |  | 3 | N41 | 3 | 3 | [32 empty] | IIB | Passive DXB-VillaPOP-AGGR-SR12e-2
DXB2057 | Site 10135 | DXB |  | DXB2057A/ B/ C/ D |  |  |  | On Air | - |  | Atom - 2020 | Permanent | 25.2539 | 55.3524 | Huawei | Atom | EITC Passive Infrastructure | Pole | Outdoor Green field-du Owned- Small Cells |  |  | 3G | BTS3902-E (Micro -3G) | - | - | U2100 (F1+F2) | - | - | 1022100 | 5 |  |  | - | 4 | - | [32 empty] | IIB | will be passively to DXB0019B new SAR-X
DXB2895 | Site 10136 | DXB |  | DXB2895 | DXBL2895 |  |  | On Air | On Air |  | 2020 | Permanent | 25.2251 | 55.2783 | Huawei | Outdoor | Site Sharing | Site Share - Canopy Column | Outdoor Site Sharing-Etisalat Owned |  |  | 3G+4G | BTS3900 | LTE-CA | 2T2R | U2100 (F2) + U900 (F1+F2) | L800+L1800F1 | - | 1033400 | 30 |  |  | - | 3 | - | [32 empty] | MW | 0
DXB3932 | Site 10137 | DXB |  | DXB3932 | DXBL3932 |  |  | On Air | On Air |  | 2020 | Permanent | 25.0025 | 55.1674 | Huawei | Easy Macro | EITC Passive Infrastructure | Rooftop | RT-du Owned |  |  | 3G+4G | AAU3940 | LTE | 2T2R | U2100 (F1+F2) | L1800F1 | - | 1059802 | 27 |  |  | - | 2 | - | [32 empty] | MW | 0
DXB2176 | Site 10138 | DXB |  | DXB2176 | DXBL2176 | DXBNR2176 |  | On Air | On Air | On Air | 2020 | Permanent | 25.2054 | 55.3437 | Huawei | Outdoor | EITC Passive Infrastructure | Rooftop | RT-du Owned |  |  | 3G+4G+5G | BTS3900A | LTE-3CC | 2T2R | U900 (F1+F2) | L800+L1800F1+L1800F2 | 2CC | 1041400 | 56 |  | 3 | N78 | 4 | 3 | [32 empty] | IIB | 0
DXB1810 | Site 10139 | DXB |  | DXB1810 | DXBL1810 | DXBNR1810 |  | On Air | On Air | On Air | 2020 | Permanent | 25.0081 | 55.1123 | Huawei | Outdoor | EITC Passive Infrastructure | RDU | Outdoor Green field-du Owned |  |  | 3G+4G+5G | BTS3900A | LTE-4CC | 4T4R | U2100 (F2) + U900 (F1+F2) | L800+L1800F1+L1800F2+L2100 | 2CC | 1059900 | 35 |  | 3 | N78 | 3 | 3 | [32 empty] | IIB | DXB-1810-CSG-N540-LD-1
DXB2847 | Site 10140 | DXB |  | DXB2847 | DXBL2847 | DXBNR2847 |  | On Air | On Air | On Air | 2020 | Permanent | 25.1841 | 55.3072 | Huawei | Outdoor | EITC Passive Infrastructure | Greenfield - Lamp Pole | Outdoor Green field-du Owned |  |  | 3G+4G+5G | BTS3900A | LTE-4CC | 4T4R | U2100 (F2) + U900 (F1+F2) | L700+L800+L1800F1+L1800F2+L2100 | 2CC | 1033700 | 40 |  | 3 | N78 | 3 | 3 | [32 empty] | MW | 0
DXB3780 | Site 10141 | DXB |  | DXB3780 | DXBL3780 | DXBNR3780 |  | On Air | On Air | On Air | 2020 | Permanent | 24.9921 | 55.1215 | Huawei | Outdoor | EITC Passive Infrastructure | RDU | Outdoor Green field-du Owned |  |  | 3G+4G+5G | BTS3900A | LTE-4CC | 4T4R | U2100 (F2) + U900 (F1+F2) | L800+L1800F1+L1800F2+L2100 | 2CC | 1059900 | 35 |  | 3 | N78 | 3 | 3 | [32 empty] | IIB | DXB-3780-CSG-ASR920-LD-1
DXB1387 | Site 10142 | DXB |  | DXB1387 | DXBL1387 | DXBNR1387 |  | On Air | On Air | On Air | 2020 | Permanent | 25.2914 | 55.3118 | Huawei | Outdoor | EITC Passive Infrastructure | Greenfield - Lamp Pole | Outdoor Green field-du Owned |  |  | 3G+4G+5G | BTS3900A | LTE-4CC | 2T2R | U900 (F1+F2) | L800+L1800F1+L1800F2+L2100 | 2CC | 1010100 | 35 |  | 3 | N78 | 3 | 3 | [32 empty] | IIB | DXB-1387-CSG-IXR-E-1
DXB1918 | Site 10143 | DXB |  | DXB1918 | DXBL1918 | DXBNR1918 |  | On Air | On Air | On Air | 2020 | Permanent | 25.2843 | 55.2994 | Huawei | Outdoor | EITC Passive Infrastructure | Greenfield - Lamp Pole | Outdoor Green field-du Owned |  |  | 3G+4G+5G | BTS3900A | LTE-3CC | 2T2R | U900 (F1+F2) | L800+L1800F1+L1800F2 | 2CC | 1010100 | 35 |  | 3 | N78 | 3 | 3 | [32 empty] | IIB | DXB-1918-CSG-IXR-E-1
DXB3301 | Site 10144 | DXB |  | DXB3301 | DXBL3301 | DXBNR3301 |  | On Air | On Air | On Air | 2020 | Permanent | 25.08 | 55.3616 | Huawei | Outdoor | EITC Passive Infrastructure | Greenfield - Lamp Pole | Outdoor Green field-du Owned |  |  | 3G+4G+5G | BTS3900A | LTE-3CC | 2T2R | U900 (F1+F2) | L800+L1800F1+L1800F2 | 1CC | 1064800 | 40 |  | 3 | N41 | 3 | 3 | [32 empty] | IIB | DXB-3301-CSG-IXR-E-1
DXB1252 | Site 10145 | DXB |  | DXB1252 | DXBL1252 | DXBNR1252 |  | On Air | On Air | On Air | 2020 | Permanent | 25.0463 | 55.2038 | Huawei | Outdoor | EITC Passive Infrastructure | Rooftop | RT-du Owned |  |  | 3G+4G+5G | BTS3900A | LTE-4CC | 2T2R | U900 (F1+F2) | L800+L1800F1+L1800F2+L2100 | 2CC | 1068100 | 25 |  | 3 | N78 | 3 | 3 | [32 empty] | IIB | Passive IDX-5784-CSG-SAR-X-1
DXB2685 | Site 10146 | DXB |  | DXB2685 | DXBL2685 | DXBNR2685 |  | On Air | On Air | On Air | 2020 | Permanent | 25.0984 | 55.245 | Huawei | Outdoor | EITC Passive Infrastructure | RDU - Lamp Pole | Outdoor Green field-du Owned |  |  | 3G+4G+5G | BTS3900A | LTE-3CC | 2T2R | U900 (F1+F2) | L800+L1800F1+L1800F2 | 2CC | 1063100 | 35 |  | 3 | N78 | 4 | 3 | [32 empty] | IIB | DXB-2685-CSG-IXR-E-1
DXB3658 | Site 10147 | DXB |  | DXB3658 | DXBL3658 | DXBNR3658 |  | On Air | On Air | On Air | 2020 | Permanent | 25.2002 | 55.2816 | Huawei | Outdoor | EITC Passive Infrastructure | Rooftop | RT-du Owned |  |  | 3G+4G+5G | BTS3900A | LTE-4CC | 4T4R | U2100 (F2) + U900 (F1+F2) | L700+L800+L1800F1+L1800F2+L2100 | 2CC | 1033700 | 42.5 |  | 3 | N78 | 3 | 3 | [32 empty] | IIB | DXB-3658-CSG-IXR-E-1
DXB2052 | Site 10148 | DXB |  | DXB2052 | DXBL2052 | DXBNR2052 |  | On Air | On Air | On Air | 2020 | Permanent | 24.9616 | 55.4856 | Huawei | Outdoor | EITC Passive Infrastructure | RDU | Outdoor Green field-du Owned |  |  | 3G+4G+5G | BTS3900A | LTE-4CC | 2T2R | U900 (F1+F2) | L800+L1800F1+L1800F2+L2100 | 1CC | 1093100 | 35 |  | 3 | N41 | 3 | 3 | [32 empty] | MW | 0
DXB2349 | Site 10149 | DXB |  | DXB2349 | DXBL2349 | DXBNR2349 |  | On Air | On Air | On Air | 2020 | Permanent | 25.1779 | 55.3081 | Huawei | Outdoor | Site Sharing | Capex_ETC Lead | Outdoor Taawn-Etisalat Lead |  |  | 3G+4G+5G | BTS3900A | LTE-4CC | 2T2R | U2100 (F2) + U900 (F1+F2) | L800+L1800F1+L1800F2+L2100 | 2CC | 1034700 | 30 |  | 3 | N78 | 3 | 3 | [32 empty] | IIB | DXB-2349-CSG-N540-LD-1
DXB3717 | Site 10150 | DXB |  | DXB3717 | DXBL3717 | DXBNR3717 |  | On Air | On Air | On Air | 2020 | Permanent | 25.1287 | 55.2471 | Huawei | Outdoor | EITC Passive Infrastructure | RDU | Outdoor Green field-du Owned |  |  | 3G+4G+5G | BTS3900A | LTE-3CC | 2T2R | U900 (F1+F2) | L800+L1800F1+L1800F2 | 2CC | 1036500 | 35 |  | 3 | N78 | 3 | 3 | [32 empty] | IIB | DXB-3717-CSG-SAR-X-1
DXB2038 | Site 10151 | DXB |  | DXB2038 | DXBL2038 | DXBNR2038 |  | On Air | On Air | On Air | 2020 | Permanent | 25.0934 | 55.2533 | Huawei | Outdoor | EITC Passive Infrastructure | RDU - Lamp Pole | Outdoor Green field-du Owned |  |  | 3G+4G+5G | BTS3900A | LTE-3CC | 2T2R | U900 (F1+F2) | L800+L1800F1+L1800F2 | 1CC | 1063100 | 35 |  | 3 | N41 | 3 | 3 | [32 empty] | MW | 0
DXB3400 | Site 10152 | DXB |  | DXB3400 | DXBL3400 |  |  | On Air | On Air |  | Book RRU - 2020 | Permanent | 25.2579 | 55.2871 | Huawei | Book RRU | EITC Passive Infrastructure | Rooftop | RT-du Owned |  |  | 3G+4G | RRU5935E | LTE | 2T2R | U2100 (F2) | L1800F1 | - | 1031600 | 28 |  |  | - | 2 | - | [32 empty] | MW | 0
DXB3594 | Site 10153 | DXB |  | DXB3594 | DXBL3594 | DXBNR3594 |  | On Air | On Air | On Air | 2020 | Permanent | 25.0226 | 55.1082 | Huawei | Outdoor | EITC Passive Infrastructure | Greenfield | Outdoor Green field-du Owned |  |  | 3G+4G+5G | BTS3900A | LTE-3CC | 2T2R | U900 (F1+F2) | L800+L1800F1+L1800F2 | 2CC | 1059102 | 40 |  | 3 | N78 | 3 | 3 | [32 empty] | IIB | DXB-3594-CSG-ASR920-LD-1
DXB3793 | Site 10154 | DXB |  | DXB3793 | DXBL3793 | DXBNR3793 |  | On Air | On Air | On Air | 2020 | Permanent | 25.1813 | 55.3815 | Huawei | Outdoor | EITC Passive Infrastructure | RDU | Outdoor Green field-du Owned |  |  | 3G+4G+5G | BTS3900A | LTE-4CC | 2T2R | U900 (F1+F2) | L800+L1800F1+L1800F2+L2100 | 2CC | 1061400 | 35 |  | 3 | N78 | 3 | 3 | [32 empty] | IIB | DXB-3793-CSG-ASR920-LD-1
DXB1433 | Site 10155 | DXB |  | DXB1433 | DXBL1433 | DXBNR1433 |  | On Air | On Air | On Air | 2020 | Permanent | 25.1263 | 55.232 | Huawei | Outdoor | EITC Passive Infrastructure | Rooftop | RT-du Owned |  |  | 3G+4G+5G | BTS3900A | LTE-4CC | 2T2R | U2100 (F2) + U900 (F1+F2) | L800+L1800F1+L1800F2+L2100 | 2CC | 1036900 | 22 |  | 3 | N78 | 4 | 3 | [32 empty] | IIB | DXB-1433-CSG-IXR-E-1
DXB3990 | Site 10156 | DXB |  | DXB3990 | DXBL3990 |  |  | Deactivated for 4G Expansion. | On Air |  | Book RRU - 2020 | Permanent | 24.9448 | 55.3761 | Huawei | Book RRU | EITC Passive Infrastructure | Pole | Outdoor Green field-du Owned- Small Cells |  |  | 4G | RRU5935E | LTE-CA | 2T2R | - | L1800F1+L2100 | - | 1095100 | 9 |  |  | - | 1 | - | [32 empty] | MW | 0
DXB3710 | Site 10157 | DXB |  | DXB3710 | DXBL3710 | DXBNR3710 |  | On Air | On Air | On Air | 2020 | Permanent | 25.0626 | 55.4199 | Huawei | Outdoor | EITC Passive Infrastructure | RDU | Outdoor Green field-du Owned |  |  | 3G+4G+5G | BTS3900A | LTE-4CC | 2T2R | U2100 (F2) + U900 (F1+F2) | L800+L1800F1+L1800F2+L2100 | 1CC | 1082400 | 35 |  | 3 | N41 | 3 | 3 | [32 empty] | MW | 0
DXB3017 | Site 10158 | DXB |  | DXB3017 | DXBL3017 | DXBNR3017 |  | On Air | On Air | On Air | 2020 | Permanent | 25.1058 | 55.2528 | Huawei | Outdoor | Site Sharing | Capex_ETC Lead | Outdoor Taawn-Etisalat Lead |  |  | 3G+4G+5G | BTS3900A | LTE-3CC | 2T2R | U2100 (F2) + U900 (F1+F2) | L800+L1800F1+L1800F2 | 1CC | 1063100 | 30 |  | 3 | N41 | 4 | 3 | Y | [31 empty] | IIB | DXB-3017-CSG-IXR-E-1
DXB3537 | Site 10159 | DXB |  | DXB3537 | DXBL3537 | DXBNR3537 |  | On Air | On Air | On Air | 2020 | Permanent | 24.9603 | 55.1443 | Huawei | Outdoor | Site Sharing | Site Share | Outdoor Site Sharing-Etisalat Owned |  |  | 3G+4G+5G | BTS3900A | LTE-4CC | 4T4R | U2100 (F2) + U900 (F1+F2) | L800+L1800F1+L1800F2+L2100 | 2CC | 1052100 | 30 |  | 3 | N78 | 3 | 3 | [32 empty] | IIB | DXB-3537-CSG-ASR920-HD-1
DXB2249 | Site 10160 | DXB |  | DXB2249 | DXBL2249 |  |  | On Air | On Air |  | 2020 | Permanent | 24.8173 | 55.2337 | Huawei | Outdoor | EITC Passive Infrastructure | RDU | Outdoor Green field-du Owned |  |  | 3G+4G | BTS3900A | LTE-4CC | 2T2R | U2100 (F2) + U900 (F1+F2) | L800+L1800F1+L1800F2+L2100 | - | 1098100 | 35 |  |  | - | 3 | - | [32 empty] | IIB | DXB-2249-CSG-N540-LD-1
DXB3572 | Site 10161 | DXB |  | DXB3572 | DXBL3572 | DXBNR3572 |  | On Air | On Air | On Air | 2020 | Permanent | 24.8378 | 55.3687 | Huawei | Outdoor | EITC Passive Infrastructure | Greenfield | Outdoor Green field-du Owned |  |  | 3G+4G+5G | BTS3900A | LTE-4CC | 2T2R | U2100 (F2) + U900 (F1+F2) | L700+L800+L1800F1+L1800F2+L2100 | 1CC | 1095100 | 40 |  | 3 | N41 | 3 | 3 | [32 empty] | IIB | DXB-3572-CSG-ASR920-LD-1
DXB1920 | Site 10162 | DXB |  | DXB1920 | DXBL1920 | DXBNR1920 |  | On Air | On Air | On Air | 2020 | Permanent | 24.8849 | 55.124 | Huawei | Outdoor | EITC Passive Infrastructure | Rooftop | RT-du Owned |  |  | 3G+4G+5G | BTS3900A | LTE-3CC | 4T4R | U2100 (F2) + U900 (F1+F2) | L800+L1800F1+L1800F2 | 1CC | 1052100 | 28 |  | 3 | N41 | 3 | 3 | [32 empty] | IIB | DXB-1920-CSG-SAR-X-1
DXB2956 | Site 10163 | DXB |  | DXB2956 | DXBL2956 | DXBNR2956 |  | On Air | On Air | On Air | 2020 | Permanent | 24.8644 | 55.0599 | Huawei | Outdoor | EITC Passive Infrastructure | Greenfield | Outdoor Green field-du Owned |  |  | 3G+4G+5G | BTS3900A | LTE-4CC | 2T2R | U2100 (F2) + U900 (F1+F2) | L800+L1800F1+L1800F2+L2100 | 1CC | 1053100 | 40 |  | 3 | N41 | 3 | 3 | [32 empty] | IIB | DXB-2956-CSG-ASR920-LD-1
DXB3302 | Site 10164 | DXB | DXB3302 | DXB3302 | DXBL3302 | DXBNR3302 | On Air | On Air | On Air | On Air | 2020 | Permanent | 24.9607 | 55.1603 | Nokia/Huawei | Outdoor | Site Sharing | Site Share - Mosaic | Outdoor Site Sharing-Etisalat Owned |  |  | 2G+3G+4G+5G | BTS3900A/MultiRadio 2G | LTE-4CC | 4T4R | U2100 (F2) + U900 (F1+F2) | L800+L1800F1+L1800F2+L2100 | 2CC | 1052100 | 25 |  | 3 | N78 | 3 | 3 | [32 empty] | IIB | DXB-3302-CSG-ASR920-HD-1
DXB2072 | Site 10165 | DXB |  | DXB2072 | DXBL2072 | DXBNR2072 |  | On Air | On Air | On Air | 2020 | Permanent | 25.0088 | 55.2653 | Huawei | Outdoor | EITC Passive Infrastructure | Greenfield - Lamp Pole | Outdoor Green field-du Owned |  |  | 3G+4G+5G | BTS3900A | LTE-3CC | 2T2R | U2100 (F2) + U900 (F1+F2) | L800+L1800F1+L1800F2 | 2CC | 1067600 | 40 |  | 3 | N78 | 3 | 3 | [32 empty] | IIB | DXB-2072-CSG-IXR-E-1
DXB2476 | Site 10166 | DXB |  | DXB2476 | DXBL2476 | DXBNR2476 |  | On Air | On Air | On Air | 2020 | Permanent | 25.0164 | 55.2678 | Huawei | Outdoor | EITC Passive Infrastructure | Greenfield - Lamp Pole | Outdoor Green field-du Owned |  |  | 3G+4G+5G | BTS3900A | LTE-3CC | 2T2R | U2100 (F2) + U900 (F1+F2) | L800+L1800F1+L1800F2 | 2CC | 1067600 | 40 |  | 3 | N78 | 3 | 3 | [32 empty] | IIB | DXB-2476-CSG-IXR-E-1
DXB3553 | Site 10167 | DXB |  | DXB3553 | DXBL3553 | DXBNR3553 |  | On Air | On Air | On Air | 2020 | Permanent | 24.9683 | 55.1107 | Huawei | Outdoor | EITC Passive Infrastructure | RDU | Outdoor Green field-du Owned |  |  | 3G+4G+5G | BTS3900A | LTE-3CC | 2T2R | U2100 (F2) + U900 (F1+F2) | L800+L1800F1+L1800F2 | 2CC | 1051800 | 35 |  | 3 | N78 | 3 | 3 | [32 empty] | MW | 0
DXB3626 | Site 10168 | DXB |  | DXB3626 | DXBL3626 | DXBNR3626 |  | On Air | On Air | On Air | 2020 | Permanent | 25.0361 | 55.2834 | Huawei | Outdoor | EITC Passive Infrastructure | Greenfield - Lamp Pole | Outdoor Green field-du Owned |  |  | 3G+4G+5G | BTS3900A | LTE-3CC | 2T2R | U2100 (F2) + U900 (F1+F2) | L800+L1800F1+L1800F2 | 2CC | 1066500 | 30 |  | 3 | N78 | 3 | 3 | [32 empty] | MW | 0
DXB3707 | Site 10169 | DXB |  | DXB3707 | DXBL3707 | DXBNR3707 |  | On Air | On Air | On Air | 2020 | Permanent | 25.2668 | 55.2957 | Huawei | Outdoor | EITC Passive Infrastructure | Rooftop | RT-du Owned |  |  | 3G+4G+5G | BTS3900A | LTE-3CC | 4T4R | U2100 (F2) + U900 (F1+F2) | L800+L1800F1+L1800F2 | 1CC | 1011200 | 25 |  | 2 | N41 | 3 | 2 | [32 empty] | MW | 0
DXB3641 | Site 10170 | DXB |  | DXB3641 | DXBL3641 |  |  | On Air | On Air |  | 2020 | Permanent | 25.0861 | 55.6418 | Huawei | Outdoor | EITC Passive Infrastructure | RDU | Outdoor Green field-du Owned |  |  | 3G+4G | BTS3900A | LTE-4CC | 2T2R | U2100 (F2) + U900 (F1+F2) | L700+L800+L1800F1+L1800F2+L2100 | - | 1073500 | 35 |  |  | - | 3 | - | [32 empty] | MW | 0
DXB2356 | Site 10171 | DXB |  | DXB2356 | DXBL2356 | DXBNR2356 |  | On Air | On Air | On Air | 2020 | Permanent | 25.2352 | 55.2562 | Huawei | Outdoor | EITC Passive Infrastructure | Greenfield | Outdoor Green field-du Owned |  |  | 3G+4G+5G | BTS3900A | LTE-3CC | 2T2R | U2100 (F2) + U900 (F1+F2) | L700+L800+L1800F1+L1800F2 | 2CC | 1033200 | 40 |  | 3 | N78 | 3 | 3 | [32 empty] | MW | 0
DXB6001 | Site 10172 | DXB |  | DXB6001 | DXBL6001 | DXBNR6001 |  | Deactivated for 4G Expansion. | On Air | On Air | Book RRU - 2020 | Permanent | 24.9562 | 55.1463 | Huawei | Book RRU | EITC Passive Infrastructure | Book RRU | Outdoor Green field-du Owned- Small Cells |  |  | 4G+5G | RRU5935E | LTE-CA | 2T2R | - | L1800F1+L2100 | 1CC | 1052100 | 3.5 |  | 5 | N78 | 5 | 5 | [32 empty] | IIB | DXB-6001-AGGR-SR7-1
DXB6014 | Site 10173 | DXB |  | DXB6014 | DXBL6014 | DXBNR6014 |  | Deactivated for 4G Expansion. | On Air | On Air | Book RRU - 2020 | Permanent | 24.9587 | 55.1487 | Huawei | Book RRU | EITC Passive Infrastructure | Book RRU | Outdoor Green field-du Owned- Small Cells |  |  | 4G+5G | RRU5935E | LTE-CA | 2T2R | - | L1800F1+L2100 | 1CC | 1052100 | 3.5 |  | 3 | N78 | 3 | 3 | [32 empty] | IIB | DXB-6001-CSG-ASR907-HD-1
DXB6039 | Site 10174 | DXB |  | DXB6039 | DXBL6039 | DXBNR6039 |  | Deactivated for 4G Expansion. | On Air | On Air | Book RRU - 2020 | Permanent | 24.9578 | 55.1481 | Huawei | Book RRU | EITC Passive Infrastructure | Book RRU | Outdoor Green field-du Owned- Small Cells |  |  | 4G+5G | RRU5935E | LTE-CA | 2T2R | - | L1800F1+L2100 | 1CC | 1052100 | 3.5 |  | 1 | N78 | 1 | 1 | [32 empty] | IIB | DXB-6001-CSG-ASR907-HD-1
DXB6072 | Site 10175 | DXB |  | DXB6072 | DXBL6072 | DXBNR6072 |  | Deactivated for 4G Expansion. | On Air | On Air | Book RRU - 2020 | Permanent | 24.9581 | 55.147 | Huawei | Book RRU | EITC Passive Infrastructure | Book RRU | Outdoor Green field-du Owned- Small Cells |  |  | 4G+5G | RRU5935E | LTE-CA | 2T2R | - | L1800F1+L2100 | 1CC | 1052100 | 4 |  | 3 | N78 | 3 | 3 | [32 empty] | IIB | DXB-6072-CSG-ASR907-HD-1
DXB2056 | Site 10176 | DXB |  | DXB2056 | DXBL2056 |  |  | On Air | On Air |  | 2021 | Permanent | 25.2501 | 55.3595 | Huawei | Outdoor | EITC Passive Infrastructure | Rooftop | RT-du Owned |  |  | 3G+4G | BTS3900 | LTE | 2T2R | U2100 (F2) | L1800F1 | - | 1022100 | 5 |  |  | - | 4 | - | [32 empty] | IIB | DXB-0297C-IBS-SAR-M-2
DXB2055 | Site 10177 | DXB |  | DXB2055 | DXBL2055 | DXBNR2055 |  | On Air | On Air | On Air | 2021 | Permanent | 25.057 | 55.2696 | Huawei | Outdoor | EITC Passive Infrastructure | RDU | Outdoor Green field-du Owned |  |  | 3G+4G+5G | BTS3900A | LTE-3CC | 2T2R | U2100 (F2) + U900 (F1+F2) | L800+L1800F1+L1800F2 | 2CC | 1066400 | 35 |  | 3 | N78 | 3 | 3 | [32 empty] | IIB | DXB-2055-CSG-IXR-E-1
DXB1993 | Site 10178 | DXB |  | DXB1993 | DXBL1993 | DXBNR1993 |  | On Air | On Air | On Air | 2021 | Permanent | 25.1804 | 55.5126 | Huawei | Outdoor | EITC Passive Infrastructure | Greenfield | Outdoor Green field-du Owned |  |  | 3G+4G+5G | BTS3900A | LTE-4CC | 2T2R | U2100 (F2) + U900 (F1+F2) | L800+L1800F1+L1800F2+L2100 | 1CC | 1027100 | 40 |  | 3 | N41 | 3 | 3 | [32 empty] | IIB | DXB-1993-CSG-N540-LD-1
DXB3095 | Site 10179 | DXB |  | DXB3095 | DXBL3095 | DXBNR3095 |  | On Air | On Air | On Air | 2021 | Permanent | 24.8687 | 55.1373 | Huawei | Outdoor | Site Sharing | Capex_ETC Lead | Outdoor Taawn-Etisalat Lead |  |  | 3G+4G+5G | BTS3900A | LTE-3CC | 2T2R | U2100 (F2) + U900 (F1+F2) | L800+L1800F1+L1800F2 | 1CC | 1052100 | 40 |  | 3 | N41 | 3 | 3 | [32 empty] | IIB | DXB-3095-CSG-IXR-E-1
DXB2991 | Site 10180 | DXB |  | DXB2991 | DXBL2991 | DXBNR2991 |  | On Air | On Air | On Air | 2021 | Permanent | 25.0718 | 55.3597 | Huawei | Outdoor | EITC Passive Infrastructure | Greenfield - Lamp Pole | Outdoor Green field-du Owned |  |  | 3G+4G+5G | BTS3900A | LTE-3CC | 2T2R | U2100 (F2) + U900 (F1+F2) | L800+L1800F1+L1800F2 | 1CC | 1064800 | 40 |  | 3 | N41 | 3 | 3 | [32 empty] | IIB | Passive DXB-6020-AGGR-SR12e-2
DXB6101 | Site 10181 | DXB |  | DXB6101 | DXBL6101 | DXBNR6101 |  | Deactivated for 4G Expansion. | On Air | On Air | Book RRU - 2020 | Permanent | 24.9599 | 55.1549 | Huawei | Book RRU | EITC Passive Infrastructure | Book RRU | Outdoor Green field-du Owned- Small Cells |  |  | 4G+5G | RRU5935E | LTE-CA | 2T2R | - | L1800F1+L2100 | 1CC | 1052100 | 3.7 |  | 4 | N78 | 4 | 4 | [32 empty] | IIB | DXB-6101-CSG-ASR907-HD-1
DXB6044 | Site 10182 | DXB |  | DXB6044 | DXBL6044 | DXBNR6044 |  | Deactivated for 4G Expansion. | On Air | On Air | Book RRU - 2020 | Permanent | 24.9598 | 55.1535 | Huawei | Book RRU | EITC Passive Infrastructure | Book RRU | Outdoor Green field-du Owned- Small Cells |  |  | 4G+5G | RRU5935E | LTE-CA | 2T2R | - | L1800F1+L2100 | 1CC | 1052100 | 3.5 |  | 3 | N78 | 3 | 3 | [32 empty] | IIB | DXB-6101-CSG-ASR907-HD-1
DXB6116 | Site 10183 | DXB |  | DXB6116 | DXBL6116 | DXBNR6116 |  | Deactivated for 4G Expansion. | On Air | On Air | Book RRU - 2020 | Permanent | 24.958 | 55.155 | Huawei | Book RRU | EITC Passive Infrastructure | Book RRU | Outdoor Green field-du Owned- Small Cells |  |  | 4G+5G | RRU5935E | LTE-CA | 2T2R | - | L1800F1+L2100 | 1CC | 1052100 | 3 |  | 4 | N78 | 4 | 4 | [32 empty] | IIB | EXPO-Sustain-Pav-CSG-ASR907-1
DXB2043 | Site 10184 | DXB |  | DXB2043 | DXBL2043 | DXBNR2043 |  | On Air | On Air | On Air | 2021 | Permanent | 25.0923 | 55.4059 | Huawei | Outdoor | EITC Passive Infrastructure | Greenfield | Outdoor Green field-du Owned |  |  | 3G+4G+5G | BTS3900A | LTE-3CC | 4T4R | U2100 (F2) + U900 (F1+F2) | L800+L1800F1+L1800F2 | 1CC | 1081400 | 35 |  | 3 | N41 | 3 | 3 | [32 empty] | IIB | DXB-2043-CSG-IXR-E-1
DXB3061 | Site 10185 | DXB |  | DXB3061 | DXBL3061 | DXBNR3061 |  | On Air | On Air | On Air | 2021 | Permanent | 24.8742 | 55.0463 | Huawei | Outdoor | EITC Passive Infrastructure | Greenfield | Outdoor Green field-du Owned |  |  | 3G+4G+5G | BTS3900A | LTE-4CC | 4T4R | U2100 (F2) + U900 (F1+F2) | L800+L1800F1+L1800F2+L2100 | 1CC | 1053100 | 40 |  | 3 | N41 | 3 | 3 | [32 empty] | IIB | DXB-3061-CSG-IXR-E-1
DXB2858 | Site 10186 | DXB |  | DXB2858 | DXBL2858 | DXBNR2858 |  | On Air | On Air | On Air | 2021 | Permanent | 24.8564 | 55.0688 | Huawei | Outdoor | EITC Passive Infrastructure | Greenfield | Outdoor Green field-du Owned |  |  | 3G+4G+5G | BTS3900A | LTE-4CC | 4T4R | U2100 (F2) + U900 (F1+F2) | L800+L1800F1+L1800F2+L2100 | 1CC | 1053100 | 40 |  | 3 | N41 | 4 | 3 | Y | [31 empty] | IIB | DXB-2858-CSG-ASR920-LD-1
DXB6184 | Site 10187 | DXB |  | DXB6184 | DXBL6184 | DXBNR6184 |  | Deactivated for 4G Expansion. | On Air | On Air | Book RRU - 2020 | Permanent | 24.9671 | 55.1525 | Huawei | Book RRU | EITC Passive Infrastructure | Book RRU | Outdoor Green field-du Owned- Small Cells |  |  | 4G+5G | RRU5935E | LTE-CA | 2T2R | - | L1800F1+L2100 | 1CC | 1052100 | 3.5 |  | 3 | N78 | 3 | 3 | [32 empty] | IIB | EXPO-Opportunity-Dist-CSG-ASR907-1
DXB6047 | Site 10188 | DXB |  | DXB6047 | DXBL6047 | DXBNR6047 |  | Deactivated for 4G Expansion. | On Air | On Air | Book RRU - 2020 | Permanent | 24.9642 | 55.1523 | Huawei | Book RRU | EITC Passive Infrastructure | Book RRU | Outdoor Green field-du Owned- Small Cells |  |  | 4G+5G | RRU5935E | LTE-CA | 2T2R | - | L1800F1+L2100 | 1CC | 1052100 | 3.5 |  | 3 | N78 | 3 | 3 | [32 empty] | IIB | DXB-6184-CSG-ASR907-HD-1
DXB6053 | Site 10189 | DXB |  | DXB6053 | DXBL6053 | DXBNR6053 |  | Deactivated for 4G Expansion. | On Air | On Air | Book RRU - 2020 | Permanent | 24.9635 | 55.1511 | Huawei | Book RRU | EITC Passive Infrastructure | Book RRU | Outdoor Green field-du Owned- Small Cells |  |  | 4G+5G | RRU5935E | LTE-CA | 2T2R | - | L1800F1+L2100 | 1CC | 1052100 | 3.5 |  | 2 | N78 | 2 | 2 | [32 empty] | IIB | DXB-6184-CSG-ASR907-HD-1
DXB3044 | Site 10190 | DXB |  | DXB3044 | DXBL3044 | DXBNR3044 |  | On Air | On Air | On Air | 2021 | Permanent | 25.0543 | 55.2067 | Huawei | Outdoor | EITC Passive Infrastructure | Rooftop | RT-du Owned |  |  | 3G+4G+5G | BTS3900A | LTE-4CC | 4T4R | U2100 (F2) + U900 (F1+F2) | L800+L1800F1+L1800F2+L2100 | 2CC | 1068100 | 22 |  | 3 | N78 | 3 | 3 | [32 empty] | IIB | DXB-3044-CSG-ASR920-LD-1
DXB2697 | Site 10191 | DXB |  | DXB2697 | DXBL2697 | DXBNR2697 |  | On Air | On Air | On Air | 2021 | Permanent | 25.0093 | 55.2585 | Huawei | Outdoor | EITC Passive Infrastructure | Greenfield - Lamp Pole | Outdoor Green field-du Owned |  |  | 3G+4G+5G | BTS3900A | LTE-4CC | 4T4R | U2100 (F2) + U900 (F1+F2) | L800+L1800F1+L1800F2+L2100 | 2CC | 1067600 | 40 |  | 3 | N78 | 3 | 3 | [32 empty] | IIB | DXB-2697-CSG-IXR-E-1
DXB2081 | Site 10192 | DXB |  | DXB2081 | DXBL2081 | DXBNR2081 |  | On Air | On Air | On Air | 2021 | Permanent | 25.1858 | 55.2914 | Huawei | Outdoor | EITC Passive Infrastructure | Rooftop | RT-du Owned |  |  | 3G+4G+5G | BTS3900A | LTE-4CC | 4T4R | U2100 (F2) + U900 (F1+F2) | L700+L800+L1800F1+L1800F2+L2100 | 2CC | 1034500 | 29 |  | 3 | N78 | 3 | 3 | [32 empty] | IIB | Passive to DXB-BB-AGGR-SR12e-1
DXB2767 | Site 10193 | DXB |  | DXB2767 | DXBL2767 | DXBNR2767 |  | On Air | On Air | On Air | 2021 | Permanent | 25.1287 | 55.4032 | Huawei | Outdoor | EITC Passive Infrastructure | Rooftop | RT-du Owned |  |  | 3G+4G+5G | BTS3900A | LTE-3CC | 4T4R | U2100 (F2) + U900 (F1+F2) | L800+L1800F1+L1800F2 | 1CC | 1062600 | 38 |  | 3 | N41 | 3 | 3 | [32 empty] | IIB | DXB-2767-CSG-IXR-E-1
DXB3718 | Site 10194 | DXB |  | DXB3718 | DXBL3718 | DXBNR3718 |  | On Air | On Air | On Air | 2021 | Permanent | 25.0605 | 55.2275 | Huawei | Outdoor | EITC Passive Infrastructure | Rooftop | RT-du Owned |  |  | 3G+4G+5G | BTS3900A | LTE-3CC | 4T4R | U2100 (F2) + U900 (F1+F2) | L800+L1800F1+L1800F2 | 2CC | 1067300 | 36 |  | 3 | N78 | 3 | 3 | [32 empty] | IIB | Passive to DUBAIOTECH-PREAGG-SR7-1
DXB1220 | Site 10195 | DXB |  | DXB1220 | DXBL1220 | DXBNR1220 |  | On Air | On Air | On Air | 2021 | Permanent | 25.1496 | 55.4958 | Huawei | Outdoor | EITC Passive Infrastructure | Greenfield | Outdoor Green field-du Owned |  |  | 3G+4G+5G | BTS3900A | LTE-CA | 2T2R | U2100 (F2) + U900 (F1+F2) | L1800F1+L1800F2 | 1CC | 1081400 | 40 |  | 3 | N41 | 3 | 3 | [32 empty] | IIB | DXB-1220-CSG-IXR-E-1
DXB3003 | Site 10196 | DXB |  | DXB3003 | DXBL3003 | DXBNR3003 |  | On Air | On Air | On Air | 2021 | Permanent | 25.1271 | 55.2686 | Huawei | Outdoor | Site Sharing | Capex_ETC Lead | Outdoor Taawn-Etisalat Lead |  |  | 3G+4G+5G | BTS3900A | LTE-4CC | 2T2R | U2100 (F2) + U900 (F1+F2) | L800+L1800F1+L1800F2+L2100 | 1CC | 1063100 | 35 |  | 3 | N41 | 4 | 3 | Y | [31 empty] | IIB | DXB-3003-CSG-IXR-E-1
DXB1461 | Site 10197 | DXB |  | DXB1461 | DXBL1461 | DXBNR1461 |  | On Air | On Air | On Air | 2021 | Permanent | 25.0056 | 55.1097 | Huawei | Outdoor | EITC Passive Infrastructure | Rooftop | RT-du Owned |  |  | 3G+4G+5G | BTS3900A | LTE-4CC | 4T4R | U2100 (F2) + U900 (F1+F2) | L800+L1800F1+L1800F2+L2100 | 2CC | 1059900 | 20 |  | 3 | N78 | 3 | 3 | [32 empty] | IIB | DXB-1461-CSG-IXR-E-1
DXB2722 | Site 10198 | DXB |  | DXB2722 | DXBL2722 | DXBNR2722 |  | On Air | On Air | On Air | 2021 | Permanent | 24.758 | 55.364 | Huawei | Outdoor | EITC Passive Infrastructure | Greenfield | Outdoor Green field-du Owned |  |  | 3G+4G+5G | BTS3900A | LTE-4CC | 2T2R | U2100 (F2) + U900 (F1+F2) | L700+L800+L1800F1+L1800F2+L2100 | 1CC | 1097100 | 40 |  | 3 | N41 | 3 | 3 | [32 empty] | MW | 0
DXB3022 | Site 10199 | DXB |  | DXB3022 | DXBL3022 |  |  | On Air | On Air |  | 2021 | Permanent | 24.7505 | 55.4866 | Huawei | Outdoor | EITC Passive Infrastructure | Greenfield | Outdoor Green field-du Owned |  |  | 3G+4G | BTS3900A | LTE-3CC | 2T2R | U2100 (F2) + U900 (F1+F2) | L800+L1800F1+L1800F2 | - | 1094500 | 40 |  |  | - | 4 | - | [32 empty] | MW | 0
DXB1929 | Site 10200 | DXB |  | DXB1929 | DXBL1929 | DXBNR1929 |  | On Air | On Air | On Air | 2021 | Permanent | 24.9896 | 55.3954 | Huawei | Outdoor | Site Sharing | Capex_ETC Lead | Outdoor Taawn-Etisalat Lead |  |  | 3G+4G+5G | BTS3900A | LTE-4CC | 4T4R | U2100 (F2) + U900 (F1+F2) | L700+L800+L1800F1+L1800F2+L2100 | 1CC | 1091600 | 30 |  | 3 | N41 | 3 | 3 | [32 empty] | IIB | DXB-1929-CSG-ASR920-LD-1
DXB2062 | Site 10201 | DXB |  | DXB2062 | DXBL2062 | DXBNR2062 |  | On Air | On Air | On Air | 2021 | Permanent | 24.9809 | 55.3823 | Huawei | Outdoor | Site Sharing | Capex_ETC Lead | Outdoor Taawn-Etisalat Lead |  |  | 3G+4G+5G | BTS3900A | LTE-CA | 2T2R | U2100 (F2) + U900 (F1+F2) | L1800F1+L1800F2 | 1CC | 1091600 | 30 |  | 3 | N41 | 3 | 3 | [32 empty] | IIB | Passive to DXB-QUDRA-CSG-IXR-E-1
DXB1234 | Site 10202 | DXB |  | DXB1234 | DXBL1234 |  |  | On Air | On Air |  | 2021 | Permanent | 24.9137 | 54.9154 | Huawei | Outdoor | EITC Passive Infrastructure | Rooftop | RT-du Owned |  |  | 3G+4G | BTS3900A | LTE-3CC | 2T2R | U2100 (F2) + U900 (F1+F2) | L800+L1800F1+L1800F2 | - | 1051300 | 36 |  |  | - | 3 | - | [32 empty] | MW | 0
DXB2574 | Site 10203 | DXB |  | DXB2574 | DXBL2574 | DXBNR2574 |  | On Air | On Air | On Air | 2021 | Permanent | 25.0005 | 55.1078 | Huawei | Outdoor | EITC Passive Infrastructure | Rooftop | RT-du Owned |  |  | 3G+4G+5G | BTS3900A | LTE-4CC | 8T8R | U2100 (F2) + U900 (F1+F2) | L800+L1800F1+L1800F2+L2100 | 2CC | 1059900 | 23 |  | 3 | N78 | 3 | 3 | [32 empty] | IIB | Passive DXB-1583-SCSG-IXR-R6-1
DXB2474 | Site 10204 | DXB |  | DXB2474 | DXBL2474 | DXBNR2474 |  | On Air | On Air | On Air | 2021 | Permanent | 25.1817 | 55.3171 | Huawei | Outdoor | Site Sharing | Site Share | Outdoor Site Sharing-Etisalat Owned |  |  | 3G+4G+5G | BTS3900A | LTE-4CC | 4T4R | U2100 (F2) + U900 (F1+F2) | L700+L800+L1800F1+L1800F2+L2100 | 2CC | 1041300 | 30 |  | 3 | N78 | 3 | 3 | [32 empty] | MW | 0
DXB1273 | Site 10205 | DXB |  | DXB1273 | DXBL1273 | DXBNR1273 |  | On Air | On Air | On Air | 2021 | Permanent | 24.999 | 55.1424 | Huawei | Outdoor | EITC Passive Infrastructure | Rooftop | RT-du Owned |  |  | 3G+4G+5G | BTS3900A | LTE-4CC | 4T4R | U2100 (F2) + U900 (F1+F2) | L700+L800+L1800F1+L1800F2+L2100 | 2CC | 1059900 | 28 |  | 3 | N78 | 3 | 3 | [32 empty] | IIB | DXB-1273-CSG-N540-LD-1
DXB3474 | Site 10206 | DXB |  | DXB3474 | DXBL3474 | DXBNR3474 |  | On Air | On Air | On Air | 2021 | Permanent | 25.1105 | 55.2443 | Huawei | Outdoor | EITC Passive Infrastructure | Rooftop | RT-du Owned |  |  | 3G+4G+5G | BTS3900A | LTE-3CC | 4T4R | U2100 (F2) + U900 (F1+F2) | L800+L1800F1+L1800F2 | 2CC | 1063100 | 40 |  | 3 | N78 | 3 | 3 | [32 empty] | IIB | DXB-3474-CSG-ASR920-LD-1
DXB3476 | Site 10207 | DXB |  | DXB3476 | DXBL3476 | DXBNR3476 |  | On Air | On Air | On Air | 2021 | Permanent | 25.1882 | 55.3942 | Huawei | Outdoor | EITC Passive Infrastructure | Rooftop | RT-du Owned |  |  | 3G+4G+5G | BTS3900A | LTE-4CC | 4T4R | U2100 (F2) + U900 (F1+F2) | L800+L1800F1+L1800F2+L2100 | 1CC | 1041600 | 43 |  | 3 | N41 | 3 | 3 | [32 empty] | IIB | DXB-3476-CSG-ASR920-LD-1
DXB2960 | Site 10208 | DXB |  | DXB2960 | DXBL2960 | DXBNR2960 |  | On Air | On Air | On Air | 2021 | Permanent | 25.2071 | 55.5772 | Huawei | Outdoor | Site Sharing | Capex_ETC Lead | Outdoor Taawn-Etisalat Lead |  |  | 3G+4G+5G | BTS3900A | LTE-4CC | 4T4R | U2100 (F2) + U900 (F1+F2) | L800+L1800F1+L1800F2+L2100 | 1CC | 1071100 | 35 |  | 3 | N41 | 3 | 3 | [32 empty] | IIB | DXB-2960-CSG-IXR-E-1
DXB2070 | Site 10209 | DXB |  | DXB2070 | DXBL2070 | DXBNR2070 |  | On Air | On Air | On Air | 2021 | Permanent | 25.1311 | 55.2437 | Huawei | Outdoor | EITC Passive Infrastructure | Greenfield | Outdoor Green field-du Owned |  |  | 3G+4G+5G | BTS3900A | LTE-4CC | 4T4R | U2100 (F2) + U900 (F1+F2) | L800+L1800F1+L1800F2+L2100 | 2CC | 1036500 | 35 |  | 3 | N78 | 3 | 3 | [32 empty] | IIB | DXB-2070-CSG-IXR-E-1
DXB6269 | Site 10210 | DXB |  | DXB6269 | DXBL6269 | DXBNR6269 |  | Deactivated for 4G Expansion. | On Air | On Air | Book RRU - 2020 | Permanent | 24.9612 | 55.1505 | Huawei | Book RRU | EITC Passive Infrastructure | Book RRU | Outdoor Green field-du Owned- Small Cells |  |  | 4G+5G | RRU5935E | LTE-CA | 2T2R | - | L1800F1+L2100 | 1CC | 1052100 | 4 |  | 3 | N78 | 3 | 3 | [32 empty] | IIB | Shared with IBS site DXN0601 – integrated
DXB3365 | Site 10211 | DXB |  | DXB3365 | DXBL3365 | DXBNR3365 |  | On Air | On Air | On Air | 2021 | Permanent | 25.2367 | 55.5346 | Huawei | Outdoor | Site Sharing | Capex_ETC Lead | Outdoor Taawn-Etisalat Lead |  |  | 3G+4G+5G | BTS3900A | LTE-3CC | 2T2R | U2100 (F2) + U900 (F1+F2) | L800+L1800F1+L1800F2 | 1CC | 1028200 | 30 |  | 3 | N41 | 3 | - | [32 empty] | IIB | DXB-3365-CSG-IXR-E-1
DXB3240 | Site 10212 | DXB |  | DXB3240 | DXBL3240 | DXBNR3240 |  | On Air | On Air | On Air | 2021 | Permanent | 24.859 | 55.1402 | Huawei | Outdoor | Site Sharing | Capex_ETC Lead | Outdoor Taawn-Etisalat Lead |  |  | 3G+4G+5G | BTS3900A | LTE-3CC | 4T4R | U2100 (F2) + U900 (F1+F2) | L800+L1800F1+L1800F2 | 1CC | 1052100 | 35 |  | 3 | N41 | 3 | 3 | [32 empty] | IIB | DXB-3240-CSG-IXR-E-1
DXB3733 | Site 10213 | DXB |  | DXB3733 | DXBL3733 | DXBNR3733 |  | On Air | On Air | On Air | 2021 | Permanent | 25.0895 | 55.1529 | Huawei | Outdoor | EITC Passive Infrastructure | Rooftop | RT-du Owned |  |  | 3G+4G+5G | BTS3900A | LTE-3CC | 4T4R | U2100 (F2) + U900 (F1+F2) | L800+L1800F1+L1800F2 | 2CC | 1038200 | 28 |  | 3 | N78 | 3 | 3 | [32 empty] | IIB | DXB-3733-CSG-ASR920-LD-1
DXB3610 | Site 10214 | DXB |  | DXB3610 | DXBL3610 | DXBNR3610 |  | On Air | On Air | On Air | 2021 | Permanent | 25.0343 | 55.1745 | Huawei | Outdoor | EITC Passive Infrastructure | Rooftop | RT-du Owned |  |  | 3G+4G+5G | BTS3900A | LTE-4CC | 4T4R | U2100 (F2) + U900 (F1+F2) | L800+L1800F1+L1800F2+L2100 | 2CC | 1068400 | 28 |  | 3 | N78 | 3 | 3 | [32 empty] | IIB | Passive DXB-JPPOP-CSG-IXR-E-1
DXB3356 | Site 10215 | DXB |  | DXB3356 | DXBL3356 | DXBNR3356 |  | On Air | On Air | On Air | 2021 | Permanent | 25.0944 | 55.1348 | Huawei | Outdoor | EITC Passive Infrastructure | Greenfield | Outdoor Green field-du Owned |  |  | 3G+4G+5G | BTS3900A | LTE-4CC | 4T4R | U2100 (F2) + U900 (F1+F2) | L700+L800+L1800F1+L1800F2+L2100 | 3CC | 1038100 | 40 |  | 3 | N41+N78 | 4 | 3 | [32 empty] | IIB | DXB-3356-CSG-IXR-E-1
DXB3656 | Site 10216 | DXB |  | DXB3656 | DXBL3656 | DXBNR3656 |  | On Air | On Air | On Air | 2021 | Permanent | 25.2028 | 55.5642 | Huawei | Outdoor | Site Sharing | Capex_ETC Lead | Outdoor Taawn-Etisalat Lead |  |  | 3G+4G+5G | BTS3900A | LTE-4CC | 4T4R | U2100 (F2) + U900 (F1+F2) | L800+L1800F1+L1800F2+L2100 | 1CC | 1071100 | 35 |  | 3 | N41 | 3 | 3 | [32 empty] | IIB | DXB-3656-CSG-ASR920-LD-1
DXB3908 | Site 10217 | DXB |  | DXB3908 | DXBL3908 | DXBNR3908 |  | On Air | On Air | On Air | 2021 | Permanent | 25.2098 | 55.5915 | Huawei | Outdoor | Site Sharing | Capex_ETC Lead | Outdoor Taawn-Etisalat Lead |  |  | 3G+4G+5G | BTS3900A | LTE-4CC | 4T4R | U2100 (F2) + U900 (F1+F2) | L800+L1800F1+L1800F2+L2100 | 1CC | 1071100 | 35 |  | 3 | N41 | 3 | 3 | [32 empty] | IIB | DXB-3908-CSG-ASR920-LD-1
DXB3338 | Site 10218 | DXB |  | DXB3338 | DXBL3338 | DXBNR3338 |  | On Air | On Air | On Air | Book RRU - 2021 | Permanent | 25.2769 | 55.385 | Huawei | Book RRU | EITC Passive Infrastructure | Rooftop | RT-du Owned |  |  | 3G+4G+5G | RRU5935E | LTE | 2T2R | U2100 (F2) | L1800F1 | 2CC | 1023300 | 23 |  | 2 | N78 | 2 | 2 | [32 empty] | IIB | DXB-3338-CSG-IXR-E-1
DXB3087 | Site 10219 | DXB |  | DXB3087 | DXBL3087 | DXBNR3087 |  | On Air | On Air | On Air | 2021 | Permanent | 25.1504 | 55.2508 | Huawei | Outdoor | EITC Passive Infrastructure | Rooftop | RT-du Owned |  |  | 3G+4G+5G | BTS3900A | LTE-4CC | 4T4R | U2100 (F2) + U900 (F1+F2) | L800+L1800F1+L1800F2+L2100 | 2CC | 1035900 | 29 |  | 3 | N78 | 3 | 3 | [32 empty] | IIB | DXB-3087-CSG-N540-LD-1
DXB3788 | Site 10220 | DXB |  | DXB3788 | DXBL3788 | DXBNR3788 |  | On Air | On Air | On Air | 2021 | Permanent | 25.2777 | 55.3118 | Huawei | Outdoor | EITC Passive Infrastructure | Rooftop | RT-du Owned |  |  | 3G+4G+5G | BTS3900A | LTE-4CC | 4T4R | U2100 (F2) + U900 (F1+F2) | L800+L1800F1+L1800F2+L2100 | 1CC | 1011700 | 30 |  | 3 | N41 | 3 | 3 | [32 empty] | MW | 0
DXB1715 | Site 10221 | DXB |  | DXB1715 | DXBL1715 | DXBNR1715 |  | On Air | On Air | On Air | 2021 | Permanent | 25.1566 | 55.3821 | Huawei | Outdoor | EITC Passive Infrastructure | Greenfield | Outdoor Green field-du Owned |  |  | 3G+4G+5G | BTS3900A | LTE-4CC | 4T4R | U2100 (F2) + U900 (F1+F2) | L800+L1800F1+L1800F2+L2100 | 1CC | 1061600 | 40 |  | 3 | N41 | 4 | 3 | Y | [31 empty] | IIB | DXB-1715-CSG-SAR-X-1
DXB2205 | Site 10222 | DXB |  | DXB2205 | DXBL2205 | DXBNR2205 |  | On Air | On Air | On Air | 2021 | Permanent | 24.9163 | 55.0638 | Huawei | Outdoor | EITC Passive Infrastructure | RDU | Outdoor Green field-du Owned |  |  | 3G+4G+5G | BTS3900A | LTE-4CC | 2T2R | U2100 (F2) + U900 (F1+F2) | L800+L1800F1+L1800F2+L2100 | 1CC | 1051600 | 35 |  | 3 | N41 | 3 | 3 | [32 empty] | IIB | DXB-2205-CSG-ASR920-LD-1
DXB3520 | Site 10223 | DXB |  | DXB3520 | DXBL3520 |  |  | On Air | On Air |  | 2021 | Permanent | 24.7251 | 55.4146 | Huawei | Outdoor | EITC Passive Infrastructure | Greenfield | Outdoor Green field-du Owned |  |  | 3G+4G | BTS3900A | LTE-4CC | 2T2R | U2100 (F2) + U900 (F1+F2) | L700+L800+L1800F1+L1800F2+L2100 | - | 1097500 | 40 |  |  | - | 3 | - | [32 empty] | IIB | DXB-3520-CSG-ASR920-LD-1
DXB3349 | Site 10224 | DXB |  | DXB3349 | DXBL3349 | DXBNR3349 |  | On Air | On Air | On Air | 2021 | Permanent | 24.9218 | 55.0537 | Huawei | Outdoor | Site Sharing | Capex_ETC Lead | Outdoor Taawn-Etisalat Lead |  |  | 3G+4G+5G | BTS3900A | LTE-4CC | 2T2R | U2100 (F2) + U900 (F1+F2) | L800+L1800F1+L1800F2+L2100 | 1CC | 1051600 | 30 |  | 3 | N41 | 3 | 3 | [32 empty] | IIB | DXB-3349-CSG-IXR-E-1
DXB3611 | Site 10225 | DXB |  | DXB3611 | DXBL3611 | DXBNR3611 |  | On Air | On Air | On Air | 2021 | Permanent | 25.13 | 55.2521 | Huawei | Outdoor | EITC Passive Infrastructure | Rooftop | RT-du Owned |  |  | 3G+4G+5G | BTS3900A | LTE-4CC | 2T2R | U2100 (F2) + U900 (F1+F2) | L800+L1800F1+L1800F2+L2100 | 2CC | 1036500 | 19 |  | 3 | N78 | 3 | 3 | [32 empty] | IIB | Passive DXB-3129-SCSG-SR7B-1
DXB6150 | Site 10226 | DXB |  | DXB6150 | DXBL6150 | DXBNR6150 |  | Deactivated for 4G Expansion. | On Air | On Air | Book RRU - 2020 | Permanent | 24.9607 | 55.1536 | Huawei | Book RRU | EITC Passive Infrastructure | Book RRU | Outdoor Green field-du Owned- Small Cells |  |  | 4G+5G | RRU5935E | LTE-CA | 2T2R | - | L1800F1+L2100 | 1CC | 1052100 | 3.7 |  | 4 | N78 | 4 | 4 | [32 empty] | IIB | DXB-6150-CSG-ASR907-HD-2
DXB6251 | Site 10227 | DXB |  | DXB6251 | DXBL6251 | DXBNR6251 |  | Deactivated for 4G Expansion. | On Air | On Air | Book RRU - 2020 | Permanent | 24.9627 | 55.1481 | Huawei | Book RRU | EITC Passive Infrastructure | Book RRU | Outdoor Green field-du Owned- Small Cells |  |  | 4G+5G | RRU5935E | LTE-CA | 2T2R | - | L1800F1+L2100 | 1CC | 1052100 | 3.8 |  | 2 | N78 | 2 | 2 | [32 empty] | IIB | EXPO-Co-Ex-CSG-ASR907-1
DXB6261 | Site 10228 | DXB |  | DXB6261 | DXBL6261 | DXBNR6261 |  | Deactivated for 4G Expansion. | On Air | On Air | Book RRU - 2020 | Permanent | 24.9614 | 55.1514 | Huawei | Book RRU | EITC Passive Infrastructure | Book RRU | Outdoor Green field-du Owned- Small Cells |  |  | 4G+5G | RRU5935E | LTE-CA | 2T2R | - | L1800F1+L2100 | 1CC | 1052100 | 3 |  | 2 | N78 | 2 | 2 | [32 empty] | IIB | Shared with IBS site DXN0603 – integrated
DXB6266 | Site 10229 | DXB |  | DXB6266 | DXBL6261 | DXBNR6266 |  | Deactivated for 4G Expansion. | On Air | On Air | Book RRU - 2020 | Permanent | 24.96 | 55.1502 | Huawei | Book RRU | EITC Passive Infrastructure | Book RRU | Outdoor Green field-du Owned- Small Cells |  |  | 4G+5G | RRU5935E | LTE-CA | 2T2R | - | L1800F1+L2100 | 1CC | 1052100 | 3 |  | 2 | N78 | 2 | 2 | [32 empty] | IIB | Shared with IBS site DXN0602 – integrated
DXB6008 | Site 10230 | DXB |  | DXB6008 | DXBL6008 | DXBNR6008 |  | Deactivated for 4G Expansion. | On Air | On Air | Book RRU - 2020 | Permanent | 24.9608 | 55.1503 | Huawei | Book RRU | EITC Passive Infrastructure | Book RRU | Outdoor Green field-du Owned- Small Cells |  |  | 4G+5G | RRU5935E | LTE-CA | 2T2R | - | L1800F1+L2100 | 1CC | 1052100 | 4 |  | 1 | N78 | 1 | 1 | [32 empty] | IIB | DXB-6008-CSG-ASR920-HD-1
DXB6011 | Site 10231 | DXB |  | DXB6011 | DXBL6011 | DXBNR6011 |  | Deactivated for 4G Expansion. | On Air | On Air | Book RRU - 2020 | Permanent | 24.9608 | 55.151 | Huawei | Book RRU | EITC Passive Infrastructure | Book RRU | Outdoor Green field-du Owned- Small Cells |  |  | 4G+5G | RRU5935E | LTE-CA | 2T2R | - | L1800F1+L2100 | 1CC | 1052100 | 4 |  | 1 | N78 | 1 | 1 | [32 empty] | IIB | DXB-3676-CSG-ASR920-HD-1
DXB6015 | Site 10232 | DXB |  | DXB6015 | DXBL6015 | DXBNR6015 |  | Deactivated for 4G Expansion. | On Air | On Air | Book RRU - 2020 | Permanent | 24.9606 | 55.1507 | Huawei | Book RRU | EITC Passive Infrastructure | Book RRU | Outdoor Green field-du Owned- Small Cells |  |  | 4G+5G | RRU5935E | LTE-CA | 2T2R | - | L1800F1+L2100 | 1CC | 1052100 | 4 |  | 1 | N78 | 1 | 1 | [32 empty] | IIB | DXB-3677-CSG-ASR920-HD-1
DXB3621 | Site 10233 | DXB |  | DXB3621 | DXBL3621 | DXBNR3621 |  | On Air | On Air | On Air | 2021 | Permanent | 24.9809 | 55.1394 | Huawei | Outdoor | EITC Passive Infrastructure | Rooftop | RT-du Owned |  |  | 3G+4G+5G | BTS3900A | LTE-4CC | 4T4R | U2100 (F2) + U900 (F1+F2) | L700+L800+L1800F1+L1800F2+L2100 | 2CC | 1059900 | 22 |  | 3 | N78 | 3 | 3 | [32 empty] | IIB | DXB-3621-CSG-IXR-E-1
DXB3663 | Site 10234 | DXB |  | DXB3663 | DXBL3663 | DXBNR3663 |  | On Air | On Air | On Air | 2021 | Permanent | 25.1243 | 55.2166 | Huawei | Outdoor | EITC Passive Infrastructure | Greenfield | Outdoor Green field-du Owned |  |  | 3G+4G+5G | BTS3900A | LTE-4CC | 4T4R | U2100 (F2) + U900 (F1+F2) | L800+L1800F1+L1800F2+L2100 | 2CC | 1036800 | 35 |  | 3 | N78 | 4 | 3 | [32 empty] | IIB | Passive to DXB-3129-SCSG-SR7B-1
DXB3859 | Site 10235 | DXB |  | DXB3859 | DXBL3859 | DXBNR3859 |  | On Air | On Air | On Air | 2021 | Permanent | 25.2903 | 55.4103 | Huawei | Outdoor | Site Sharing | Capex_ETC Lead | Outdoor Taawn-Etisalat Lead |  |  | 3G+4G+5G | BTS3900A | LTE-4CC | 2T2R | U2100 (F2) + U900 (F1+F2) | L800+L1800F1+L1800F2+L2100 | 2CC | 1024800 | 35 |  | 3 | N78 | 3 | 3 | [32 empty] | MW | 0
DXB3676 | Site 10236 | DXB |  | DXB3676 | DXBL3676 | DXBNR3676 |  | On Air | On Air | On Air | 2021 | Permanent | 24.9608 | 55.151 | Huawei | Outdoor | Site Sharing | Site Share - Rooftop | Outdoor Site Sharing-Etisalat Owned |  |  | 3G+4G+5G | BTS3900A | LTE-4CC | 4T4R | U2100 (F2) + U900 (F1+F2) | L700+L800+L1800F1+L1800F2+L2100 | 2CC | 1052100 | 6 |  | 2 | N78 | 3 | 2 | [32 empty] | IIB | DXB-3676-CSG-ASR920-HD-1
DXB3677 | Site 10237 | DXB |  | DXB3677 | DXBL3677 | DXBNR3677 |  | On Air | On Air | On Air | 2021 | Permanent | 24.9606 | 55.1507 | Huawei | Outdoor | Site Sharing | Site Share - Rooftop | Outdoor Site Sharing-Etisalat Owned |  |  | 3G+4G+5G | BTS3900A | LTE-4CC | 4T4R | U2100 (F2) + U900 (F1+F2) | L700+L800+L1800F1+L1800F2+L2100 | 4CC | 1052100 | 6 |  | 1 | N258 | 2 | 1 | [32 empty] | IIB | DXB-3677-CSG-ASR920-HD-1
DXB3679 | Site 10238 | DXB |  | DXB3679 | DXBL3679 | DXBNR3679 |  | On Air | On Air | On Air | 2021 | Permanent | 24.9608 | 55.1503 | Huawei | Outdoor | Site Sharing | Site Share - Rooftop | Outdoor Site Sharing-Etisalat Owned |  |  | 3G+4G+5G | BTS3900A | LTE-4CC | 4T4R | U2100 (F2) + U900 (F1+F2) | L700+L800+L1800F1+L1800F2+L2100 | 2CC | 1052100 | 6 |  | 2 | N78 | 3 | 2 | [32 empty] | IIB | DXB-3679-CSG-ASR920-HD-1
DXB3684 | Site 10239 | DXB |  | DXB3684 | DXBL3684 | DXBNR3684 |  | On Air | On Air | On Air | 2021 | Permanent | 24.9612 | 55.1505 | Huawei | Outdoor | Site Sharing | Site Share - Rooftop | Outdoor Site Sharing-Etisalat Owned |  |  | 3G+4G+5G | BTS3900A | LTE-4CC | 4T4R | U2100 (F2) + U900 (F1+F2) | L700+L800+L1800F1+L1800F2+L2100 | 4CC | 1052100 | 6 |  | 1 | N258 | 3 | 1 | [32 empty] | IIB | DXB-3684-CSG-ASR920-HD-1
DXB1460 | Site 10240 | DXB |  | DXB1460 | DXBL1460 | DXBNR1460 |  | On Air | On Air | On Air | 2021 | Permanent | 25.1144 | 55.5213 | Huawei | Outdoor | EITC Passive Infrastructure | Greenfield | Outdoor Green field-du Owned |  |  | 3G+4G+5G | BTS3900A | LTE-4CC | 2T2R | U2100 (F2) + U900 (F1+F2) | L800+L1800F1+L1800F2+L2100 | 1CC | 1082100 | 40 |  | 3 | N41 | 3 | 3 | [32 empty] | MW | 0
DXB3590 | Site 10241 | DXB |  | DXB3590 | DXBL3590 | DXBNR3590 |  | On Air | On Air | On Air | 2021 | Permanent | 25.237 | 55.5493 | Huawei | Outdoor | Site Sharing | Capex_ETC Lead | Outdoor Taawn-Etisalat Lead |  |  | 3G+4G+5G | BTS3900A | LTE-4CC | 4T4R | U2100 (F2) + U900 (F1+F2) | L800+L1800F1+L1800F2+L2100 | 1CC | 1028400 | 30 |  | 3 | N41 | 3 | 3 | [32 empty] | IIB | DXB-3590-CSG-IXR-E-1
DXB3628 | Site 10242 | DXB |  | DXB3628 | DXBL3628 | DXBNR3628 |  | On Air | On Air | On Air | 2021 | Permanent | 24.9559 | 55.1507 | Huawei | Outdoor | Site Sharing | Site Share - Mosaic | Outdoor Site Sharing-Etisalat Owned |  |  | 3G+4G+5G | BTS3900A | LTE-4CC | 4T4R | U2100 (F2) + U900 (F1+F2) | L700+L800+L1800F1+L1800F2+L2100 | 2CC | 1052100 | 20 |  | 3 | N78 | 3 | 3 | [32 empty] | IIB | DXB-3628-CSG-ASR920-HD-1
DXB3050 | Site 10243 | DXB |  | DXB3050 | DXBL3050 | DXBNR3050 |  | On Air | On Air | On Air | 2021 | Permanent | 25.183 | 55.4023 | Huawei | Outdoor | EITC Passive Infrastructure | Rooftop | RT-du Owned |  |  | 3G+4G+5G | BTS3900A | LTE-4CC | 4T4R | U2100 (F2) + U900 (F1+F2) | L800+L1800F1+L1800F2+L2100 | 1CC | 1042100 | 35 |  | 3 | N41 | 3 | 3 | [32 empty] | IIB | Passive DXB-1153-PRAGG-SR7-1
DXB3629 | Site 10244 | DXB |  | DXB3629 | DXBL3629 | DXBNR3629 |  | On Air | On Air | On Air | 2021 | Permanent | 25.2728 | 55.4352 | Huawei | Outdoor | EITC Passive Infrastructure | RDU | Outdoor Green field-du Owned |  |  | 3G+4G+5G | BTS3900A | LTE-4CC | 4T4R | U2100 (F2) + U900 (F1+F2) | L800+L1800F1+L1800F2+L2100 | 2CC | 1026400 | 30 |  | 3 | N78 | 3 | 3 | [32 empty] | IIB | DXB-3629-CSG-SAR-X-1
DXB6080 | Site 10245 | DXB |  | DXB6080 | DXBL6080 | DXBNR6080 |  | Deactivated for 4G Expansion. | On Air | On Air | Book RRU - 2020 | Permanent | 24.9582 | 55.1512 | Huawei | Book RRU | EITC Passive Infrastructure | Book RRU | Outdoor Green field-du Owned- Small Cells |  |  | 4G+5G | RRU5935E | LTE-CA | 2T2R | - | L1800F1+L2100 | 1CC | 1052100 | 3 |  | 5 | N78 | 5 | 5 | [32 empty] | IIB | DXB-6080-CSG-ASR907-HD-1
DXB6090 | Site 10246 | DXB |  | DXB6090 | DXBL6090 | DXBNR6090 |  | Deactivated for 4G Expansion. | On Air | On Air | Book RRU - 2020 | Permanent | 24.9598 | 55.1508 | Huawei | Book RRU | EITC Passive Infrastructure | Book RRU | Outdoor Green field-du Owned- Small Cells |  |  | 4G+5G | RRU5935E | LTE-CA | 2T2R | - | L1800F1+L2100 | 1CC | 1052100 | 3 |  | 5 | N78 | 5 | 5 | [32 empty] | IIB | DXB-6080-CSG-ASR907-HD-1
DXB6161 | Site 10247 | DXB |  | DXB6161 | DXBL6161 | DXBNR6161 |  | Deactivated for 4G Expansion. | On Air | On Air | Book RRU - 2020 | Permanent | 24.9624 | 55.1542 | Huawei | Book RRU | EITC Passive Infrastructure | Book RRU | Outdoor Green field-du Owned- Small Cells |  |  | 4G+5G | RRU5935E | LTE-CA | 2T2R | - | L1800F1+L2100 | 1CC | 1052100 | 3.7 |  | 3 | N78 | 3 | 3 | [32 empty] | IIB | DXB-6150-CSG-ASR907-HD-2
DXB6264 | Site 10248 | DXB |  | DXB6264 | DXBL6264 | DXBNR6264 |  | Deactivated for 4G Expansion. | On Air | On Air | Book RRU - 2020 | Permanent | 24.9606 | 55.1516 | Huawei | Book RRU | EITC Passive Infrastructure | Book RRU | Outdoor Green field-du Owned- Small Cells |  |  | 4G+5G | RRU5935E | LTE-CA | 2T2R | - | L1800F1+L2100 | 1CC | 1052100 | 3 |  | 2 | N78 | 2 | 2 | [32 empty] | IIB | DXN-0604-CSG-ASR920-HD-1
DXB6002 | Site 10249 | DXB |  | DXB6002 | DXBL6002 | DXBNR6002 |  | Deactivated for 4G Expansion. | On Air | On Air | Book RRU - 2020 | Permanent | 24.9655 | 55.1524 | Huawei | Book RRU | EITC Passive Infrastructure | Book RRU | Outdoor Green field-du Owned- Small Cells |  |  | 4G+5G | RRU5935E | LTE-CA | 2T2R | - | L1800F1+L2100 | 1CC | 1052100 | 3.5 |  | 1 | N78 | 1 | 1 | [32 empty] | IIB | DXB-6002-AGGR-SR7-1 + DXB-6002-AGGR-SR7-2 + + + +
DXB3862 | Site 10250 | DXB |  | DXB3862 | DXBL3862 | DXBNR3862 |  | On Air | On Air | On Air | 2021 | Permanent | 24.8359 | 55.0958 | Huawei | Outdoor | EITC Passive Infrastructure | Greenfield | Outdoor Green field-du Owned |  |  | 3G+4G+5G | BTS3900A | LTE-4CC | 4T4R | U2100 (F2) + U900 (F1+F2) | L800+L1800F1+L1800F2+L2100 | 1CC | 1053300 | 40 |  | 3 | N41 | 3 | 3 | [32 empty] | IIB | DXB-3862-CSG-SAR-X-1
DXB3285 | Site 10251 | DXB |  | DXB3285 | DXBL3285 | DXBNR3285 |  | On Air | On Air | On Air | 2021 | Permanent | 24.8615 | 55.1479 | Huawei | Outdoor | Site Sharing | Capex_ETC Lead | Outdoor Taawn-Etisalat Lead |  |  | 3G+4G+5G | BTS3900A | LTE-4CC | 2T2R | U2100 (F2) + U900 (F1+F2) | L800+L1800F1+L1800F2+L2100 | 1CC | 1052100 | 30 |  | 3 | N41 | 3 | 3 | [32 empty] | IIB | DXB-3285-CSG-SAR-X-1
DXB1221 | Site 10252 | DXB |  | DXB1221 | DXBL1221 | DXBNR1221 |  | On Air | On Air | On Air | 2021 | Permanent | 25.0027 | 55.1026 | Huawei | Outdoor | EITC Passive Infrastructure | Rooftop | RT-du Owned |  |  | 3G+4G+5G | BTS3900A | LTE-4CC | 4T4R | U2100 (F2) + U900 (F1+F2) | L800+L1800F1+L1800F2+L2100 | 2CC | 1059900 | 23 |  | 3 | N78 | 3 | 3 | [32 empty] | IIB | DXB-1221-CSG-SAR-X-1
DXB2655 | Site 10253 | DXB |  | DXB2655 | DXBL2655 | DXBNR2655 |  | On Air | On Air | On Air | 2021 | Permanent | 25.0276 | 55.1123 | Huawei | Outdoor | EITC Passive Infrastructure | RDU | Outdoor Green field-du Owned |  |  | 3G+4G+5G | BTS3900A | LTE-4CC | 4T4R | U2100 (F2) + U900 (F1+F2) | L800+L1800F1+L1800F2+L2100 | 2CC | 1059102 | 35 |  | 3 | N78 | 3 | 3 | [32 empty] | MW | 0
DXB3088 | Site 10254 | DXB |  | DXB3088 | DXBL3088 | DXBNR3088 |  | On Air | On Air | On Air | 2021 | Permanent | 25.1558 | 55.2918 | Huawei | Outdoor | Site Sharing | Capex_ETC Lead | Outdoor Taawn-Etisalat Lead |  |  | 3G+4G+5G | BTS3900A | LTE-4CC | 4T4R | U2100 (F2) + U900 (F1+F2) | L800+L1800F1+L1800F2+L2100 | 2CC | 1034700 | 35 |  | 3 | N78 | 3 | 3 | [32 empty] | IIB | DXB-3088-CSG-IXR-E-1
DXB1691 | Site 10255 | DXB |  | DXB1691 | DXBL1691 | DXBNR1691 |  | On Air | On Air | On Air | 2021 | Permanent | 25.1842 | 55.4047 | Huawei | Outdoor | EITC Passive Infrastructure | Rooftop | RT-du Owned |  |  | 3G+4G+5G | BTS3900A | LTE-3CC | 4T4R | U2100 (F2) + U900 (F1+F2) | L800+L1800F1+L1800F2 | 1CC | 1042100 | 32 |  | 3 | N41 | 3 | 3 | [32 empty] | IIB | Passive to DXB-1153-PRAGG-SR7-1
DXB1723 | Site 10256 | DXB |  | DXB1723 | DXBL1723 | DXBNR1723 |  | On Air | On Air | On Air | 2021 | Permanent | 24.9455 | 55.211 | Huawei | Outdoor | EITC Passive Infrastructure | Rooftop | RT-du Owned |  |  | 3G+4G+5G | BTS3900A | LTE-3CC | 4T4R | U2100 (F2) + U900 (F1+F2) | L700+L800+L1800F1+L1800F2 | 1CC | 1052100 | 27 |  | 3 | N41 | 3 | 3 | [32 empty] | IIB | DXB-1723-CSG-IXR-E-1
DXB2428 | Site 10257 | DXB |  | DXB2428 | DXBL2428 | DXBNR2428 |  | On Air | On Air | On Air | 2021 | Permanent | 25.2627 | 55.4274 | Huawei | Outdoor | EITC Passive Infrastructure | RDU | Outdoor Green field-du Owned |  |  | 3G+4G+5G | BTS3900A | LTE-3CC | 4T4R | U2100 (F2) + U900 (F1+F2) | L1800F1+L1800F2+L2100 | 2CC | 1026400 | 30 |  | 3 | N78 | 4 | 3 | [32 empty] | IIB | DXB-2428-CSG-SAR-X-1
DXB1455 | Site 10258 | DXB |  | DXB1455 | DXBL1455 | DXBNR1455 |  | On Air | On Air | On Air | 2021 | Permanent | 25.1578 | 55.3775 | Huawei | Outdoor | EITC Passive Infrastructure | Greenfield | Outdoor Green field-du Owned |  |  | 3G+4G+5G | BTS3900A | LTE-4CC | 4T4R | U2100 (F2) + U900 (F1+F2) | L800+L1800F1+L1800F2+L2100 | 1CC | 1061600 | 40 |  | 3 | N41 | 4 | 3 | Y | [31 empty] | IIB | DXB-1455-CSG-SAR-X-1
DXB2651 | Site 10259 | DXB |  | DXB2651 | DXBL2651 | DXBNR2651 |  | On Air | On Air | On Air | 2021 | Permanent | 25.2276 | 55.4676 | Huawei | Outdoor | EITC Passive Infrastructure | Greenfield | Outdoor Green field-du Owned |  |  | 3G+4G+5G | BTS3900A | LTE-4CC | 2T2R | U2100 (F2) + U900 (F1+F2) | L800+L1800F1+L1800F2+L2100 | 1CC | 1027100 | 40 |  | 3 | N41 | 4 | 3 | [32 empty] | IIB | DXB-2651-CSG-IXR-E-1
DXB2631 | Site 10260 | DXB |  | DXB2631 | DXBL2631 | DXBNR2631 |  | On Air | On Air | On Air | 2021 | Permanent | 25.1537 | 55.2815 | Huawei | Outdoor | EITC Passive Infrastructure | RDU | Outdoor Green field-du Owned |  |  | 3G+4G+5G | BTS3900A | LTE-4CC | 4T4R | U2100 (F2) + U900 (F1+F2) | L800+L1800F1+L1800F2+L2100 | 1CC | 1034700 | 35 |  | 3 | N41 | 3 | 3 | [32 empty] | IIB | DXB-2631-CSG-IXR-E-1
DXB3374 | Site 10261 | DXB |  | DXB3374 | DXBL3374 | DXBNR3374 |  | On Air | On Air | On Air | 2021 | Permanent | 25.1449 | 55.2987 | Huawei | Outdoor | Site Sharing | Capex_ETC Lead_Palm Tree | Outdoor Taawn-Etisalat Lead |  |  | 3G+4G+5G | BTS3900A | LTE-4CC | 4T4R | U2100 (F2) + U900 (F1+F2) | L800+L1800F1+L1800F2+L2100 | 2CC | 1061800 | 30 |  | 3 | N78 | 3 | 3 | [32 empty] | IIB | DXB-3374-CSG-IXR-E-1
DXB2389 | Site 10262 | DXB |  | DXB2389 | DXBL2389 | DXBNR2389 |  | On Air | On Air | On Air | 2021 | Permanent | 25.037 | 55.2577 | Huawei | Outdoor | EITC Passive Infrastructure | RDU | Outdoor Green field-du Owned |  |  | 3G+4G+5G | BTS3900A | LTE-4CC | 4T4R | U2100 (F2) + U900 (F1+F2) | L800+L1800F1+L1800F2+L2100 | 2CC | 1067500 | 35 |  | 3 | N78 | 3 | 3 | [32 empty] | IIB | DXB-2389-CSG-IXR-E-1
DXB3918 | Site 10263 | DXB |  | DXB3918 | DXBL3918 |  |  | On Air | On Air |  | 2021 | Permanent | 25.2782 | 55.3861 | Huawei | Easy Macro | EITC Passive Infrastructure | Rooftop | RT-du Owned |  |  | 3G+4G | AAU3940 | LTE | 2T2R | U2100 (F2) | L1800F1 | - | 1024300 | 22 |  |  | - | 2 | - | [32 empty] | IIB | Passive to DXB-1866-SCSG-IXR-R6-1
DXB3029 | Site 10264 | DXB |  | DXB3029 | DXBL3029 | DXBNR3029 |  | On Air | On Air | On Air | 2021 | Permanent | 25.032 | 55.4228 | Huawei | Outdoor | EITC Passive Infrastructure | Greenfield | Outdoor Green field-du Owned |  |  | 3G+4G+5G | BTS3900A | LTE-4CC | 4T4R | U2100 (F2) + U900 (F1+F2) | L700+L800+L1800F1+L1800F2+L2100 | 1CC | 1091300 | 30 |  | 3 | N41 | 4 | 3 | [32 empty] | IIB | DXB-3029-CSG-IXR-E-1
DXB3673 | Site 10265 | DXB |  | DXB3673 | DXBL3673 | DXBNR3673 |  | On Air | On Air | On Air | 2021 | Permanent | 25.2765 | 55.3006 | Huawei | Outdoor | EITC Passive Infrastructure | Rooftop | RT-du Owned |  |  | 3G+4G+5G | BTS3900A | LTE-4CC | 4T4R | U2100 (F2) + U900 (F1+F2) | L800+L1800F1+L1800F2+L2100 | 2CC | 1011100 | 46 |  | 3 | N78 | 3 | 3 | [32 empty] | MW | 0
DXB3079 | Site 10266 | DXB |  | DXB3079 | DXBL3079 | DXBNR3079 |  | On Air | On Air | On Air | 2021 | Permanent | 25.1915 | 55.4023 | Huawei | Outdoor | EITC Passive Infrastructure | Rooftop | RT-du Owned |  |  | 3G+4G+5G | BTS3900A | LTE-4CC | 4T4R | U2100 (F2) + U900 (F1+F2) | L800+L1800F1+L1800F2+L2100 | 1CC | 1042100 | 36 |  | 3 | N41 | 3 | 3 | [32 empty] | IIB | DXB-3079-CSG-IXR-E-1
DXB2409 | Site 10267 | DXB |  | DXB2409 | DXBL2409 | DXBNR2409 |  | On Air | On Air | On Air | 2021 | Permanent | 25.074 | 55.1501 | Huawei | Outdoor | Site Sharing | Capex_ETC Lead_Palm Tree | Outdoor Taawn-Etisalat Lead |  |  | 3G+4G+5G | BTS3900A | LTE-4CC | 4T4R | U2100 (F2) + U900 (F1+F2) | L800+L1800F1+L1800F2+L2100 | 2CC | 1039400 | 30 |  | 3 | N78 | 3 | 3 | [32 empty] | IIB | DXB-2409-CSG-IXR-E-1
DXB2116 | Site 10268 | DXB |  | DXB2116 | DXBL2116 | DXBNR2116 |  | On Air | On Air | On Air | 2021 | Permanent | 25.1746 | 55.3044 | Huawei | Outdoor | Site Sharing | Capex_ETC Lead | Outdoor Taawn-Etisalat Lead |  |  | 3G+4G+5G | BTS3900A | LTE-4CC | 4T4R | U2100 (F2) + U900 (F1+F2) | L800+L1800F1+L1800F2+L2100 | 2CC | 1034700 | 30 |  | 3 | N78 | 4 | 3 | Y | [31 empty] | IIB | DXB-2116-CSG-IXR-E-1
DXS6546 | Site 10269 | DXB |  | DXS6546 | DXSL6546 |  |  | On Air | On Air |  | Book RRU - 2021 | Permanent | 25.2463 | 55.3098 | Huawei | Book RRU | EITC Passive Infrastructure | Rooftop | RT-du Owned |  |  | 3G+4G | RRU5935E | LTE | 2T2R | U2100 (F2) | L1800F1 | - | 1031800 | 20 |  |  | - | 1 | - | [32 empty] | IIB | Passive to DXB-1516-CSG-SAR-X-1
DXB3013 | Site 10270 | DXB |  | DXB3013 | DXBL3013 | DXBNR3013 |  | On Air | On Air | On Air | 2021 | Permanent | 25.2501 | 55.2969 | Huawei | Outdoor | EITC Passive Infrastructure | Rooftop | RT-du Owned |  |  | 3G+4G+5G | BTS3900A | LTE-3CC | 2T2R | U2100 (F2) + U900 (F1+F2) | L800+L1800F1+L1800F2 | 2CC | 1031700 | 32 |  | 3 | N78 | 3 | 3 | [32 empty] | MW | 0
DXB2345 | Site 10271 | DXB |  | DXB2345 | DXBL2345 | DXBNR2345 |  | On Air | On Air | On Air | 2021 | Permanent | 25.02 | 55.2537 | Huawei | Outdoor | Site Sharing | Capex_ETC Lead_Palm Tree | Outdoor Taawn-Etisalat Lead |  |  | 3G+4G+5G | BTS3900A | LTE-4CC | 4T4R | U2100 (F2) + U900 (F1+F2) | L800+L1800F1+L1800F2+L2100 | 2CC | 1067600 | 30 |  | 3 | N78 | 3 | 3 | [32 empty] | IIB | DXB-2345-CSG-IXR-E-1
DXB3438 | Site 10272 | DXB |  | DXB3438 | DXBL3438 |  |  | On Air | On Air |  | 2021 | Permanent | 24.7766 | 55.6407 | Huawei | Outdoor | Site Sharing | Site Share | Outdoor Site Sharing-Etisalat Owned |  |  | 3G+4G | BTS3900A | LTE-3CC | 4T4R | U2100 (F2) + U900 (F1+F2) | L700+L800+L1800F1+L1800F2 | - | 1086100 | 90 |  |  | - | 3 | - | [32 empty] | MW | 0
DXB3107 | Site 10273 | DXB |  | DXB3107 | DXBL3107 | DXBNR3107 |  | On Air | On Air | On Air | 2021 | Permanent | 25.1406 | 55.1348 | Huawei | Outdoor | EITC Passive Infrastructure | Rooftop | RT-du Owned |  |  | 3G+4G+5G | BTS3900A | LTE-4CC | 4T4R | U2100 (F2) + U900 (F1+F2) | L800+L1800F1+L1800F2+L2100 | 2CC | 1038100 | 31 |  | 3 | N78 | 3 | 3 | [32 empty] | IIB | Passive DXB-PALMJ-CSG-IXR-E-2
DXS6549 | Site 10274 | DXB |  | DXS6549 | DXSL6549 |  |  | On Air | On Air |  | Book RRU - 2021 | Permanent | 25.2491 | 55.3112 | Huawei | Book RRU | EITC Passive Infrastructure | Rooftop | RT-du Owned |  |  | 3G+4G | RRU5935E | LTE | 2T2R | U2100 (F2) | L1800F1 | - | 1031800 | 20 |  |  | - | 1 | - | [32 empty] | MW | 0
DXB3081 | Site 10275 | DXB |  | DXB3081 | DXBL3081 | DXBNR3081 |  | On Air | On Air | On Air | 2021 | Permanent | 25.0461 | 55.4153 | Huawei | Outdoor | EITC Passive Infrastructure | Greenfield | Outdoor Green field-du Owned |  |  | 3G+4G+5G | BTS3900A | LTE-4CC | 4T4R | U2100 (F2) + U900 (F1+F2) | L700+L800+L1800F1+L1800F2+L2100 | 1CC | 1091300 | 30 |  | 3 | N41 | 3 | 3 | [32 empty] | IIB | DXB-3081-CSG-ASR920-LD-1
DXB1726 | Site 10276 | DXB |  | DXB1726 | DXBL1726 | DXBNR1726 |  | On Air | On Air | On Air | 2021 | Permanent | 25.1689 | 55.2363 | Huawei | Outdoor | Site Sharing | Capex_ETC Lead_Palm Tree | Outdoor Taawn-Etisalat Lead |  |  | 3G+4G+5G | BTS3900A | LTE-4CC | 2T2R | U2100 (F2) + U900 (F1+F2) | L800+L1800F1+L1800F2+L2100 | 2CC | 1035300 | 35 |  | 3 | N78 | 3 | 3 | [32 empty] | IIB | DXB-1726-CSG-IXR-E-1
DXB1892 | Site 10277 | DXB |  | DXB1892 | DXBL1892 | DXBNR1892 |  | On Air | On Air | On Air | 2021 | Permanent | 25.1056 | 55.3612 | Huawei | Outdoor | Site Sharing | Capex_ETC Lead | Outdoor Taawn-Etisalat Lead |  |  | 3G+4G+5G | BTS3900A | LTE-4CC | 4T4R | U2100 (F2) + U900 (F1+F2) | L800+L1800F1+L1800F2+L2100 | 1CC | 1064300 | 35 |  | 3 | N41 | 3 | 3 | [32 empty] | MW | 0
DXS6545 | Site 10278 | DXB |  | DXS6545 | DXSL6545 |  |  | On Air | On Air |  | Book RRU - 2021 | Permanent | 25.2488 | 55.3119 | Huawei | Book RRU | EITC Passive Infrastructure | Rooftop | RT-du Owned |  |  | 3G+4G | RRU5935E | LTE | 2T2R | U2100 (F2) | L1800F1 | - | 1031800 | 20 |  |  | - | 2 | - | [32 empty] | IIB | Passive to DXB-1516-SCSG-SR7B-1
DXB2020 | Site 10279 | DXB |  | DXB2020 | DXBL2020 | DXBNR2020 |  | On Air | On Air | On Air | 2021 | Permanent | 25.2582 | 55.3027 | Huawei | Outdoor | EITC Passive Infrastructure | Rooftop | RT-du Owned |  |  | 3G+4G+5G | BTS3900A | LTE-3CC | 4T4R | U2100 (F2) + U900 (F1+F2) | L800+L1800F1+L1800F2 | 2CC | 1031300 | 31 |  | 3 | N78 | 3 | 3 | [32 empty] | IIB | DXB-2020-CSG-N540-LD-1
DXB3748 | Site 10280 | DXB |  | DXB3748 | DXBL3748 | DXBNR3748 |  | On Air | On Air | On Air | 2021 | Permanent | 25.2136 | 55.3322 | Huawei | Outdoor | EITC Passive Infrastructure | Greenfield | Outdoor Green field-du Owned |  |  | 3G+4G+5G | BTS3900A | LTE-4CC | 4T4R | U2100 (F2) + U900 (F1+F2) | L800+L1800F1+L1800F2+L2100 | 2CC | 1032600 | 40 |  | 3 | N78 | 3 | 3 | [32 empty] | IIB | DXB-3748-CSG-IXR-E-1
DXB1237 | Site 10281 | DXB |  | DXB1237 | DXBL1237 | DXBNR1237 |  | On Air | On Air | On Air | 2021 | Permanent | 25.2414 | 55.5219 | Huawei | Outdoor | Site Sharing | Site Share | Outdoor Site Sharing-Etisalat Owned |  |  | 3G+4G+5G | BTS3900A | LTE-4CC | 2T2R | U2100 (F2) + U900 (F1+F2) | L800+L1800F1+L1800F2+L2100 | 1CC | 1028200 | 35 |  | 3 | N41 | 4 | 3 | Y | [31 empty] | IIB | Passive DXB-1852-PREAGG-SR7-1
DXB3613 | Site 10282 | DXB |  | DXB3613 | DXBL3613 | DXBNR3613 |  | On Air | On Air | On Air | 2022 | Permanent | 25.1494 | 55.4554 | Huawei | Outdoor | Site Sharing | Capex_ETC Lead | Outdoor Taawn-Etisalat Lead |  |  | 3G+4G+5G | BTS3900A | LTE-4CC | 4T4R | U2100 (F2) + U900 (F1+F2) | L800+L1800F1+L1800F2+L2100 | 1CC | 1081100 | 35 |  | 3 | N41 | 3 | 3 | [32 empty] | IIB | DXB-3613-CSG-IXR-E-1
DXB2161 | Site 10283 | DXB |  | DXB2161 | DXBL2161 | DXBNR2161 |  | On Air | On Air | On Air | 2022 | Permanent | 24.9869 | 55.3764 | Huawei | Outdoor | Site Sharing | Capex_ETC Lead_Palm Tree | Outdoor Taawn-Etisalat Lead |  |  | 3G+4G+5G | BTS3900A | LTE-4CC | 4T4R | U2100 (F2) + U900 (F1+F2) | L800+L1800F1+L1800F2+L2100 | 1CC | 1091600 | 30 |  | 3 | N41 | 3 | 3 | [32 empty] | IIB | DXB-2161-CSG-IXR-E-1
DXB3786 | Site 10284 | DXB |  | DXB3786 | DXBL3786 | DXBNR3786 |  | On Air | On Air | On Air | 2022 | Permanent | 25.171 | 55.2434 | Huawei | Outdoor | EITC Passive Infrastructure | Greenfield | Outdoor Green field-du Owned |  |  | 3G+4G+5G | BTS3900A | LTE-4CC | 8T8R | U2100 (F2) + U900 (F1+F2) | L800+L1800F1+L1800F2+L2100 | 2CC | 1035400 | 40 |  | 3 | N78 | 3 | 3 | [32 empty] | IIB | DXB-3786-CSG-IXR-E-1
DXB3674 | Site 10285 | DXB |  | DXB3674 | DXBL3674 | DXBNR3674 |  | On Air | On Air | On Air | 2022 | Permanent | 25.2719 | 55.2973 | Huawei | Outdoor | EITC Passive Infrastructure | Rooftop | RT-du Owned |  |  | 3G+4G+5G | BTS3900A | LTE-3CC | 4T4R | U2100 (F2) + U900 (F1+F2) | L800+L1800F1+L1800F2 | 2CC | 1011200 | 26.5 |  | 3 | N78 | 4 | 3 | [32 empty] | MW | 0
DXB1308 | Site 10286 | DXB |  | DXB1308 | DXBL1308 | DXBNR1308 |  | On Air | On Air | On Air | 2022 | Permanent | 25.0331 | 55.0884 | Huawei | Outdoor | EITC Passive Infrastructure | Greenfield | Outdoor Green field-du Owned |  |  | 3G+4G+5G | BTS3900A | LTE-3CC | 2T2R | U2100 (F2) + U900 (F1+F2) | L800+L1800F1+L1800F2 | 1CC | 1059300 | 40 |  | 3 | N41 | 3 | 3 | [32 empty] | MW | 0
DXB2269 | Site 10287 | DXB |  | DXB2269 | DXBL2269 | DXBNR2269 |  | On Air | On Air | On Air | 2022 | Permanent | 25.2152 | 55.4267 | Huawei | Outdoor | EITC Passive Infrastructure | Greenfield | Outdoor Green field-du Owned |  |  | 3G+4G+5G | BTS3900A | LTE-4CC | 4T4R | U2100 (F2) + U900 (F1+F2) | L800+L1800F1+L1800F2+L2100 | 1CC | 1025100 | 35 |  | 3 | N41 | 3 | 3 | [32 empty] | IIB | DXB-2269-CSG-IXR-E-1
DXB2452 | Site 10288 | DXB |  | DXB2452 | DXBL2452 | DXBNR2452 |  | On Air | On Air | On Air | 2022 | Permanent | 25.0245 | 55.1439 | Huawei | Outdoor | EITC Passive Infrastructure | Greenfield | Outdoor Green field-du Owned |  |  | 3G+4G+5G | BTS3900A | LTE-4CC | 2T2R | U2100 (F2) + U900 (F1+F2) | L800+L1800F1+L1800F2+L2100 | 2CC | 1059102 | 40 |  | 3 | N78 | 3 | 3 | [32 empty] | MW | 0
DXB3660 | Site 10289 | DXB |  | DXB3660 | DXBL3660 | DXBNR3660 |  | On Air | On Air | On Air | 2022 | Permanent | 25.1927 | 55.3092 | Huawei | Outdoor | EITC Passive Infrastructure | Greenfield | Outdoor Green field-du Owned |  |  | 3G+4G+5G | BTS3900A | LTE-4CC | 4T4R | U2100 (F2) + U900 (F1+F2) | L800+L1800F1+L1800F2+L2100 | 2CC | 1033700 | 40 |  | 3 | N78 | 3 | 3 | [32 empty] | IIB | DXB-3660-CSG-IXR-E-1
DXB3116 | Site 10290 | DXB |  | DXB3116 | DXBL3116 | DXBNR3116 |  | On Air | On Air | On Air | 2022 | Permanent | 25.0012 | 55.0842 | Huawei | Outdoor | Site Sharing | Site Share | Outdoor Site Sharing-Etisalat Owned |  |  | 3G+4G+5G | BTS3900A | LTE-3CC | 2T2R | U2100 (F2) + U900 (F1+F2) | L800+L1800F1+L1800F2 | 1CC | 1059400 | 30 |  | 3 | N41 | 3 | 3 | [32 empty] | MW | 0
DXB3566 | Site 10291 | DXB |  | DXB3566 | DXBL3566 | DXBNR3566 |  | On Air | On Air | On Air | 2022 | Permanent | 25.2205 | 55.3514 | Huawei | Outdoor | EITC Passive Infrastructure | Rooftop | RT-du Owned |  |  | 3G+4G+5G | BTS3900A | LTE-4CC | 4T4R | U2100 (F2) + U900 (F1+F2) | L800+L1800F1+L1800F2+L2100 | 3CC | 1041200 | 16 |  | 3 | N41+N78 | 3 | 3 | [32 empty] | IIB | DXB-3566-CSG-IXR-E-1
DXB3102 | Site 10292 | DXB |  | DXB3102 | DXBL3102 | DXBNR3102 |  | On Air | On Air | On Air | 2022 | Permanent | 25.0538 | 55.4124 | Huawei | Outdoor | EITC Passive Infrastructure | Greenfield | Outdoor Green field-du Owned |  |  | 3G+4G+5G | BTS3900A | LTE-4CC | 2T2R | U2100 (F2) + U900 (F1+F2) | L800+L1800F1+L1800F2+L2100 | 1CC | 1091300 | 40 |  | 3 | N41 | 3 | 3 | [32 empty] | MW | 0
DXT1800 | Site 10293 | DXB | DXB2800 | DXB2800 | DXTL1800 |  | On Air | On Air | On Air |  | 2009 | Temporary-Permanent | 25.0886 | 55.1452 | Nokia/Huawei | Outdoor | EITC Passive Infrastructure | GRD | Outdoor Green field-du Owned |  |  | 2G+3G+4G | BTS3900 | LTE-4CC | 4T4R | U2100 (F2) | L800+L1800F1+L1800F2+L2100 | - | 1039200 | 20 |  |  |  | 3 | [33 empty] | MW | 0
DXB3498 | Site 10294 | DXB |  | DXB3498 | DXBL3498 | DXBNR3498 |  | On Air | On Air | On Air | 2022 | Permanent | 24.9964 | 55.3753 | Huawei | Outdoor | EITC Passive Infrastructure | Greenfield - Lamp Pole | Outdoor Green field-du Owned |  |  | 3G+4G+5G | BTS3900A | LTE-4CC | 2T2R | U2100 (F2) + U900 (F1+F2) | L800+L1800F1+L1800F2+L2100 | 1CC | 1091600 | 20 |  | 3 | N41 | 3 | 3 | [32 empty] | IIB | DXB-3498-CSG-IXR-E-1
DXB3471 | Site 10295 | DXB |  | DXB3471 | DXBL3471 | DXBNR3471 |  | On Air | On Air | On Air | 2022 | Permanent | 25.2748 | 55.4084 | Huawei | Outdoor | EITC Passive Infrastructure | Rooftop | RT-du Owned |  |  | 3G+4G+5G | BTS3900A | LTE-4CC | 2T2R | U2100 (F2) + U900 (F1+F2) | L800+L1800F1+L1800F2+L2100 | 2CC | 1024500 | 24 |  | 3 | N78 | 3 | 3 | [32 empty] | IIB | DXB-3471-CSG-IXR-E-1
DXB2482 | Site 10296 | DXB |  | DXB2482 | DXBL2482 | DXBNR2482 |  | On Air | On Air | On Air | 2022 | Permanent | 25.1798 | 55.2693 | Huawei | Outdoor | EITC Passive Infrastructure | Rooftop | RT-du Owned |  |  | 3G+4G+5G | BTS3900A | LTE-4CC | 4T4R | U2100 (F2) + U900 (F1+F2) | L800+L1800F1+L1800F2+L2100 | 2CC | 1034500 | 15 |  | 3 | N78 | 3 | 3 | [32 empty] | IIB | DXB-2482-CSG-IXR-E-1
DXB3025 | Site 10297 | DXB |  | DXB3025 | DXBL3025 | DXBNR3025 |  | On Air | On Air | On Air | 2022 | Permanent | 24.8236 | 55.0879 | Huawei | Outdoor | EITC Passive Infrastructure | Greenfield | Outdoor Green field-du Owned |  |  | 3G+4G+5G | BTS3900A | LTE-4CC | 2T2R | U2100 (F2) + U900 (F1+F2) | L800+L1800F1+L1800F2+L2100 | 1CC | 1053300 | 40 |  | 3 | N41 | 3 | 3 | [32 empty] | IIB | DXB-3025-CSG-IXR-E-1
DXB3369 | Site 10298 | DXB |  | DXB3369 | DXBL3369 | DXBNR3369 |  | On Air | On Air | On Air | 2022 | Permanent | 25.2347 | 55.5291 | Huawei | Outdoor | EITC Passive Infrastructure | Greenfield | Outdoor Green field-du Owned |  |  | 3G+4G+5G | BTS3900A | LTE-4CC | 2T2R | U2100 (F2) + U900 (F1+F2) | L800+L1800F1+L1800F2+L2100 | 1CC | 1028200 | 40 |  | 3 | N41 | 3 | 3 | [32 empty] | IIB | DXB-3369-CSG-IXR-E-1
DXB3034 | Site 10299 | DXB |  | DXB3034 | DXBL3034 |  |  | On Air | On Air |  | Book RRU - 2021 | Permanent | 25.2762 | 55.3849 | Huawei | Book RRU | EITC Passive Infrastructure | Rooftop | RT-du Owned |  |  | 3G+4G | RRU5935E | LTE | 2T2R | U2100 (F2) | L1800F1 | - | 1023300 | 23 |  |  | - | 1 | - | [32 empty] | IIB | DXB-1866-SCSG-IXR-R6-1
DXS6074 | Site 10300 | DXB |  | DXS6074 | DXSL6074 |  |  | On Air | On Air |  | Book RRU - 2021 | Permanent | 25.2468 | 55.3408 | Huawei | Book RRU | EITC Passive Infrastructure | Rooftop | RT-du Owned |  |  | 3G+4G | RRU5935E | LTE | 2T2R | U2100 (F2) | L1800F1 | - | 1021400 | 22 |  |  | - | 1 | - | [32 empty] | IIB | Passive to 0
DXB3581 | Site 10301 | DXB |  | DXB3581 | DXBL3581 | DXBNR3581 |  | On Air | On Air | On Air | 2022 | Permanent | 25.039 | 55.4152 | Huawei | Outdoor | EITC Passive Infrastructure | Greenfield | Outdoor Green field-du Owned |  |  | 3G+4G+5G | BTS3900A | LTE-4CC | 2T2R | U2100 (F2) + U900 (F1+F2) | L800+L1800F1+L1800F2+L2100 | 1CC | 1091300 | 25 |  | 3 | N41 | 3 | 3 | [32 empty] | MW | 0
DXS6115 | Site 10302 | DXB |  | DXS6115 | DXSL6115 |  |  | On Air | On Air |  | Easy Macro - 2021 | Permanent | 25.1322 | 55.2327 | Huawei | Easy Macro | EITC Passive Infrastructure | Rooftop | RT-du Owned |  |  | 3G+4G | BTS5900 | LTE | 2T2R | U2100 (F1+F2) | L1800F1 | - | 1036400 | 18 |  |  | - | 8 | - | [32 empty] | IIB | Passive to DXB-3159-SCSG-SR7B-1
DXB2430 | Site 10303 | DXB |  | DXB2430 | DXBL2430 | DXBNR2430 |  | On Air | On Air | On Air | 2022 | Permanent | 24.974 | 55.1114 | Huawei | Outdoor | Site Sharing | Capex_ETC Lead | Outdoor Taawn-Etisalat Lead |  |  | 3G+4G+5G | BTS3900A | LTE-4CC | 2T2R | U2100 (F2) + U900 (F1+F2) | L800+L1800F1+L1800F2+L2100 | 2CC | 1051800 | 35 |  | 3 | N78 | 3 | 3 | [32 empty] | IIB | DXB-2430-CSG-IXR-E-1
DXB2073 | Site 10304 | DXB |  | DXB2073 | DXBL2073 | DXBNR2073 |  | On Air | On Air | On Air | 2022 | Permanent | 25.118 | 55.2201 | Huawei | Outdoor | EITC Passive Infrastructure | Rooftop | RT-du Owned |  |  | 3G+4G+5G | BTS3900A | LTE-4CC | 2T2R | U2100 (F2) + U900 (F1+F2) | L800+L1800F1+L1800F2+L2100 | 2CC | 1036800 | 21 |  | 3 | N78 | 3 | 3 | [32 empty] | IIB | DXB-2073-CSG-N540-LD-1
DXS6271 | Site 10305 | DXB |  | DXS6271 | DXSL6271 |  |  | On Air | On Air |  | Easy Macro - 2021 | Permanent | 25.0578 | 55.2173 | Huawei | Easy Macro | EITC Passive Infrastructure | Rooftop | RT-du Owned |  |  | 3G+4G | BTS5900 | LTE | 2T2R | U2100 (F1+F2) | L1800F1 | - | 1068100 | 22 |  |  | - | 2 | - | [32 empty] | IIB | DXB-JPPOP-AGGR-SR12e-1
DXB2206 | Site 10306 | DXB |  | DXB2206 | DXBL2206 | DXBNR2206 |  | On Air | On Air | On Air | 2022 | Permanent | 25.1296 | 55.2032 | Huawei | Outdoor | EITC Passive Infrastructure | Rooftop | RT-du Owned |  |  | 3G+4G+5G | BTS3900A | LTE-4CC | 2T2R | U2100 (F2) + U900 (F1+F2) | L800+L1800F1+L1800F2+L2100 | 2CC | 1036700 | 16 |  | 3 | N78 | 3 | 3 | [32 empty] | IIB | Passive DXB-3224-CSG-IXR-e-1
DXB3720 | Site 10307 | DXB |  | DXB3720 | DXBL3720 | DXBNR3720 |  | On Air | On Air | On Air | 2022 | Permanent | 25.1434 | 55.2906 | Huawei | Outdoor | EITC Passive Infrastructure | Greenfield | Outdoor Green field-du Owned |  |  | 3G+4G+5G | BTS3900A | LTE-4CC | 4T4R | U2100 (F2) + U900 (F1+F2) | L800+L1800F1+L1800F2+L2100 | 2CC | 1061800 | 40 |  | 3 | N78 | 3 | 3 | [32 empty] | MW | 0
DXB2427 | Site 10308 | DXB |  | DXB2427 | DXBL2427 | DXBNR2427 |  | On Air | On Air | On Air | 2022 | Permanent | 25.2739 | 55.2967 | Huawei | Outdoor | EITC Passive Infrastructure | Rooftop | RT-du Owned |  |  | 3G+4G+5G | BTS3900A | LTE-3CC | 2T2R | U2100 (F2) + U900 (F1+F2) | L800+L1800F1+L1800F2 | 2CC | 1011100 | 24 |  | 3 | N78 | 3 | 3 | [32 empty] | MW | 0
DXB2839 | Site 10309 | DXB |  | DXB2839 | DXBL2839 | DXBNR2839 |  | On Air | On Air | On Air | 2022 | Permanent | 25.0328 | 55.2616 | Huawei | Outdoor | Site Sharing | Capex_ETC Lead | Outdoor Taawn-Etisalat Lead |  |  | 3G+4G+5G | BTS3900A | LTE-4CC | 2T2R | U2100 (F2) + U900 (F1+F2) | L800+L1800F1+L1800F2+L2100 | 2CC | 1067600 | 30 |  | 3 | N78 | 3 | 3 | [32 empty] | IIB | DXB-2839-CSG-IXR-E-1
DXB3814 | Site 10310 | DXB |  | DXB3814 | DXBL3814 | DXBNR3814 |  | On Air | On Air | On Air | 2022 | Permanent | 25.2902 | 55.415 | Huawei | Outdoor | Site Sharing | Capex_ETC Lead | Outdoor Taawn-Etisalat Lead |  |  | 3G+4G+5G | BTS3900A | LTE-4CC | 2T2R | U2100 (F2) + U900 (F1+F2) | L800+L1800F1+L1800F2+L2100 | 2CC | 1024800 | 35 |  | 3 | N78 | 3 | 3 | [32 empty] | IIB | DXB-3814-CSG-IXR-E-1
DXB1238 | Site 10311 | DXB |  | DXB1238 | DXBL1238 | DXBNR1238 |  | On Air | On Air | On Air | 2022 | Permanent | 25.0558 | 55.2555 | Huawei | Outdoor | EITC Passive Infrastructure | Greenfield | Outdoor Green field-du Owned |  |  | 3G+4G+5G | BTS3900A | LTE-4CC | 4T4R | U2100 (F2) + U900 (F1+F2) | L800+L1800F1+L1800F2+L2100 | 2CC | 1066400 | 40 |  | 3 | N78 | 3 | 3 | [32 empty] | IIB | DXB-1238-CSG-IXR-E-1
DXB3648 | Site 10312 | DXB |  | DXB3648 | DXBL3648 | DXBNR3648 |  | On Air | On Air | On Air | 2022 | Permanent | 25.223 | 55.2746 | Huawei | Outdoor | EITC Passive Infrastructure | Rooftop | RT-du Owned |  |  | 3G+4G+5G | BTS3900A | LTE-4CC | 2T2R | U2100 (F2) + U900 (F1+F2) | L800+L1800F1+L1800F2+L2100 | 2CC | 1033400 | 44 |  | 3 | N78 | 3 | 3 | [32 empty] | IIB | DXB-3648-CSG-IXR-E-1
DXB3699 | Site 10313 | DXB |  | DXB3699 | DXBL3699 | DXBNR3699 |  | On Air | On Air | On Air | 2022 | Permanent | 25.2741 | 55.4136 | Huawei | Outdoor | EITC Passive Infrastructure | Greenfield | Outdoor Green field-du Owned |  |  | 3G+4G+5G | BTS3900A | LTE-4CC | 2T2R | U2100 (F2) + U900 (F1+F2) | L800+L1800F1+L1800F2+L2100 | 2CC | 1024500 | 35 |  | 3 | N78 | 3 | 3 | [32 empty] | IIB | DXB-3699-CSG-IXR-E-1
DXB3885 | Site 10314 | DXB |  | DXB3885 | DXBL3885 | DXBNR3885 |  | On Air | On Air | On Air | 2022 | Permanent | 24.9854 | 55.1401 | Huawei | Outdoor | EITC Passive Infrastructure | Rooftop | RT-du Owned |  |  | 3G+4G+5G | BTS3900A | LTE-4CC | 2T2R | U2100 (F2) + U900 (F1+F2) | L800+L1800F1+L1800F2+L2100 | 2CC | 1059900 | 22 |  | 3 | N78 | 3 | 3 | [32 empty] | IIB | DXB-3885-CSG-N540-LD-1
DXB2131 | Site 10315 | DXB |  | DXB2131 | DXBL2131 | DXBNR2131 |  | On Air | On Air | On Air | 2022 | Permanent | 24.9992 | 55.1039 | Huawei | Outdoor | EITC Passive Infrastructure | Rooftop | RT-du Owned |  |  | 3G+4G+5G | BTS3900A | LTE-4CC | 2T2R | U2100 (F2) + U900 (F1+F2) | L800+L1800F1+L1800F2+L2100 | 2CC | 1059900 | 23 |  | 3 | N78 | 3 | 3 | [32 empty] | IIB | DXB-2131-CSG-IXR-E-1
DXB2744 | Site 10316 | DXB |  | DXB2744 | DXBL2744 | DXBNR2744 |  | On Air | On Air | On Air | 2022 | Permanent | 25.0269 | 55.1348 | Huawei | Outdoor | EITC Passive Infrastructure | Greenfield | Outdoor Green field-du Owned |  |  | 3G+4G+5G | BTS3900A | LTE-4CC | 2T2R | U2100 (F2) + U900 (F1+F2) | L800+L1800F1+L1800F2+L2100 | 2CC | 1059102 | 40 |  | 3 | N78 | 3 | 3 | [32 empty] | IIB | 0
DXB3522 | Site 10317 | DXB |  | DXB3522 | DXBL3522 | DXBNR3522 |  | On Air | On Air | On Air | 2022 | Permanent | 25.2481 | 55.5168 | Huawei | Outdoor | Site Sharing | Capex_ETC Lead | Outdoor Taawn-Etisalat Lead |  |  | 3G+4G+5G | BTS3900A | LTE-4CC | 2T2R | U2100 (F2) + U900 (F1+F2) | L800+L1800F1+L1800F2+L2100 | 1CC | 1028200 | 35 |  | 3 | N41 | 3 | 3 | [32 empty] | IIB | DXB-3522-CSG-IXR-E-1
DXB3730 | Site 10318 | DXB |  | DXB3730 | DXBL3730 | DXBNR3730 |  | On Air | On Air | On Air | 2022 | Permanent | 24.9745 | 55.24 | Huawei | Outdoor | EITC Passive Infrastructure | Greenfield | Outdoor Green field-du Owned |  |  | 3G+4G+5G | BTS3900A | LTE-4CC | 2T2R | U2100 (F2) + U900 (F1+F2) | L800+L1800F1+L1800F2+L2100 | 1CC | 1092500 | 40 |  | 3 | N41 | 3 | 3 | [32 empty] | IIB | DXB-3730-CSG-IXR-E-1
DXS6077 | Site 10319 | DXB |  | DXS6077 | DXSL6077 |  |  | On Air | On Air |  | Book RRU - 2021 | Permanent | 25.1512 | 55.4393 | Huawei | Book RRU | EITC Passive Infrastructure | SC-9m-NPT | Outdoor Green field-du Owned- Small Cells |  |  | 3G+4G | RRU5935E | LTE | 2T2R | U2100 (F2) | L1800F1 | - | 1062200 | 10 |  |  | - | 3 | - | [32 empty] | IIB | 0
DXB1457 | Site 10320 | DXB |  | DXB1457 | DXBL1457 | DXBNR1457 |  | On Air | On Air | On Air | 2022 | Permanent | 25.1934 | 55.245 | Huawei | Outdoor | EITC Passive Infrastructure | Rooftop | RT-du Owned |  |  | 3G+4G+5G | BTS3900A | LTE-4CC | 2T2R | U2100 (F2) + U900 (F1+F2) | L800+L1800F1+L1800F2+L2100 | 2CC | 1034300 | 25 |  | 3 | N78 | 3 | 3 | [32 empty] | IIB | DXB-1457-CSG-IXR-E-1
DXB1201 | Site 10321 | DXB |  | DXB1201 | DXBL1201 | DXBNR1201 |  | On Air | On Air | On Air | 2022 | Permanent | 24.9685 | 55.1838 | Huawei | Outdoor | Site Sharing | Site Share | Outdoor Site Sharing-Etisalat Owned |  |  | 3G+4G+5G | BTS3900A | LTE-3CC | 2T2R | U2100 (F2) + U900 (F1+F2) | L800+L1800F1+L1800F2 | 2CC | 1059700 | 30 |  | 3 | N78 | 3 | 3 | [32 empty] | IIB | DXB-1201-CSG-N540-LD-1
DXB3765 | Site 10322 | DXB |  | DXB3765 | DXBL3765 | DXBNR3765 |  | On Air | On Air | On Air | 2022 | Permanent | 24.9348 | 55.3432 | Huawei | Outdoor | EITC Passive Infrastructure | Greenfield | Outdoor Green field-du Owned |  |  | 3G+4G+5G | BTS3900A | LTE-4CC | 2T2R | U2100 (F2) + U900 (F1+F2) | L800+L1800F1+L1800F2+L2100 | 1CC | 1095100 | 60 |  | 3 | N41 | 4 | 3 | [32 empty] | IIB | DXB-3765-CSG-N540-LD-1
DXB3502 | Site 10323 | DXB |  | DXB3502 | DXBL3502 | DXBNR3502 |  | On Air | On Air | On Air | 2022 | Permanent | 25.2028 | 55.2892 | Huawei | Outdoor | Site Sharing | Capex_ETC Lead | Outdoor Taawn-Etisalat Lead |  |  | 3G+4G+5G | BTS3900A | LTE-4CC | 2T2R | U2100 (F2) + U900 (F1+F2) | L800+L1800F1+L1800F2+L2100 | 2CC | 1033700 | 30 |  | 3 | N78 | 3 | 3 | [32 empty] | IIB | DXB-3502-CSG-N540-LD-1
DXB3616 | Site 10324 | DXB |  | DXB3616 | DXBL3616 | DXBNR3616 |  | On Air | On Air | On Air | 2022 | Permanent | 25.1696 | 55.3534 | Huawei | Outdoor | EITC Passive Infrastructure | Rooftop | RT-du Owned |  |  | 3G+4G+5G | BTS3900A | LTE-3CC | 2T2R | U2100 (F2) + U900 (F1+F2) | L800+L1800F1+L1800F2 | 2CC | 1061300 | 19 |  | 3 | N78 | 4 | 3 | [32 empty] | MW | 0
DXB3784 | Site 10325 | DXB |  | DXB3784 | DXBL3784 | DXBNR3784 |  | On Air | On Air | On Air | 2022 | Permanent | 25.074 | 55.401 | Huawei | Outdoor | EITC Passive Infrastructure | Greenfield | Outdoor Green field-du Owned |  |  | 3G+4G+5G | BTS3900A | LTE-4CC | 2T2R | U2100 (F2) + U900 (F1+F2) | L800+L1800F1+L1800F2+L2100 | 1CC | 1091100 | 40 |  | 3 | N41 | 3 | 3 | [32 empty] | IIB | DXB-3784-CSG-N540-LD-1
DXB3364 | Site 10326 | DXB |  | DXB3364 | DXBL3364 | DXBNR3364 |  | On Air | On Air | On Air | 2022 | Permanent | 25.2582 | 55.28 | Huawei | Outdoor | EITC Passive Infrastructure | Greenfield | Outdoor Green field-du Owned |  |  | 3G+4G+5G | BTS3900A | LTE-4CC | 4T4R | U2100 (F2) + U900 (F1+F2) | L800+L1800F1+L1800F2+L2100 | 2CC | 1032100 | 35 |  | 3 | N78 | 3 | 3 | [32 empty] | MW | 0
DXB3642 | Site 10327 | DXB |  | DXB3642 | DXBL3642 | DXBNR3642 |  | On Air | On Air | On Air | 2022 | Permanent | 25.0725 | 55.3523 | Huawei | Outdoor | EITC Passive Infrastructure | Greenfield | Outdoor Green field-du Owned |  |  | 3G+4G+5G | BTS3900A | LTE-3CC | 2T2R | U2100 (F2) + U900 (F1+F2) | L800+L1800F1+L1800F2 | 1CC | 1064800 | 40 |  | 3 | N41 | 3 | 3 | [32 empty] | IIB | DXB-3642-CSG-N540-LD-1
DXB3800 | Site 10328 | DXB |  | DXB3800 | DXBL3800 | DXBNR3800 |  | On Air | On Air | On Air | 2022 | Permanent | 24.9634 | 55.1392 | Huawei | Outdoor | Site Sharing | Site Share | Outdoor Site Sharing-Etisalat Owned |  |  | 3G+4G+5G | BTS3900A | LTE-4CC | 2T2R | U2100 (F2) + U900 (F1+F2) | L800+L1800F1+L1800F2+L2100 | 2CC | 1052100 | 30 |  | 3 | N78 | 3 | 3 | [32 empty] | IIB | DXB-3800-CSG-SAR-X-1
DXB3480 | Site 10329 | DXB |  | DXB3480 | DXBL3480 | DXBNR3480 |  | On Air | On Air | On Air | 2022 | Permanent | 25.1596 | 55.3677 | Huawei | Outdoor | Site Sharing | Capex_ETC Lead | Outdoor Taawn-Etisalat Lead |  |  | 3G+4G+5G | BTS3900A | LTE-4CC | 2T2R | U2100 (F2) + U900 (F1+F2) | L800+L1800F1+L1800F2+L2100 | 1CC | 1061600 | 30 |  | 3 | N41 | 3 | 3 | [32 empty] | IIB | DXB-3480-CSG-IXR-E-1
DXB3413 | Site 10330 | DXB |  | DXB3413 | DXBL3413 | DXBNR3413 |  | On Air | On Air | On Air | 2022 | Permanent | 24.9743 | 55.1678 | Huawei | Outdoor | EITC Passive Infrastructure | Greenfield | Outdoor Green field-du Owned |  |  | 3G+4G+5G | BTS3900A | LTE-4CC | 2T2R | U2100 (F2) + U900 (F1+F2) | L800+L1800F1+L1800F2+L2100 | 2CC | 1059801 | 40 |  | 3 | N78 | 3 | 3 | [32 empty] | MW | 0
DXB2247 | Site 10331 | DXB |  | DXB2247 | DXBL2247 |  |  | On Air | On Air |  | 2022 | Permanent | 25.1785 | 55.471 | Huawei | Outdoor | EITC Passive Infrastructure | Greenfield | Outdoor Green field-du Owned |  |  | 3G+4G | BTS3900A | LTE-3CC | 2T2R | U2100 (F2) + U900 (F1+F2) | L800+L1800F1+L1800F2 | - | 1043100 | 40 |  |  | - | 3 | - | [32 empty] | MW | 0
DXB1912 | Site 10332 | DXB |  | DXB1912 | DXBL1912 | DXBNR1912 |  | On Air | On Air | On Air | 2022 | Permanent | 24.9942 | 55.3881 | Huawei | Outdoor | Site Sharing | Capex_ETC Lead | Outdoor Taawn-Etisalat Lead |  |  | 3G+4G+5G | BTS3900A | LTE-4CC | 2T2R | U2100 (F2) + U900 (F1+F2) | L800+L1800F1+L1800F2+L2100 | 1CC | 1091600 | 20 |  | 3 | N41 | 3 | 3 | [32 empty] | IIB | DXB-1912-CSG-N540-LD-1
DXB2966 | Site 10333 | DXB |  | DXB2966 | DXBL2966 | DXBNR2966 |  | On Air | On Air | On Air | 2022 | Permanent | 24.8062 | 55.0972 | Huawei | Outdoor | EITC Passive Infrastructure | Greenfield | Outdoor Green field-du Owned |  |  | 3G+4G+5G | BTS3900A | LTE-4CC | 2T2R | U2100 (F2) + U900 (F1+F2) | L800+L1800F1+L1800F2+L2100 | 1CC | 1053300 | 40 |  | 3 | N41 | 3 | 3 | [32 empty] | IIB | DXB-2966-CSG-N540-LD-1
DXB3562 | Site 10334 | DXB |  | DXB3562 | DXBL3562 | DXBNR3562 |  | On Air | On Air | On Air | 2022 | Permanent | 25.1601 | 55.2402 | Huawei | Outdoor | EITC Passive Infrastructure | Greenfield | Outdoor Green field-du Owned |  |  | 3G+4G+5G | BTS3900A | LTE-4CC | 2T2R | U2100 (F2) + U900 (F1+F2) | L800+L1800F1+L1800F2+L2100 | 2CC | 1035800 | 40 |  | 3 | N78 | 3 | 3 | [32 empty] | IIB | DXB-3562-CSG-IXR-E-1
DXB3769 | Site 10335 | DXB |  | DXB3769 | DXBL3769 | DXBNR3769 |  | On Air | On Air | On Air | 2022 | Permanent | 25.2196 | 55.3313 | Huawei | Outdoor | EITC Passive Infrastructure | Rooftop | RT-du Owned |  |  | 3G+4G+5G | BTS3900A | LTE-4CC | 2T2R | U2100 (F2) + U900 (F1+F2) | L800+L1800F1+L1800F2+L2100 | 2CC | 1032600 | 51 |  | 3 | N78 | 4 | 3 | [32 empty] | IIB | DXB-3769-CSG-N540-LD-1
DXB1789 | Site 10336 | DXB |  | DXB1789 | DXBL1789 | DXBNR1789 |  | On Air | On Air | On Air | 2022 | Permanent | 25.0408 | 55.2654 | Huawei | Outdoor | Site Sharing | Capex_ETC Lead | Outdoor Taawn-Etisalat Lead |  |  | 3G+4G+5G | BTS3900A | LTE-3CC | 2T2R | U2100 (F2) + U900 (F1+F2) | L800+L1800F1+L1800F2 | 2CC | 1066400 | 30 |  | 3 | N78 | 4 | 3 | [32 empty] | IIB | DXB-1789-CSG-N540-LD-1
DXB3934 | Site 10337 | DXB |  | DXB3934 | DXBL3934 |  |  | On Air | On Air |  | 2022 | Permanent | 24.7487 | 55.4433 | Huawei | Outdoor | EITC Passive Infrastructure | Greenfield | Outdoor Green field-du Owned |  |  | 3G+4G | BTS3900A | LTE-3CC | 2T2R | U2100 (F2) + U900 (F1+F2) | L800+L1800F1+L1800F2 | - | 1095600 | 40 |  |  | - | 3 | - | [32 empty] | MW | 0
DXB2467 | Site 10338 | DXB |  | DXB2467 | DXBL2467 |  |  | On Air | On Air |  | 2022 | Permanent | 25.0191 | 55.1034 | Huawei | Outdoor | Site Sharing | Capex_ETC Lead | Outdoor Taawn-Etisalat Lead |  |  | 3G+4G | BTS3900A | LTE-3CC | 2T2R | U2100 (F2) + U900 (F1+F2) | L800+L1800F1+L1800F2 | - | 1059102 | 30 |  |  | - | 3 | - | [32 empty] | MW | 0
DXB3827 | Site 10339 | DXB |  | DXB3827 | DXBL3827 | DXBNR3827 |  | On Air | On Air | On Air | 2022 | Permanent | 25.1487 | 55.2336 | Huawei | Outdoor | EITC Passive Infrastructure | Greenfield | Outdoor Green field-du Owned |  |  | 3G+4G+5G | BTS3900A | LTE-4CC | 2T2R | U2100 (F2) + U900 (F1+F2) | L800+L1800F1+L1800F2+L2100 | 2CC | 1036400 | 40 |  | 3 | N78 | 4 | 3 | Y | [31 empty] | IIB | DXB-3827-CSG-IXR-E-1
DXB3554 | Site 10340 | DXB |  | DXB3554 | DXBL3554 | DXBNR3554 |  | On Air | On Air | On Air | 2022 | Permanent | 25.109 | 55.2476 | Huawei | Outdoor | EITC Passive Infrastructure | Rooftop | RT-du Owned |  |  | 3G+4G+5G | BTS3900A | LTE-CA | 2T2R | U2100 (F2) + U900 (F1+F2) | L1800F1+L1800F2 | 2CC | 1063100 | 32 |  | 3 | N78 | 4 | 3 | [32 empty] | IIB | DXB-3554-CSG-IXR-E-1
DXB1924 | Site 10341 | DXB |  | DXB1924 | DXBL1924 | DXBNR1924 |  | On Air | On Air | On Air | 2022 | Permanent | 24.992 | 55.3726 | Huawei | Outdoor | Site Sharing | Capex_ETC Lead | Outdoor Taawn-Etisalat Lead |  |  | 3G+4G+5G | BTS3900A | LTE-3CC | 2T2R | U2100 (F2) + U900 (F1+F2) | L800+L1800F1+L1800F2 | 1CC | 1091600 | 20 |  | 3 | N41 | 3 | 3 | [32 empty] | IIB | DXB-1924-CSG-N540-LD-1
DXB3574 | Site 10342 | DXB |  | DXB3574 | DXBL3574 | DXBNR3574 |  | On Air | On Air | On Air | 2022 | Permanent | 25.1214 | 55.5525 | Huawei | Outdoor | Site Sharing | Capex_ETC Lead | Outdoor Taawn-Etisalat Lead |  |  | 3G+4G+5G | BTS3900A | LTE-4CC | 2T2R | U2100 (F2) + U900 (F1+F2) | L800+L1800F1+L1800F2+L2100 | 1CC | 1072400 | 35 |  | 3 | N41 | 3 | 3 | [32 empty] | MW | 0
DXB2930 | Site 10343 | DXB |  | DXB2930 | DXBL2930 | DXBNR2930 |  | On Air | On Air | On Air | 2022 | Permanent | 24.9851 | 55.327 | Huawei | Outdoor | EITC Passive Infrastructure | RDU | Outdoor Green field-du Owned |  |  | 3G+4G+5G | BTS3900A | LTE-3CC | 2T2R | U2100 (F2) + U900 (F1+F2) | L800+L1800F1+L1800F2 | 1CC | 1092300 | 35 |  | 3 | N41 | 3 | 3 | [32 empty] | IIB | DXB-2930-CSG-N540-LD-1
DXB2959 | Site 10344 | DXB |  | DXB2959 | DXBL2959 | DXBNR2959 |  | On Air | On Air | On Air | 2022 | Permanent | 25.021 | 55.2743 | Huawei | Outdoor | EITC Passive Infrastructure | Greenfield | Outdoor Green field-du Owned |  |  | 3G+4G+5G | BTS3900A | LTE-3CC | 2T2R | U2100 (F2) + U900 (F1+F2) | L800+L1800F1+L1800F2 | 2CC | 1067600 | 40 |  | 3 | N78 | 3 | 3 | [32 empty] | IIB | DXB-2959-CSG-IXR-E-1
DXB3686 | Site 10345 | DXB |  | DXB3686 | DXBL3686 | DXBNR3686 |  | On Air | On Air | On Air | 2022 | Permanent | 25.2586 | 55.4255 | Huawei | Outdoor | EITC Passive Infrastructure | Rooftop | RT-du Owned |  |  | 3G+4G+5G | BTS3900A | LTE-4CC | 2T2R | U2100 (F2) + U900 (F1+F2) | L800+L1800F1+L1800F2+L2100 | 2CC | 1026400 | 20 |  | 3 | N78 | 3 | 3 | [32 empty] | IIB | DXB-3686-CSG-N540-LD-1
DXB3599 | Site 10346 | DXB |  | DXB3599 | DXBL3599 | DXBNR3599 |  | On Air | On Air | On Air | 2022 | Permanent | 25.2079 | 55.3473 | Huawei | Outdoor | EITC Passive Infrastructure | Rooftop | RT-du Owned |  |  | 3G+4G+5G | BTS3900A | LTE-3CC | 2T2R | U2100 (F2) + U900 (F1+F2) | L800+L1800F1+L1800F2 | 2CC | 1041400 | 21 |  | 3 | N78 | 3 | 3 | [32 empty] | IIB | DXB-3599-CSG-N540-LD-1
DXB3466 | Site 10347 | DXB |  | DXB3466 | DXBL3466 | DXBNR3466 |  | On Air | On Air | On Air | 2022 | Permanent | 25.0166 | 55.2884 | Huawei | Outdoor | EITC Passive Infrastructure | Greenfield | Outdoor Green field-du Owned |  |  | 3G+4G+5G | BTS3900A | LTE-3CC | 2T2R | U2100 (F2) + U900 (F1+F2) | L800+L1800F1+L1800F2 | 1CC | 1092100 | 40 |  | 3 | N41 | 3 | 3 | [32 empty] | IIB | DXB-3466-CSG-IXR-E-1
DXB3372 | Site 10348 | DXB |  | DXB3372 | DXBL3372 | DXBNR3372 |  | On Air | On Air | On Air | 2022 | Permanent | 24.8859 | 55.5973 | Huawei | Outdoor | Site Sharing | Capex_ETC Lead | Outdoor Taawn-Etisalat Lead |  |  | 3G+4G+5G | BTS3900A | LTE-3CC | 2T2R | U2100 (F2) + U900 (F1+F2) | L800+L1800F1+L1800F2 | 1CC | 1084700 | 35 |  | 3 | N41 | 3 | 3 | [32 empty] | MW | 0
DXB3489 | Site 10349 | DXB |  | DXB3489 | DXBL3489 | DXBNR3489 |  | On Air | On Air | On Air | 2022 | Permanent | 25.0684 | 55.3204 | Huawei | Outdoor | Site Sharing | Capex_ETC Lead | Outdoor Taawn-Etisalat Lead |  |  | 3G+4G+5G | BTS3900A | LTE-4CC | 2T2R | U2100 (F2) + U900 (F1+F2) | L800+L1800F1+L1800F2+L2100 | 1CC | 1064800 | 35 |  | 3 | N41 | 3 | 3 | [32 empty] | IIB | DXB-3489-CSG-IXR-E-1
DXB2949 | Site 10350 | DXB |  | DXB2949 | DXBL2949 | DXBNR2949 |  | On Air | On Air | On Air | 2022 | Permanent | 25.0201 | 55.2655 | Huawei | Outdoor | EITC Passive Infrastructure | Greenfield | Outdoor Green field-du Owned |  |  | 3G+4G+5G | BTS3900A | LTE-4CC | 2T2R | U2100 (F2) + U900 (F1+F2) | L800+L1800F1+L1800F2+L2100 | 2CC | 1067600 | 40 |  | 3 | N78 | 4 | 3 | [32 empty] | IIB | DXB-2949-CSG-IXR-E-1
DXB2778 | Site 10351 | DXB |  | DXB2778 | DXBL2778 | DXBNR2778 |  | On Air | On Air | On Air | 2022 | Permanent | 24.9981 | 55.2987 | Huawei | Outdoor | EITC Passive Infrastructure | Greenfield | Outdoor Green field-du Owned |  |  | 3G+4G+5G | BTS3900A | LTE-3CC | 2T2R | U2100 (F2) + U900 (F1+F2) | L800+L1800F1+L1800F2 | 1CC | 1092200 | 40 |  | 3 | N41 | 3 | 3 | [32 empty] | IIB | DXB-2778-CSG-IXR-E-1
DXB1423 | Site 10352 | DXB |  | DXB1423 | DXBL1423 | DXBNR1423 |  | On Air | On Air | On Air | 2022 | Permanent | 25.0526 | 55.2116 | Huawei | Outdoor | EITC Passive Infrastructure | Rooftop | RT-du Owned |  |  | 3G+4G+5G | BTS3900A | LTE-4CC | 2T2R | U2100 (F2) + U900 (F1+F2) | L800+L1800F1+L1800F2+L2100 | 2CC | 1068100 | 25 |  | 3 | N78 | 3 | 3 | [32 empty] | IIB | DXB-1423-CSG-N540-LD-1
DXB3575 | Site 10353 | DXB |  | DXB3575 | DXBL3575 | DXBNR3575 |  | On Air | On Air | On Air | 2022 | Permanent | 25.1319 | 55.3921 | Huawei | Outdoor | Site Sharing | Capex_ETC Lead | Outdoor Taawn-Etisalat Lead |  |  | 3G+4G+5G | BTS3900A | LTE-4CC | 2T2R | U2100 (F2) + U900 (F1+F2) | L800+L1800F1+L1800F2+L2100 | 1CC | 1062600 | 35 |  | 3 | N41 | 3 | 3 | [32 empty] | IIB | DXB-3575-CSG-N540-LD-1
DXB3828 | Site 10354 | DXB |  | DXB3828 | DXBL3828 | DXBNR3828 |  | On Air | On Air | On Air | 2022 | Permanent | 25.2733 | 55.4286 | Huawei | Outdoor | EITC Passive Infrastructure | Rooftop | RT-du Owned |  |  | 3G+4G+5G | BTS3900A | LTE-4CC | 2T2R | U2100 (F2) + U900 (F1+F2) | L800+L1800F1+L1800F2+L2100 | 2CC | 1026400 | 20 |  | 3 | N78 | 4 | 3 | [32 empty] | IIB | DXB-3828-CSG-N540-LD-1
DXB3526 | Site 10355 | DXB |  | DXB3526 | DXBL3526 | DXBNR3526 |  | On Air | On Air | On Air | 2022 | Permanent | 25.15 | 55.37 | Huawei | Outdoor | Site Sharing | Capex_ETC Lead | Outdoor Taawn-Etisalat Lead |  |  | 3G+4G+5G | BTS3900A | LTE-3CC | 2T2R | U2100 (F2) + U900 (F1+F2) | L800+L1800F1+L1800F2 | 2CC | 1061600 | 30 |  | 3 | N78 | 3 | 3 | [32 empty] | IIB | DXB-3526-CSG-N540-LD-1
DXB3501 | Site 10356 | DXB |  | DXB3501 | DXBL3501 | DXBNR3501 |  | On Air | On Air | On Air | 2022 | Permanent | 25.2216 | 55.2765 | Huawei | Outdoor | EITC Passive Infrastructure | Rooftop | RT-du Owned |  |  | 3G+4G+5G | BTS3900A | LTE-4CC | 2T2R | U2100 (F2) + U900 (F1+F2) | L800+L1800F1+L1800F2+L2100 | 2CC | 1033400 | 29 |  | 3 | N78 | 4 | 3 | [32 empty] | IIB | DXB-3501-CSG-N540-LD-1
DXB2366 | Site 10357 | DXB |  | DXB2366 | DXBL2366 | DXBNR2366 |  | On Air | On Air | On Air | 2022 | Permanent | 24.999 | 55.3708 | Huawei | Outdoor | Site Sharing | Capex_ETC Lead | Outdoor Taawn-Etisalat Lead |  |  | 3G+4G+5G | BTS3900A | LTE-4CC | 2T2R | U2100 (F2) + U900 (F1+F2) | L800+L1800F1+L1800F2+L2100 | 1CC | 1091600 | 15 |  | 3 | N41 | 3 | 3 | [32 empty] | IIB | DXB-2366-CSG-IXR-E-1
DXB3381 | Site 10358 | DXB |  | DXB3381 | DXBL3381 | DXBNR3381 |  | On Air | On Air | On Air | 2022 | Permanent | 25.216 | 55.4082 | Huawei | Outdoor | EITC Passive Infrastructure | Rooftop | RT-du Owned |  |  | 3G+4G+5G | BTS3900A | LTE-CA | 2T2R | U900 (F2) | L800+L1800F2 | 2CC | 1025100 | 18 |  | 3 | N78 | 3 | 3 | [32 empty] | IIB | 0
DXB3886 | Site 10359 | DXB |  | DXB3886 | DXBL3886 | DXBNR3886 |  | On Air | On Air | On Air | 2022 | Permanent | 25.2149 | 55.4075 | Huawei | Outdoor | EITC Passive Infrastructure | Rooftop | RT-du Owned |  |  | 3G+4G+5G | BTS3900A | LTE-CA | 2T2R | U900 (F2) | L800+L1800F2 | 2CC | 1025100 | 18 |  | 3 | N78 | 3 | 3 | [32 empty] | MW | 0
DXB3959 | Site 10360 | DXB |  | DXB3959 | DXBL3959 | DXBNR3959 |  | On Air | On Air | On Air | 2022 | Permanent | 25.2176 | 55.4082 | Huawei | Outdoor | EITC Passive Infrastructure | Rooftop | RT-du Owned |  |  | 3G+4G+5G | BTS3900A | LTE-CA | 2T2R | U900 (F2) | L800+L1800F2 | 2CC | 1025100 | 18 |  | 3 | N78 | 4 | 3 | [32 empty] | IIB | 0
DXB2742 | Site 10361 | DXB |  | DXB2742 | DXBL2742 | DXBNR2742 |  | On Air | On Air | On Air | Relocation - 2022 | Permanent | 25.0676 | 55.3073 | Huawei | Outdoor | EITC Passive Infrastructure | Rooftop | RT-du Owned |  |  | 3G+4G+5G | BTS3900A | LTE-4CC | 2T2R | U2100 (F2) + U900 (F1+F2) | L800+L1800F1+L1800F2+L2100 | 2CC | 1064600 | 9 |  | 3 | N78 | 4 | 3 | [32 empty] | IIB | Passive Fiber on DXB-1557-IBS-SAR-M-1
DXB2483 | Site 10362 | DXB |  | DXB2483 | DXBL2483 | DXBNR2483 |  | On Air | On Air | On Air | 2022 | Permanent | 24.7694 | 55.6035 | Huawei | Outdoor | EITC Passive Infrastructure | Greenfield | Outdoor Green field-du Owned |  |  | 3G+4G+5G | BTS3900A | LTE-3CC | 2T2R | U2100 (F2) + U900 (F1+F2) | L800+L1800F1+L1800F2 | 1CC | 1086100 | 40 |  | 3 | N41 | 4 | 3 | [32 empty] | MW | 0
DXS6172 | Site 10363 | DXB |  | DXS6172 | DXSL6172 |  |  | On Air | On Air |  | Book RRU - 2021 | Permanent | 25.1475 | 55.434 | Huawei | Book RRU | EITC Passive Infrastructure | Rooftop | RT-du Owned |  |  | 3G+4G | RRU5935E | LTE | 2T2R | U2100 (F2) | L1800F1 | - | 1062200 | 22 |  |  | - | 2 | - | [32 empty] | IIB | DXS-6172-CSG-IXR-E-1
DXB1632 | Site 10364 | DXB |  | DXB1632 | DXBL1632 | DXBNR1632 |  | On Air | On Air | On Air | 2022 | Permanent | 25.1944 | 55.3956 | Huawei | Outdoor | EITC Passive Infrastructure | Rooftop | RT-du Owned |  |  | 3G+4G+5G | BTS3900A | LTE-3CC | 2T2R | U2100 (F2) + U900 (F1+F2) | L800+L1800F1+L1800F2 | 2CC | 1041600 | 45 |  | 3 | N78 | 3 | 3 | [32 empty] | IIB | DXB-1632-CSG-N540-LD-1
DXB1243 | Site 10365 | DXB |  | DXB1243 | DXBL1243 | DXBNR1243 |  | On Air | On Air | On Air | 2022 | Permanent | 24.9894 | 55.2013 | Huawei | Outdoor | EITC Passive Infrastructure | Rooftop | RT-du Owned |  |  | 3G+4G+5G | BTS3900A | LTE-4CC | 2T2R | U2100 (F2) + U900 (F1+F2) | L800+L1800F1+L1800F2+L2100 | 2CC | 1059700 | 26 |  | 3 | N78 | 3 | 3 | [32 empty] | MW | 0
DXB3565 | Site 10366 | DXB |  | DXB3565 | DXBL3565 | DXBNR3565 |  | On Air | On Air | On Air | 2022 | Permanent | 25.2623 | 55.3201 | Huawei | Outdoor | EITC Passive Infrastructure | Rooftop | RT-du Owned |  |  | 3G+4G+5G | BTS3900A | LTE-3CC | 2T2R | U2100 (F2) + U900 (F1+F2) | L800+L1800F1+L1800F2 | 2CC | 1012400 | 29 |  | 3 | N78 | 3 | 3 | [32 empty] | MW | 0
DXB3964 | Site 10367 | DXB |  | DXB3964 | DXBL3964 | DXBNR3964 |  | On Air | On Air | On Air | 2022 | Permanent | 25.1984 | 55.5727 | Huawei | Outdoor | Site Sharing | Capex_ETC Lead | Outdoor Taawn-Etisalat Lead |  |  | 3G+4G+5G | BTS3900A | LTE-3CC | 2T2R | U2100 (F2) + U900 (F1+F2) | L800+L1800F1+L1800F2 | 1CC | 1071100 | 35 |  | 3 | N41 | 3 | 3 | [32 empty] | MW | 0
DXB3583 | Site 10368 | DXB |  | DXB3583 | DXBL3583 | DXBNR3583 |  | On Air | On Air | On Air | 2022 | Permanent | 25.1981 | 55.1785 | Huawei | Outdoor | EITC Passive Infrastructure | Greenfield | Outdoor Green field-du Owned |  |  | 3G+4G+5G | BTS3900A | LTE-3CC | 2T2R | U2100 (F2) + U900 (F1+F2) | L800+L1800F1+L1800F2 | 2CC | 1030000 | 120 |  | 3 | N78 | 4 | 3 | [32 empty] | MW | 0
DXB2989 | Site 10369 | DXB |  | DXB2989 | DXBL2989 | DXBNR2989 |  | On Air | On Air | On Air | 2022 | Permanent | 25.0218 | 55.1556 | Huawei | Outdoor | EITC Passive Infrastructure | Rooftop | RT-du Owned |  |  | 3G+4G+5G | BTS3900A | LTE-4CC | 2T2R | U2100 (F2) + U900 (F1+F2) | L800+L1800F1+L1800F2+L2100 | 2CC | 1059102 | 42 |  | 3 | N78 | 4 | 3 | [32 empty] | IIB | DXB-2989-CSG-N540-LD-1
DXB2814 | Site 10370 | DXB |  | DXB2814 | DXBL2814 | DXBNR2814 |  | On Air | On Air | On Air | 2022 | Permanent | 25.2645 | 55.3039 | Huawei | Outdoor | EITC Passive Infrastructure | Rooftop | RT-du Owned |  |  | 3G+4G+5G | BTS3900A | LTE-4CC | 2T2R | U2100 (F2) + U900 (F1+F2) | L800+L1800F1+L1800F2+L2100 | 2CC | 1031300 | 20 |  | 3 | N78 | 3 | 3 | [32 empty] | IIB | DXB-2814-CSG-IXR-E-1
DXB3297 | Site 10371 | DXB |  | DXB3297 | DXBL3297 | DXBNR3297 |  | On Air | On Air | On Air | 2022 | Permanent | 24.8583 | 55.1572 | Huawei | Outdoor | Site Sharing | Capex_ETC Lead | Outdoor Taawn-Etisalat Lead |  |  | 3G+4G+5G | BTS3900A | LTE-3CC | 2T2R | U2100 (F2) + U900 (F1+F2) | L800+L1800F1+L1800F2 | 1CC | 1052100 | 25 |  | 3 | N41 | 3 | 3 | [32 empty] | IIB | DXB-3297-CSG-IXR-E-1
DXB3823 | Site 10372 | DXB |  | DXB3823 | DXBL3823 | DXBNR3823 |  | On Air | On Air | On Air | 2022 | Permanent | 25.0407 | 55.2991 | Huawei | Outdoor | Site Sharing | Capex_ETC Lead | Outdoor Taawn-Etisalat Lead |  |  | 3G+4G+5G | BTS3900A | LTE-3CC | 2T2R | U2100 (F2) + U900 (F1+F2) | L800+L1800F1+L1800F2 | 2CC | 1066500 | 35 |  | 3 | N78 | 3 | 3 | [32 empty] | IIB | DXB-3823-CSG-IXR-E-1
DXB1898 | Site 10373 | DXB |  | DXB1898 | DXBL1898 | DXBNR1898 |  | On Air | On Air | On Air | 2022 | Permanent | 25.0635 | 55.2022 | Huawei | Outdoor | EITC Passive Infrastructure | Rooftop | RT-du Owned |  |  | 3G+4G+5G | BTS3900A | LTE-4CC | 2T2R | U2100 (F2) + U900 (F1+F2) | L800+L1800F1+L1800F2+L2100 | 2CC | 1068100 | 28 |  | 3 | N78 | 3 | 3 | [32 empty] | IIB | DXB-1898-CSG-N540-LD-1
DXB2365 | Site 10374 | DXB |  | DXB2365 | DXBL2365 | DXBNR2365 |  | On Air | On Air | On Air | 2022 | Permanent | 25.2752 | 55.2989 | Huawei | Outdoor | EITC Passive Infrastructure | Rooftop | RT-du Owned |  |  | 3G+4G+5G | BTS3900A | LTE-3CC | 2T2R | U2100 (F2) + U900 (F1+F2) | L800+L1800F1+L1800F2 | 2CC | 1011100 | 35 |  | 3 | N78 | 3 | 3 | [32 empty] | MW | 0
DXB3669 | Site 10375 | DXB |  | DXB3669 | DXBL3669 | DXBNR3669 |  | On Air | On Air | On Air | 2022 | Permanent | 24.9083 | 54.9195 | Huawei | Outdoor | EITC Passive Infrastructure | Greenfield | Outdoor Green field-du Owned |  |  | 3G+4G+5G | BTS3900A | LTE-3CC | 2T2R | U2100 (F2) + U900 (F1+F2) | L800+L1800F1+L1800F2 | 1CC | 1051300 | 40 |  | 3 | N41 | 3 | 3 | [32 empty] | IIB | DXB-3669-CSG-N540-LD-1
DXB3837 | Site 10376 | DXB |  | DXB3837 | DXBL3837 | DXBNR3837 |  | On Air | On Air | On Air | 2022 | Permanent | 25.282 | 55.3358 | Huawei | Outdoor | EITC Passive Infrastructure | Rooftop | RT-du Owned |  |  | 3G+4G+5G | BTS3900A | LTE-4CC | 2T2R | U2100 (F2) + U900 (F1+F2) | L800+L1800F1+L1800F2+L2100 | 2CC | 1012700 | 21 |  | 3 | N78 | 3 | 3 | [32 empty] | IIB | DXB-3837-CSG-IXR-E-1
DXB3750 | Site 10377 | DXB |  | DXB3750 | DXBL3750 | DXBNR3750 |  | On Air | On Air | On Air | 2022 | Permanent | 25.2178 | 55.3241 | Huawei | Outdoor | EITC Passive Infrastructure | Rooftop | RT-du Owned |  |  | 3G+4G+5G | BTS3900A | LTE-4CC | 2T2R | U2100 (F2) + U900 (F1+F2) | L800+L1800F1+L1800F2+L2100 | 2CC | 1032600 | 53.5 |  | 3 | N78 | 3 | 3 | [32 empty] | IIB | DXB-3750-CSG-N540-LD-1
DXB2478 | Site 10378 | DXB |  | DXB2478 | DXBL2478 | DXBNR2478 |  | On Air | On Air | On Air | 2022 | Permanent | 25.2119 | 55.5857 | Huawei | Outdoor | Site Sharing | Capex_ETC Lead | Outdoor Taawn-Etisalat Lead |  |  | 3G+4G+5G | BTS3900A | LTE-3CC | 2T2R | U2100 (F2) + U900 (F1+F2) | L800+L1800F1+L1800F2 | 1CC | 1071100 | 35 |  | 3 | N41 | 3 | 3 | [32 empty] | IIB | DXB-2478-CSG-SAR-X-1
DXB2484 | Site 10379 | DXB |  | DXB2484 | DXBL2484 | DXBNR2484 |  | On Air | On Air | On Air | 2022 | Permanent | 25.1853 | 55.4686 | Huawei | Outdoor | EITC Passive Infrastructure | Greenfield | Outdoor Green field-du Owned |  |  | 3G+4G+5G | BTS3900A | LTE-3CC | 2T2R | U2100 (F2) + U900 (F1+F2) | L800+L1800F1+L1800F2 | 1CC | 1043100 | 40 |  | 3 | N41 | 3 | 3 | [32 empty] | MW | 0
DXS6058 | Site 10380 | DXB |  | DXS6058 | DXSL6058 |  |  | On Air | On Air |  | Easy Macro - 2022 | Permanent | 24.7376 | 55.502 | Huawei | Easy Macro | EITC Passive Infrastructure | Easy Macro - 12m-NPT | RT-du Owned-Small Cells |  |  | 3G+4G | AAU5942 | LTE | 2T2R | U2100 (F1+F2) | L1800F1 | - | 1094500 | 12 |  |  | - | 3 | - | [32 empty] | MW | 0
DXB3666 | Site 10381 | DXB |  | DXB3666 | DXBL3666 | DXBNR3666 |  | On Air | On Air | On Air | 2022 | Permanent | 25.2165 | 55.5803 | Huawei | Outdoor | EITC Passive Infrastructure | Greenfield | Outdoor Green field-du Owned |  |  | 3G+4G+5G | BTS3900A | LTE-3CC | 2T2R | U2100 (F2) + U900 (F1+F2) | L800+L1800F1+L1800F2 | 1CC | 1071100 | 40 |  | 3 | N41 | 4 | 3 | [32 empty] | MW | 0
DXB2743 | Site 10382 | DXB |  | DXB2743 | DXBL2743 | DXBNR2743 |  | On Air | On Air | On Air | Relocation - 2022 | Permanent | 25.0689 | 55.3072 | Huawei | Outdoor | EITC Passive Infrastructure | Rooftop | RT-du Owned |  |  | 3G+4G+5G | BTS3900A | LTE-4CC | 4T4R | U2100 (F2) + U900 (F1+F2) | L800+L1800F1+L1800F2+L2100 | 2CC | 1064600 | 14 |  | 3 | N78 | 4 | 3 | [32 empty] | IIB | DXB-2743-CSG-IXR-E-1
DXB2993 | Site 10383 | DXB |  | DXB2993 | DXBL2993 | DXBNR2993 |  | On Air | On Air | On Air | 2023 | Permanent | 25.1222 | 55.2764 | Huawei | Outdoor | Site Sharing | Capex_ETC Lead | Outdoor Taawn-Etisalat Lead |  |  | 3G+4G+5G | BTS3900A | LTE-3CC | 2T2R | U2100 (F2) + U900 (F1+F2) | L800+L1800F1+L1800F2 | 1CC | 1063100 | 30 |  | 3 | N41 | 3 | 3 | [32 empty] | IIB | DXB-2993-CSG-N540-LD-1
DXB1247 | Site 10384 | DXB |  | DXB1247 | DXBL1247 | DXBNR1247 |  | On Air | On Air | On Air | 2023 | Permanent | 25.2706 | 55.43 | Huawei | Outdoor | EITC Passive Infrastructure | Rooftop | RT-du Owned |  |  | 3G+4G+5G | BTS3900A | LTE-3CC | 2T2R | U2100 (F2) + U900 (F1+F2) | L800+L1800F1+L1800F2 | 2CC | 1026400 | 18 |  | 3 | N78 | 3 | 3 | [32 empty] | IIB | DXB-1247-CSG-N540-LD-1
DXB2224 | Site 10385 | DXB |  | DXB2224 | DXBL2224 | DXBNR2224 |  | On Air | On Air | On Air | 2023 | Permanent | 25.1254 | 55.2032 | Huawei | Outdoor | EITC Passive Infrastructure | Rooftop | RT-du Owned |  |  | 3G+4G+5G | BTS3900A | LTE-3CC | 2T2R | U2100 (F2) + U900 (F1+F2) | L800+L1800F1+L1800F2 | 2CC | 1036700 | 22 |  | 3 | N78 | 3 | 3 | [32 empty] | IIB | DXB-2224-CSG-IXR-E-1
DXB3093 | Site 10386 | DXB |  | DXB3093 | DXBL3093 | DXBNR3093 |  | On Air | On Air | On Air | 2023 | Permanent | 25.0001 | 55.2899 | Huawei | Outdoor | EITC Passive Infrastructure | Greenfield | Outdoor Green field-du Owned |  |  | 3G+4G+5G | BTS3900A | LTE-3CC | 2T2R | U2100 (F2) + U900 (F1+F2) | L800+L1800F1+L1800F2 | 1CC | 1092200 | 40 |  | 3 | N41 | 3 | 3 | [32 empty] | IIB | DXB-3093-CSG-N540-LD-1
DXB3548 | Site 10387 | DXB |  | DXB3548 | DXBL3548 | DXBNR3548 |  | On Air | On Air | On Air | 2023 | Permanent | 25.1818 | 55.3723 | Huawei | Outdoor | Site Sharing | Capex_ETC Lead | Outdoor Taawn-Etisalat Lead |  |  | 3G+4G+5G | BTS3900A | LTE-3CC | 2T2R | U2100 (F2) + U900 (F1+F2) | L800+L1800F1+L1800F2 | 2CC | 1061400 | 35 |  | 3 | N78 | 3 | 3 | [32 empty] | IIB | DXB-3548-CSG-N540-LD-1
DXB3835 | Site 10388 | DXB |  | DXB3835 | DXBL3835 | DXBNR3835 |  | On Air | On Air | On Air | 2023 | Permanent | 25.2222 | 55.5301 | Huawei | Outdoor | Site Sharing | Capex_ETC Lead | Outdoor Taawn-Etisalat Lead |  |  | 3G+4G+5G | BTS3900A | LTE-3CC | 2T2R | U2100 (F2) + U900 (F1+F2) | L800+L1800F1+L1800F2 | 1CC | 1028200 | 35 |  | 3 | N41 | 3 | 3 | [32 empty] | IIB | DXB-3835-CSG-N540-LD-1
DXB3683 | Site 10389 | DXB |  | DXB3683 | DXBL3683 | DXBNR3683 |  | On Air | On Air | On Air | 2023 | Permanent | 25.2463 | 55.5297 | Huawei | Outdoor | Site Sharing | Capex_ETC Lead | Outdoor Taawn-Etisalat Lead |  |  | 3G+4G+5G | BTS3900A | LTE-3CC | 2T2R | U2100 (F2) + U900 (F1+F2) | L800+L1800F1+L1800F2 | 1CC | 1028400 | 35 |  | 3 | N41 | 3 | 3 | [32 empty] | IIB | DXB-3683-CSG-N540-LD-1
DXB3567 | Site 10390 | DXB |  | DXB3567 | DXBL3567 | DXBNR3567 |  | On Air | On Air | On Air | 2023 | Permanent | 25.2704 | 55.4354 | Huawei | Outdoor | EITC Passive Infrastructure | Greenfield | Outdoor Green field-du Owned |  |  | 3G+4G+5G | BTS3900A | LTE-4CC | 2T2R | U2100 (F2) + U900 (F1+F2) | L800+L1800F1+L1800F2+L2100 | 2CC | 1026400 | 30 |  | 3 | N78 | 3 | 3 | [32 empty] | IIB | DXB-3567-CSG-N540-LD-1
DXB3433 | Site 10391 | DXB |  | DXB3433 | DXBL3433 |  |  | On Air | On Air |  | Easy Macro - 2022 | Permanent | 25.0986 | 55.1307 | Huawei | Easy Macro | EITC Passive Infrastructure | Rooftop | RT-du Owned |  |  | 3G+4G | AAU5942 | LTE | 2T2R | U2100 (F1+F2) | L1800F1 | - | 1038100 | 20 |  |  | - | 4 | - | [32 empty] | MW | 0
DXB1004 | Site 10392 | DXB |  | DXB1004 | DXBL1004 | DXBNR1004 |  | On Air | On Air | On Air | 2023 | Permanent | 25.039 | 55.0603 | Huawei | Outdoor | EITC Passive Infrastructure | Greenfield | Outdoor Green field-du Owned |  |  | 3G+4G+5G | BTS3900A | LTE-3CC | 2T2R | U2100 (F2) + U900 (F1+F2) | L800+L1800F1+L1800F2 | 1CC | 1059400 | 120 |  | 3 | N41 | 4 | 3 | [32 empty] | MW | 0
DXB2171 | Site 10393 | DXB |  | DXB2171 | DXBL2171 | DXBNR2171 |  | On Air | On Air | On Air | 2023 | Permanent | 25.0654 | 55.1467 | Huawei | Outdoor | Site Sharing | Capex_ETC Lead | Outdoor Taawn-Etisalat Lead |  |  | 3G+4G+5G | BTS3900A | LTE-3CC | 2T2R | U2100 (F2) + U900 (F1+F2) | L800+L1800F1+L1800F2 | 2CC | 1039301 | 35 |  | 3 | N78 | 3 | 3 | [32 empty] | IIB | DXB-2171-CSG-N540-LD-1
DXB2979 | Site 10394 | DXB |  | DXB2979 | DXBL2979 | DXBNR2979 |  | On Air | On Air | On Air | 2023 | Permanent | 25.2056 | 55.5211 | Huawei | Outdoor | Site Sharing | Capex_ETC Lead | Outdoor Taawn-Etisalat Lead |  |  | 3G+4G+5G | BTS3900A | LTE-3CC | 2T2R | U2100 (F2) + U900 (F1+F2) | L800+L1800F1+L1800F2 | 1CC | 1028300 | 35 |  | 3 | N41 | 3 | 3 | [32 empty] | IIB | DXB-2979-CSG-IXR-E-1
DXB3568 | Site 10395 | DXB |  | DXB3568 | DXBL3568 | DXBNR3568 |  | On Air | On Air | On Air | 2023 | Permanent | 25.0793 | 55.3914 | Huawei | Outdoor | EITC Passive Infrastructure | Greenfield | Outdoor Green field-du Owned |  |  | 3G+4G+5G | BTS3900A | LTE-4CC | 2T2R | U2100 (F2) + U900 (F1+F2) | L800+L1800F1+L1800F2+L2100 | 1CC | 1091100 | 40 |  | 3 | N41 | 3 | 3 | [32 empty] | MW | 0
DXB2465 | Site 10396 | DXB |  | DXB2465 | DXBL2465 | DXBNR2465 |  | On Air | On Air | On Air | 2023 | Permanent | 25.028 | 55.2306 | Huawei | Outdoor | EITC Passive Infrastructure | Greenfield | Outdoor Green field-du Owned |  |  | 3G+4G+5G | BTS3900A | LTE-4CC | 2T2R | U900 (F1+F2) | L800+L1800F1+L1800F2+L2100 | 2CC | 1068200 | 40 |  | 3 | N78 | 3 | 3 | [32 empty] | IIB | DXB-2465-CSG-N540-LD-1
DXB3452 | Site 10397 | DXB |  | DXB3452 | DXBL3452 | DXBNR3452 |  | On Air | On Air | On Air | 2023 | Permanent | 25.1437 | 55.4237 | Huawei | Outdoor | Site Sharing | Capex_ETC Lead | Outdoor Taawn-Etisalat Lead |  |  | 3G+4G+5G | BTS3900A | LTE-3CC | 2T2R | U900 (F1+F2) | L800+L1800F1+L1800F2 | 1CC | 1062200 | 35 |  | 3 | N41 | 3 | 3 | [32 empty] | MW | 0
DXB3906 | Site 10398 | DXB |  | DXB3906 | DXBL3906 | DXBNR3906 |  | On Air | On Air | On Air | 2023 | Permanent | 25.255 | 55.3353 | Huawei | Outdoor | EITC Passive Infrastructure | Rooftop | RT-du Owned |  |  | 3G+4G+5G | BTS3900A | LTE-3CC | 2T2R | U900 (F1+F2) | L800+L1800F1+L1800F2 | 2CC | 1012900 | 42 |  | 3 | N78 | 3 | 3 | [32 empty] | IIB | DXB-3906-CSG-N540-LD-1
DXB1730 | Site 10399 | DXB |  | DXB1730 | DXBL1730 | DXBNR1730 |  | On Air | On Air | On Air | 2023 | Permanent | 25.086 | 55.1724 | Huawei | Outdoor | EITC Passive Infrastructure | Greenfield | Outdoor Green field-du Owned |  |  | 3G+4G+5G | BTS3900A | LTE-4CC | 2T2R | U900 (F1+F2) | L800+L1800F1+L1800F2+L2100 | 2CC | 1038800 | 40 |  | 3 | N78 | 4 | 3 | Y | [31 empty] | IIB | DXB-1730-CSG-N540-LD-1
DXB1790 | Site 10400 | DXB |  | DXB1790 | DXBL1790 | DXBNR1790 |  | On Air | On Air | On Air | 2023 | Permanent | 25.1852 | 55.4789 | Huawei | Outdoor | EITC Passive Infrastructure | Greenfield | Outdoor Green field-du Owned |  |  | 3G+4G+5G | BTS3900A | LTE-3CC | 2T2R | U900 (F1+F2) | L800+L1800F1+L1800F2 | 1CC | 1043100 | 40 |  | 3 | N41 | 3 | 3 | [32 empty] | MW | 0
DXB3689 | Site 10401 | DXB |  | DXB3689 | DXBL3689 | DXBNR3689 |  | On Air | On Air | On Air | 2023 | Permanent | 25.0885 | 55.1407 | Huawei | Outdoor | EITC Passive Infrastructure | Greenfield | Outdoor Green field-du Owned |  |  | 3G+4G+5G | BTS3900A | LTE-4CC | 2T2R | U900 (F1+F2) | L800+L1800F1+L1800F2+L2100 | 3CC | 1039200 | 40 |  | 3 | N41+N78 | 3 | 3 | [32 empty] | MW | 0
DXB3564 | Site 10402 | DXB |  | DXB3564 | DXBL3564 | DXBNR3564 |  | On Air | On Air | On Air | 2023 | Permanent | 25.0182 | 55.1205 | Huawei | Outdoor | EITC Passive Infrastructure | Greenfield | Outdoor Green field-du Owned |  |  | 3G+4G+5G | BTS3900A | LTE-3CC | 2T2R | U900 (F1+F2) | L800+L1800F1+L1800F2 | 2CC | 1059102 | 40 |  | 3 | N78 | 3 | 3 | [32 empty] | IIB | DXB-3564-CSG-N540-LD-1
DXB2901 | Site 10403 | DXB |  | DXB2901 | DXBL2901 | DXBNR2901 |  | On Air | On Air | On Air | 2023 | Permanent | 25.2302 | 55.1605 | Huawei | Outdoor | EITC Passive Infrastructure | Rooftop | RT-du Owned |  |  | 3G+4G+5G | BTS3900A | LTE-3CC | 2T2R | U900 (F1+F2) | L800+L1800F1+L1800F2 | 2CC | 1030000 | 36.5 |  | 3 | N78 | 4 | 3 | [32 empty] | MW | 0
DXB3797 | Site 10404 | DXB |  | DXB3797 | DXBL3797 | DXBNR3797 |  | On Air | On Air | On Air | 2023 | Permanent | 25.005 | 55.2837 | Huawei | Outdoor | EITC Passive Infrastructure | Greenfield | Outdoor Green field-du Owned |  |  | 3G+4G+5G | BTS3900A | LTE-4CC | 2T2R | U900 (F1+F2) | L800+L1800F1+L1800F2+L2100 | 1CC | 1092200 | 40 |  | 3 | N41 | 3 | 3 | [32 empty] | IIB | DXB-3797-CSG-N540-LD-1
DXB2448 | Site 10405 | DXB |  | DXB2448 | DXBL2448 | DXBNR2448 |  | On Air | On Air | On Air | 2023 | Permanent | 25.0389 | 55.1262 | Huawei | Outdoor | Site Sharing | Site Share | Outdoor Site Sharing-Etisalat Owned |  |  | 3G+4G+5G | BTS3900A | LTE-4CC | 2T2R | U2100 (F2) + U900 (F1+F2) | L800+L1800F1+L1800F2+L2100 | 2CC | 1059102 | 30 |  | 3 | N78 | 3 | 3 | [32 empty] | MW | 0
DXT6537 | Site 10406 | DXB |  | DXT6537 | DXTL6537 |  |  | On Air | On Air |  | 2023 | Permanent | 25.1693 | 55.378 | Huawei | Outdoor | EITC Passive Infrastructure | RDU | Outdoor Green field-du Owned |  |  | 3G+4G | BTS3900A | LTE-4CC | 2T2R | U2100 (F2) + U900 (F1+F2) | L800+L1800F1+L1800F2+L2100 | - | 1061400 | 25 |  |  | - | 3 | - | [32 empty] | MW | 0
DXB2635 | Site 10407 | DXB |  | DXB2635 | DXBL2635 | DXBNR2635 |  | On Air | On Air | On Air | 2023 | Permanent | 25.1902 | 55.2382 | Huawei | Outdoor | Site Sharing | Capex_ETC Lead | Outdoor Taawn-Etisalat Lead |  |  | 3G+4G+5G | BTS3900A | LTE-4CC | 2T2R | U2100 (F2) + U900 (F1+F2) | L800+L1800F1+L1800F2+L2100 | 2CC | 1035200 | 30 |  | 3 | N78 | 3 | 3 | [32 empty] | IIB | DXB-2635-CSG-IXR-E-1
DXB3361 | Site 10408 | DXB |  | DXB3361 | DXBL3361 | DXBNR3361 |  | On Air | On Air | On Air | 2023 | Permanent | 25.2046 | 55.5557 | Huawei | Outdoor | EITC Passive Infrastructure | Greenfield | Outdoor Green field-du Owned |  |  | 3G+4G+5G | BTS3900A | LTE-4CC | 2T2R | U900 (F1+F2) | L800+L1800F1+L1800F2+L2100 | 1CC | 1071100 | 40 |  | 3 | N41 | 3 | 3 | [32 empty] | MW | 0
DXB3596 | Site 10409 | DXB |  | DXB3596 | DXBL3596 | DXBNR3596 |  | On Air | On Air | On Air | 2023 | Permanent | 25.1122 | 55.2323 | Huawei | Outdoor | EITC Passive Infrastructure | Greenfield | Outdoor Green field-du Owned |  |  | 3G+4G+5G | BTS3900A | LTE-4CC | 2T2R | U2100 (F2) + U900 (F1+F2) | L800+L1800F1+L1800F2+L2100 | 2CC | 1036900 | 40 |  | 3 | N78 | 3 | 3 | [32 empty] | IIB | DXB-3596-CSG-IXR-E-1
DXV6357 | Site 10410 | DXB |  | DXV6357 | DXVL6357 | DXVNR6357 |  | On Air | On Air | On Air | Temp - 2023 | Temporary | 25.1356 | 55.3176 | Huawei | Outdoor | EITC Passive Infrastructure | RDV | RDV |  |  | 3G+4G+5G | BTS3900 | LTE-4CC | 2T2R | U2100 (F2) + U900 (F1+F2) | L800+L1800F1+L1800F2+L2100 | 2CC | 1061800 | 20 |  | 3 | N78 | 3 | 3 | [32 empty] | MW | 0
DXB3524 | Site 10411 | DXB |  | DXB3524 | DXBL3524 | DXBNR3524 |  | On Air | On Air | On Air | 2023 | Permanent | 25.007 | 55.1011 | Huawei | Outdoor | EITC Passive Infrastructure | Greenfield | Outdoor Green field-du Owned |  |  | 3G+4G+5G | BTS3900A | LTE-4CC | 2T2R | U900 (F1+F2) | L800+L1800F1+L1800F2+L2100 | 2CC | 1059900 | 30 |  | 3 | N78 | 3 | 3 | [32 empty] | IIB | DXB-3524-CSG-N540-LD-1
DXB1033 | Site 10412 | DXB |  | DXB1033 | DXBL1033 | DXBNR1033 |  | On Air | On Air | On Air | 2023 | Permanent | 25.2243 | 55.3692 | Huawei | Outdoor | EITC Passive Infrastructure | Greenfield | Outdoor Green field-du Owned |  |  | 3G+4G+5G | BTS3900A | LTE-4CC | 2T2R | U900 (F1+F2) | L800+L1800F1+L1800F2+L2100 | 2CC | 1021500 | 40 |  | 3 | N78 | 3 | 3 | [32 empty] | IIB | DXB-1033-CSG-N540-LD-1
DXB3341 | Site 10413 | DXB | DXB3341 | DXB3341 | DXBL3341 |  | Locked | On Air | On Air |  | 2023 | Permanent | 25.1499 | 55.514 | Huawei | Outdoor | EITC Passive Infrastructure | Greenfield | Outdoor Green field-du Owned |  |  | 3G+4G | BTS3900A | LTE-4CC | 2T2R | U900 (F1+F2) | L800+L1800F1+L1800F2+L2100 | - | 1081400 | 20 |  |  | - | 3 | - | [32 empty] | IIB | DXB-3341-CSG-N540-LD-1
DXB3420 | Site 10414 | DXB | DXB3420 | DXB3420 | DXBL3420 |  | On Air | On Air | On Air |  | 2023 | Permanent | 25.1469 | 55.5093 | Nokia/Huawei | Outdoor | EITC Passive Infrastructure | Greenfield | Outdoor Green field-du Owned |  |  | 2G+3G+4G | BTS3900A | LTE-4CC | 2T2R | U2100 (F2) + U900 (F1+F2) | L800+L1800F1+L1800F2+L2100 | - | 1081400 | 20 |  |  | - | 3 | - | [32 empty] | IIB | DXB-3420-CSG-N540-LD-1
DXB3693 | Site 10415 | DXB |  | DXB3693 | DXBL3693 | DXBNR3693 |  | On Air | On Air | On Air | 2023 | Permanent | 25.2423 | 55.5119 | Huawei | Outdoor | Site Sharing | Capex_ETC Lead | Outdoor Taawn-Etisalat Lead |  |  | 3G+4G+5G | BTS3900A | LTE-4CC | 2T2R | U900 (F1+F2) | L800+L1800F1+L1800F2+L2100 | 1CC | 1028200 | 35 |  | 3 | N41 | 3 | 3 | [32 empty] | IIB | DXB-3693-CSG-N540-LD-1
DXB3738 | Site 10416 | DXB |  | DXB3738 | DXBL3738 | DXBNR3738 |  | On Air | On Air | On Air | 2023 | Permanent | 25.2403 | 55.5065 | Huawei | Outdoor | NEDAA Tower | Nedaa Share | Outdoor Site Sharing-Nedaa Owned |  |  | 3G+4G+5G | BTS3900A | LTE-4CC | 2T2R | U900 (F1+F2) | L800+L1800F1+L1800F2+L2100 | 1CC | 1028100 | 35 |  | 3 | N41 | 3 | 3 | [32 empty] | MW | 0
DXB3411 | Site 10417 | DXB |  | DXB3411 | DXBL3411 | DXBNR3411 |  | On Air | On Air | On Air | 2023 | Permanent | 25.1323 | 55.3633 | Huawei | Outdoor | Site Sharing | Capex_ETC Lead | Outdoor Taawn-Etisalat Lead |  |  | 3G+4G+5G | BTS3900A | LTE-3CC | 2T2R | U900 (F1+F2) | L800+L1800F1+L1800F2 | 2CC | 1061700 | 35 |  | 3 | N78 | 3 | 3 | [32 empty] | IIB | DXB-3411-CSG-N540-LD-1
DXB3822 | Site 10418 | DXB |  | DXB3822 | DXBL3822 | DXBNR3822 |  | On Air | On Air | On Air | 2023 | Permanent | 25.217 | 55.5947 | Huawei | Outdoor | Site Sharing | Capex_ETC Lead | Outdoor Taawn-Etisalat Lead |  |  | 3G+4G+5G | BTS3900A | LTE-4CC | 2T2R | U900 (F1+F2) | L800+L1800F1+L1800F2+L2100 | 1CC | 1071100 | 35 |  | 3 | N41 | 3 | 3 | [32 empty] | MW | 0
DXV6111 | Site 10419 | DXB |  | DXV6111 | DXVL6111 |  |  | On Air | On Air |  | Temp - 2023 | Temporary | 25.136 | 55.3377 | Huawei | Outdoor | EITC Passive Infrastructure | RDV | RDV |  |  | 3G+4G | BTS3900 | LTE-4CC | 2T2R | U2100 (F2) + U900 (F1+F2) | L800+L1800F1+L1800F2+L2100 | - | 1061800 | 20 |  |  | - | 3 | - | [32 empty] | MW | 0
DXB3894 | Site 10420 | DXB |  | DXB3894 | DXBL3894 | DXBNR3894 |  | On Air | On Air | On Air | 2023 | Permanent | 24.9189 | 55.4922 | Huawei | Outdoor | Site Sharing | Capex_ETC Lead | Outdoor Taawn-Etisalat Lead |  |  | 3G+4G+5G | BTS3900A | LTE-4CC | 2T2R | U900 (F1+F2) | L800+L1800F1+L1800F2+L2100 | 1CC | 1093100 | 55 |  | 3 | N41 | 4 | 3 | Y | [31 empty] | MW | 0
DXB1734 | Site 10421 | DXB |  | DXB1734 | DXBL1734 | DXBNR1734 |  | On Air | On Air | On Air | 2023 | Permanent | 25.2168 | 55.3554 | Huawei | Outdoor | EITC Passive Infrastructure | Greenfield | Outdoor Green field-du Owned |  |  | 3G+4G+5G | BTS3900A | LTE-4CC | 2T2R | U900 (F1+F2) | L800+L1800F1+L1800F2+L2100 | 2CC | 1041200 | 40 |  | 3 | N78 | 3 | 3 | [32 empty] | IIB | DXB-1734-CSG-N540-LD-1
DXB2809 | Site 10422 | DXB |  | DXB2809 | DXBL2809 | DXBNR2809 |  | On Air | On Air | On Air | 2023 | Permanent | 25.0684 | 55.3535 | Huawei | Outdoor | EITC Passive Infrastructure | Greenfield | Outdoor Green field-du Owned |  |  | 3G+4G+5G | BTS3900A | LTE-4CC | 2T2R | U900 (F1+F2) | L800+L1800F1+L1800F2+L2100 | 1CC | 1064800 | 40 |  | 3 | N41 | 3 | 3 | [32 empty] | IIB | DXB-2809-CSG-IXR-E-1
DXB2276 | Site 10423 | DXB |  | DXB2276 | DXBL2276 | DXBNR2276 |  | On Air | On Air | On Air | 2023 | Permanent | 25.2029 | 55.4324 | Huawei | Outdoor | Site Sharing | Capex_ETC Lead | Outdoor Taawn-Etisalat Lead |  |  | 3G+4G+5G | BTS3900A | LTE-4CC | 2T2R | U900 (F1+F2) | L800+L1800F1+L1800F2+L2100 | 2CC | 1042300 | 35 |  | 3 | N78 | 3 | 3 | [32 empty] | MW | 0
DXB3051 | Site 10424 | DXB | DXB3051 | DXB3051 | DXBL3051 |  | Locked | On Air | On Air |  | 2023 | Permanent | 25.1538 | 55.5055 | Huawei | Outdoor | EITC Passive Infrastructure | Greenfield | Outdoor Green field-du Owned |  |  | 3G+4G | BTS3900A | LTE-4CC | 2T2R | U900 (F1+F2) | L800+L1800F1+L1800F2+L2100 | - | 1081400 | 30 |  |  | - | 4 | - | Y | [31 empty] | IIB | DXB-3051-CSG-N540-LD-1
DXB3939 | Site 10425 | DXB |  | DXB3939 | DXBL3939 | DXBNR3939 |  | On Air | On Air | On Air | 2023 | Permanent | 25.2533 | 55.2997 | Huawei | Outdoor | EITC Passive Infrastructure | Rooftop | RT-du Owned |  |  | 3G+4G+5G | BTS3900A | LTE-4CC | 2T2R | U900 (F1+F2) | L800+L1800F1+L1800F2+L2100 | 2CC | 1031700 | 33 |  | 3 | N78 | 3 | 3 | [32 empty] | MW | 0
DXB3944 | Site 10426 | DXB |  | DXB3944 | DXBL3944 |  |  | On Air | On Air |  | 2023 | Permanent | 25.1943 | 55.4327 | Huawei | Outdoor | Site Sharing | Capex_ETC Lead | Outdoor Taawn-Etisalat Lead |  |  | 3G+4G | BTS3900A | LTE-4CC | 2T2R | U900 (F1+F2) | L800+L1800F1+L1800F2+L2100 |  | 1042400 | 35 |  |  | - | 3 | - | [32 empty] | IIB | DXB-3944-CSG-N540-LD-1
DXB3040 | Site 10427 | DXB |  | DXB3040 | DXBL3040 | DXBNR3040 |  | On Air | On Air | On Air | 2023 | Permanent | 25.0263 | 55.2371 | Huawei | Outdoor | EITC Passive Infrastructure | Greenfield | Outdoor Green field-du Owned |  |  | 3G+4G+5G | BTS3900A | LTE-4CC | 2T2R | U900 (F1+F2) | L800+L1800F1+L1800F2+L2100 | 2CC | 1068200 | 40 |  | 3 | N78 | 4 | 3 | Y | [31 empty] | IIB | DXB-3040-CSG-N540-LD-1
DXB3304 | Site 10428 | DXB |  | DXB3304 | DXBL3304 | DXBNR3304 |  | On Air | On Air | On Air | 2023 | Permanent | 25.1455 | 55.3615 | Huawei | Outdoor | Site Sharing | Capex_ETC Lead | Outdoor Taawn-Etisalat Lead |  |  | 3G+4G+5G | BTS3900A | LTE-4CC | 2T2R | U900 (F1+F2) | L800+L1800F1+L1800F2+L2100 | 2CC | 1061700 | 35 |  | 3 | N78 | 3 | 3 | [32 empty] | MW | 0
DXB3511 | Site 10429 | DXB |  | DXB3511 | DXBL3511 | DXBNR3511 |  | On Air | On Air | On Air | 2023 | Permanent | 25.0787 | 55.5364 | Huawei | Outdoor | Site Sharing | Capex_ETC Lead | Outdoor Taawn-Etisalat Lead |  |  | 3G+4G+5G | BTS3900A | LTE-4CC | 2T2R | U900 (F1+F2) | L800+L1800F1+L1800F2+L2100 | 1CC | 1082100 | 55 |  | 3 | N41 | 4 | 3 | Y | [31 empty] | MW | 0
DXB1572 | Site 10430 | DXB |  | DXB1572 | DXBL1572 | DXBNR1572 |  | On Air | On Air | On Air | 2023 | Permanent | 25.1451 | 55.1924 | Huawei | Outdoor | EITC Passive Infrastructure | Greenfield | Outdoor Green field-du Owned |  |  | 3G+4G+5G | BTS3900A | LTE-4CC | 2T2R | U900 (F1+F2) | L800+L1800F1+L1800F2+L2100 | 2CC | 1036600 | 40 |  | 3 | N78 | 5 | 3 | Y | [31 empty] | MW | 0
DXB3962 | Site 10431 | DXB |  | DXB3962 | DXBL3962 | DXBNR3962 |  | On Air | On Air | On Air | 2023 | Permanent | 25.1237 | 55.2613 | Huawei | Outdoor | Site Sharing | Site Share | Outdoor Site Sharing-Etisalat Owned |  |  | 3G+4G+5G | BTS3900A | LTE-4CC | 2T2R | U900 (F1+F2) | L800+L1800F1+L1800F2+L2100 | 1CC | 1063100 | 30 |  | 3 | N41 | 3 | 3 | [32 empty] | MW | 0
DXB3315 | Site 10432 | DXB |  | DXB3315 | DXBL3315 | DXBNR3315 |  | On Air | On Air | On Air | 2023 | Permanent | 25.2368 | 55.3704 | Huawei | Outdoor | EITC Passive Infrastructure | Greenfield | Outdoor Green field-du Owned |  |  | 3G+4G+5G | BTS3900A | LTE-4CC | 2T2R | U900 (F1+F2) | L800+L1800F1+L1800F2+L2100 | 2CC | 1021500 | 40 |  | 3 | N78 | 4 | 3 | Y | [31 empty] | IIB | DXB-3315-CSG-IXR-E-1
DXB3373 | Site 10433 | DXB |  | DXB3373 | DXBL3373 | DXBNR3373 |  | On Air | On Air | On Air | 2023 | Permanent | 25.0654 | 55.308 | Huawei | Outdoor | Site Sharing | Capex_ETC Lead | Outdoor Taawn-Etisalat Lead |  |  | 3G+4G+5G | BTS3900A | LTE-4CC | 2T2R | U900 (F1+F2) | L800+L1800F1+L1800F2+L2100 | 2CC | 1064600 | 25 |  | 3 | N78 | 3 | 3 | [32 empty] | MW | 0
DXB3436 | Site 10434 | DXB |  | DXB3436 | DXBL3436 | DXBNR3436 |  | On Air | On Air | On Air | 2023 | Permanent | 25.0673 | 55.3096 | Huawei | Outdoor | Site Sharing | Capex_ETC Lead | Outdoor Taawn-Etisalat Lead |  |  | 3G+4G+5G | BTS3900A | LTE-4CC | 2T2R | U900 (F1+F2) | L800+L1800F1+L1800F2+L2100 | 2CC | 1064600 | 25 |  | 3 | N78 | 3 | 3 | [32 empty] | MW | 0
DXB1438 | Site 10435 | DXB |  | DXB1438 | DXBL1438 | DXBNR1438 |  | On Air | On Air | On Air | 2023 | Permanent | 25.1637 | 55.3822 | Huawei | Outdoor | EITC Passive Infrastructure | Rooftop | RT-du Owned |  |  | 3G+4G+5G | BTS3900A | LTE-4CC | 2T2R | U900 (F1+F2) | L800+L1800F1+L1800F2+L2100 | 2CC | 1061600 | 15 |  | 3 | N78 | 3 | 3 | [32 empty] | IIB | DXB-1438-CSG-N540-LD-1
DXB2485 | Site 10436 | DXB |  | DXB2485 | DXBL2485 | DXBNR2485 |  | On Air | On Air | On Air | 2023 | Permanent | 25.1957 | 55.5792 | Huawei | Outdoor | EITC Passive Infrastructure | Greenfield | Outdoor Green field-du Owned |  |  | 3G+4G+5G | BTS3900A | LTE-4CC | 2T2R | U900 (F1+F2) | L800+L1800F1+L1800F2+L2100 | 1CC | 1071100 | 40 |  | 3 | N41 | 3 | 3 | [32 empty] | MW | 0
DXB3585 | Site 10437 | DXB |  | DXB3585 | DXBL3585 | DXBNR3585 |  | On Air | On Air | On Air | 2023 | Permanent | 25.0624 | 55.3252 | Huawei | Outdoor | Site Sharing | Capex_ETC Lead | Outdoor Taawn-Etisalat Lead |  |  | 3G+4G+5G | BTS3900A | LTE-4CC | 2T2R | U900 (F1+F2) | L800+L1800F1+L1800F2+L2100 | 1CC | 1064800 | 35 |  | 3 | N41 | 4 | 3 | Y | [31 empty] | IIB | DXB-3585-CSG-N540-LD-1
DXB3726 | Site 10438 | DXB |  | DXB3726 | DXBL3726 | DXBNR3726 |  | On Air | On Air | On Air | 2023 | Permanent | 25.1921 | 55.5616 | Huawei | Outdoor | EITC Passive Infrastructure | Greenfield | Outdoor Green field-du Owned |  |  | 3G+4G+5G | BTS3900A | LTE-4CC | 2T2R | U900 (F1+F2) | L800+L1800F1+L1800F2+L2100 | 1CC | 1071100 | 40 |  | 3 | N41 | 3 | 3 | [32 empty] | MW | 0
DXB3497 | Site 10439 | DXB |  | DXB3497 | DXBL3497 | DXBNR3497 |  | On Air | On Air | On Air | 2023 | Permanent | 25.1562 | 55.2831 | Huawei | Outdoor | EITC Passive Infrastructure | Rooftop | RT-du Owned |  |  | 3G+4G+5G | BTS3900A | LTE-4CC | 2T2R | U900 (F1+F2) | L800+L1800F1+L1800F2+L2100 | 2CC | 1034700 | 29 |  | 3 | N78 | 3 | 3 | [32 empty] | IIB | DXB-3497-CSG-N540-LD-1
DXB3176 | Site 10440 | DXB |  | DXB3176 | DXBL3176 | DXBNR3176 |  | On Air | On Air | On Air | 2023 | Permanent | 24.9911 | 55.1434 | Huawei | Outdoor | EITC Passive Infrastructure | Greenfield | Outdoor Green field-du Owned |  |  | 3G+4G+5G | BTS3900A | LTE-4CC | 2T2R | U900 (F1+F2) | L800+L1800F1+L1800F2+L2100 | 2CC | 1059900 | 30 |  | 3 | N78 | 3 | 3 | [32 empty] | IIB | DXB-3176-CSG-N540-LD-1
DXB3887 | Site 10441 | DXB |  | DXB3887 | DXBL3887 |  |  | On Air | On Air |  | 2023 | Permanent | 25.2613 | 55.309 | Huawei | Outdoor | EITC Passive Infrastructure | Rooftop | RT-du Owned |  |  | 3G+4G | BTS3900A | LTE-4CC | 2T2R | U900 (F1+F2) | L800+L1800F1+L1800F2+L2100 | - | 1031300 | 14 |  | - | - | 2 | [33 empty] | IIB | DXB-3887-CSG-N540-LD-1
DXB2955 | Site 10442 | DXB |  | DXB2955 | DXBL2955 | DXBNR2955 |  | On Air | On Air | On Air | 2023 | Permanent | 25.0407 | 55.2906 | Huawei | Outdoor | EITC Passive Infrastructure | Greenfield | Outdoor Green field-du Owned |  |  | 3G+4G+5G | BTS3900A | LTE-4CC | 2T2R | U900 (F1+F2) | L800+L1800F1+L1800F2+L2100 | 2CC | 1066500 | 40 |  | 3 | N78 | 3 | [33 empty] | IIB | DXB-2955-CSG-N540-LD-1
DXB3728 | Site 10443 | DXB |  | DXB3728 | DXBL3728 | DXBNR3728 |  | On Air | On Air | On Air | 2023 | Permanent | 25.1582 | 55.2967 | Huawei | Outdoor | Site Sharing | Capex_ETC Lead | Outdoor Taawn-Etisalat Lead |  |  | 3G+4G+5G | BTS3900A | LTE-4CC | 2T2R | U900 (F1+F2) | L800+L1800F1+L1800F2+L2100 | 2CC | 1061800 | 35 |  | 3 | N78 | 3 | [33 empty] | MW | 0
DXB3963 | Site 10444 | DXB |  | DXB3963 | DXBL3963 | DXBNR3963 |  | On Air | On Air | On Air | 2023 | Permanent | 24.972 | 55.1722 | Huawei | Outdoor | Site Sharing | Site Share | Outdoor Site Sharing-Etisalat Owned |  |  | 3G+4G+5G | BTS3900A | LTE-4CC | 2T2R | U900 (F1+F2) | L800+L1800F1+L1800F2+L2100 | 2CC | 1059801 | 30 |  | 3 | N78 | 3 | [33 empty] | MW | 0
DXB3734 | Site 10445 | DXB |  | DXB3734 | DXBL3734 | DXBNR3734 |  | On Air | On Air | On Air | 2023 | Permanent | 25.2333 | 55.3456 | Huawei | Outdoor | EITC Passive Infrastructure | Greenfield | Outdoor Green field-du Owned |  |  | 3G+4G+5G | BTS3900A | LTE-4CC | 2T2R | U900 (F1+F2) | L800+L1800F1+L1800F2+L2100 | 2CC | 1041200 | 40 |  | 3 | N78 | 3 | 3 | [32 empty] | IIB | DXB-3724-AGGR-SR12e-1
DXV6412 | Site 10446 | DXB |  | DXV6412 | DXVL6412 | DXVNR6412 |  | On Air | On Air | On Air | Temp - 2023 | Temporary | 25.2153 | 55.2583 | Huawei | Outdoor | EITC Passive Infrastructure | RDV | RDV |  |  | 3G+4G+5G | BTS3900 | LTE-4CC | 2T2R | U2100 (F2) + U900 (F1+F2) | L800+L1800F1+L1800F2+L2100 | 2CC | 1033200 | 20 |  | 3 | N78 | 3 | 3 | [32 empty] | MW | 0
DXB3608 | Site 10447 | DXB |  | DXB3608 | DXBL3608 | DXBNR3608 |  | On Air | On Air | On Air | 2023 | Permanent | 25.1945 | 55.4609 | Huawei | Outdoor | EITC Passive Infrastructure | Greenfield | Outdoor Green field-du Owned |  |  | 3G+4G+5G | BTS3900A | LTE-4CC | 2T2R | U900 (F1+F2) | L800+L1800F1+L1800F2+L2100 | 1CC | 1025200 | 40 |  | 3 | N41 | 3 | 3 | [32 empty] | MW | 0
DXB3735 | Site 10448 | DXB |  | DXB3735 | DXBL3735 | DXBNR3735 |  | On Air | On Air | On Air | 2023 | Permanent | 25.21 | 55.565 | Huawei | Outdoor | Site Sharing | Capex_ETC Lead | Outdoor Taawn-Etisalat Lead |  |  | 3G+4G+5G | BTS3900A | LTE-4CC | 2T2R | U900 (F1+F2) | L800+L1800F1+L1800F2+L2100 | 1CC | 1071100 | 35 |  | 3 | N41 | 4 | 3 | [32 empty] | MW | 0
DXB3410 | Site 10449 | DXB |  | DXB3410 | DXBL3410 | DXBNR3410 |  | On Air | On Air | On Air | 2023 | Permanent | 25.1568 | 55.2858 | Huawei | Outdoor | EITC Passive Infrastructure | Rooftop | RT-du Owned |  |  | 3G+4G+5G | BTS3900A | LTE-4CC | 2T2R | U900 (F1+F2) | L800+L1800F1+L1800F2+L2100 | 2CC | 1034700 | 26 |  | 3 | N78 | 3 | 3 | [32 empty] | IIB | DXB-3410-CSG-N540-LD-1
DXB3506 | Site 10450 | DXB |  | DXB3506 | DXBL3506 | DXBNR3506 |  | On Air | On Air | On Air | 2023 | Permanent | 25.1796 | 55.4267 | Huawei | Outdoor | EITC Passive Infrastructure | Greenfield | Outdoor Green field-du Owned |  |  | 3G+4G+5G | BTS3900A | LTE-4CC | 2T2R | U900 (F1+F2) | L800+L1800F1+L1800F2+L2100 | 2CC | 1042300 | 40 |  | 3 | N78 | 4 | 3 | [32 empty] | MW | 0
DXB2424 | Site 10451 | DXB |  | DXB2424 | DXBL2424 | DXBNR2424 |  | On Air | On Air | On Air | 2023 | Permanent | 25.0715 | 55.3066 | Huawei | Outdoor | EITC Passive Infrastructure | Greenfield | Outdoor Green field-du Owned |  |  | 3G+4G+5G | BTS3900A | LTE-4CC | 2T2R | U900 (F1+F2) | L800+L1800F1+L1800F2+L2100 | 2CC | 1064600 | 30 |  | 3 | N78 | 3 | 3 | [32 empty] | IIB | DXT-1424-CSG-SAR-X-1
DXB3350 | Site 10452 | DXB |  | DXB3350 | DXBL3350 |  |  | On Air | On Air |  | 2023 | Permanent | 25.0372 | 55.1136 | Huawei | Outdoor | Site Sharing | Capex_ETC Lead | Outdoor Taawn-Etisalat Lead |  |  | 3G+4G | BTS3900A | LTE-4CC | 2T2R | U900 (F1+F2) | L800+L1800F1+L1800F2+L2100 | - | 1059102 | 35 |  |  | - | 4 | [33 empty] | MW | 0
DXB1621 | Site 10453 | DXB |  | DXB1621 | DXBL1621 | DXBNR1621 |  | On Air | On Air | On Air | 2023 | Permanent | 25.1185 | 55.341 | Huawei | Outdoor | Site Sharing | Capex_ETC Lead | Outdoor Taawn-Etisalat Lead |  |  | 3G+4G+5G | BTS3900A | LTE-4CC | 2T2R | U900 (F1+F2) | L800+L1800F1+L1800F2+L2100 | 1CC | 1064500 | 35 |  | 3 | N41 | 3 | 3 | [32 empty] | MW | 0
DXB3418 | Site 10454 | DXB |  | DXB3418 | DXBL3418 | DXBNR3418 |  | On Air | On Air | On Air | 2023 | Permanent | 25.1176 | 55.3454 | Huawei | Outdoor | Site Sharing | Capex_ETC Lead | Outdoor Taawn-Etisalat Lead |  |  | 3G+4G+5G | BTS3900A | LTE-4CC | 2T2R | U900 (F1+F2) | L800+L1800F1+L1800F2+L2100 | 1CC | 1064500 | 35 |  | 3 | N41 | 4 | 3 | [32 empty] | MW | 0
DXB6012 | Site 10455 | DXB |  | DXB6012 | DXBL6012 | DXBNR6012 |  | On Air | On Air | On Air | 2023 | Permanent | 24.9944 | 55.4663 | Huawei | Outdoor | EITC Passive Infrastructure | Rooftop | RT-du Owned |  |  | 3G+4G+5G | BTS3900A | LTE-4CC | 2T2R | U2100 (F2) | L800+L1800F1+L1800F2+L2100 | 2CC | 1091700 | 9 |  | 2 | N78 | 3 | 2 | [32 empty] | MW | 0
DXB6373 | Site 10456 | DXB |  | DXB6373 | DXBL6373 | DXBNR6373 |  | On Air | On Air | On Air | 2023 | Permanent | 24.9947 | 55.4669 | Huawei | Outdoor | EITC Passive Infrastructure | Rooftop | RT-du Owned |  |  | 3G+4G+5G | BTS3900A | LTE-4CC | 2T2R | U2100 (F2) | L800+L1800F1+L1800F2+L2100 | 2CC | 1091700 | 9 |  | 2 | N78 | 3 | 2 | [32 empty] | MW | 0
DXV6250 | Site 10457 | DXB |  | DXV6250 | DXVL6250 | DXVNR6250 |  | On Air | On Air | On Air | Temp - 2023 | Temporary | 25.2285 | 55.571 | Huawei | Outdoor | EITC Passive Infrastructure | RDV | RDV |  |  | 3G+4G+5G | BTS3900 | LTE-4CC | 2T2R | U2100 (F2) + U900 (F1+F2) | L800+L1800F1+L1800F2+L2100 | 2CC | 1071100 | 20 |  | 3 | N78 | 3 | 3 | [32 empty] | MW | 0
AJM1116 | Site 10458 | NE |  | AJM1116 | AJML1116 | AJMNR1116 |  | On air | On Air | On Air | 2022 | Permanent | 25.4088 | 55.5889 | Huawei | Outdoor | EITC Passive Infrastructure | Green Field | Outdoor Green field-du Owned |  | Green Field | 3G+4G+5G | BTS3900A | LTE-4CC | 2T2R | U2100 (F2) + U900 (F1+F2) | L800+L1800F1+L1800F2+L2100 | 1CC | 4004200 | 38.5 |  | 3 | N41 | 3 | 3 | [32 empty] | IIB | AJM-1116-CSG-IXR-E-1
AJM1117 | Site 10459 | NE |  | AJM1117 | AJML1117 | AJMNR1117 |  | On air | On Air | On Air | 2021 | Permanent | 25.4101 | 55.5971 | Huawei | Outdoor | EITC Passive Infrastructure | Green Field | Outdoor Taawn-du Lead |  | Green Field | 3G+4G+5G | BTS3900A | LTE-4CC | 2T2R | U2100 (F2) + U900 (F1+F2) | L800+L1800F1+L1800F2+L2100 | 1CC | 4004200 | 38 |  | 3 | N41 | 3 | 3 | [32 empty] | IIB | AJM-1117-CSG-IXR-E-1
AJM1145 | Site 10460 | NE |  | AJM1145 | AJML1145 | AJMNR1145 |  | On air | On Air | On Air | 2021 | Permanent | 25.3878 | 55.5094 | Huawei | Outdoor | EITC Passive Infrastructure | Green Field | Outdoor Green field-du Owned |  | Green Field | 3G+4G+5G | BTS3900A | LTE-4CC | 2T2R | U2100 (F2) + U900 (F1+F2) | L700+L800+L1800F1+L1800F2+L2100 | 2CC | 4003100 | 35 |  | 3 | N78 | 4 | 3 | [32 empty] | IIB | AJM-1145-CSG-IXR-E-1
AJM1153 | Site 10461 | NE |  | AJM1153 | AJML1153 | AJMNR1153 |  | On air | On Air | On Air | 2022 | Permanent | 25.3868 | 55.5501 | Huawei | Outdoor | Site Sharing | site Share | Outdoor Site Sharing-Etisalat Owned |  | site Share | 3G+4G+5G | BTS3900A | LTE-4CC | 2T2R | U2100 (F2) + U900 (F1+F2) | L800+L1800F1+L1800F2+L2100 | 1CC | 4003400 | 35 |  | 3 | N41 | 3 | 3 | [32 empty] | IIB | AJM-1153-CSG-N540-LD-1
AJM1216 | Site 10462 | NE |  | AJM1216 | AJML1216 | AJMNR1216 |  | On air | On Air | On Air | 2021 | Permanent | 25.4289 | 55.5291 | Huawei | Outdoor | EITC Passive Infrastructure | Roof Top | RT-du Owned |  | Roof Top | 3G+4G+5G | BTS3900A | LTE-4CC | 2T2R | U2100 (F2) + U900 (F1+F2) | L800+L1800F1+L1800F2+L2100 | 1CC | 4001800 | 20 |  | 3 | N41 | 3 | 3 | [32 empty] | IIB | AJM-1216-CSG-N540-LD-1
AJM1218 | Site 10463 | NE |  | AJM1218 | AJML1218 | AJMNR1218 |  | On air | On Air | On Air | 2023 | Permanent | 25.3941 | 55.4961 | Huawei | Outdoor | EITC Passive Infrastructure | Green Field | Outdoor Green field-du Owned |  | Green Field | 3G+4G+5G | BTS3900A | LTE-4CC | 2T2R | U900 (F1+F2) | L800+L1800F1+L1800F2+L2100 | 2CC | 4003200 | 38 |  | 3 | N78 | 3 | 3 | [32 empty] | IIB | AJM-1218-CSG-N540-LD-1
AJM1252 | Site 10464 | NE |  | AJM1252 | AJML1252 | AJMNR1252 |  | On air | On Air | On Air | 2022 | Permanent | 25.3619 | 55.5131 | Huawei | Outdoor | Site Sharing | Site Share | Outdoor Site Sharing-Etisalat Owned |  | Site Share | 3G+4G+5G | BTS3900A | LTE-4CC | 2T2R | U2100 (F2) + U900 (F1+F2) | L800+L1800F1+L1800F2+L2100 | 1CC | 4002900 | 35 |  | 3 | N41 | 3 | 3 | [32 empty] | IIB | AJM-1252-CSG-IXR-E-1
AJM1255 | Site 10465 | NE |  | AJM1255 | AJML1255 | AJMNR1255 |  | On air | On Air | On Air | 2023 | Permanent | 25.3948 | 55.4828 | Huawei | Outdoor | Site Sharing | Site share | Outdoor Site Sharing-Etisalat Owned |  | Site share | 3G+4G+5G | BTS3900A | LTE-4CC | 2T2R | U900 (F1+F2) | L800+L1800F1+L1800F2+L2100 | 2CC | 4002200 | 35 |  | 3 | N78 | 3 | 3 | [32 empty] | IIB | AJM-1255-CSG-N540-LD-1
AJM1265 | Site 10466 | NE |  | AJM1265 | AJML1265 | AJMNR1265 |  | On air | On Air | On Air | 2023 | Permanent | 25.4384 | 55.5511 | Huawei | Outdoor | Site Sharing | Site share | Outdoor Site Sharing-Etisalat Owned |  | Site share | 3G+4G+5G | BTS3900A | LTE-4CC | 2T2R | U900 (F1+F2) | L800+L1800F1+L1800F2+L2100 | 1CC | 4001900 | 25 |  | 3 | N41 | 3 | 3 | [32 empty] | IIB | AJM-1265-CSG-N540-LD-1
AJM1319 | Site 10467 | NE |  | AJM1319 | AJML1319 | AJMNR1319 |  | On air | On Air | On Air | 2022 | Permanent | 25.3794 | 55.5084 | Huawei | Outdoor | Site Sharing | ET Capex | Outdoor Taawn-Etisalat Lead |  | ET Capex | 3G+4G+5G | BTS3900A | LTE-4CC | 2T2R | U2100 (F2) + U900 (F1+F2) | L800+L1800F1+L1800F2+L2100 | 2CC | 4003500 | 30 |  | 3 | N78 | 3 | 3 | [32 empty] | IIB | AJM-1319-CSG-N540-LD-1
AJM1329 | Site 10468 | NE |  | AJM1329 | AJML1329 | AJMNR1329 |  | On air | On Air | On Air | 2023 | Permanent | 25.4056 | 55.5734 | Huawei | Outdoor | EITC Passive Infrastructure | Green Field | Outdoor Green field-du Owned |  | Green Field | 3G+4G+5G | BTS3900A | LTE-4CC | - | U900 (F1+F2) | L800+L1800F1+L1800F2+L2100 | 1CC | 4002700 | 38 |  | 3 | N41 | 4 | 3 | [32 empty] | IIB | AJM-1329-CSG-N540-LD-1
AJM1338 | Site 10469 | NE |  | AJM1338 | AJML1338 | AJMNR1338 |  | On air | On Air | On Air | 2023 | Permanent | 25.4086 | 55.451 | Huawei | Outdoor | EITC Passive Infrastructure | Roof Top | RT-du Owned |  | Roof Top | 3G+4G+5G | BTS3900A | LTE-4CC | 2T2R | U900 (F1+F2) | L800+L1800F1+L1800F2+L2100 | 2CC | 4001501 | 22 |  | 3 | N78 | 3 | 3 | [32 empty] | IIB | AJM-1338-CSG-N540-LD-1
AJM1339 | Site 10470 | NE |  | AJM1339 | AJML1339 | AJMNR1339 |  | On air | On Air | On Air | 2022 | Permanent | 25.3852 | 55.4526 | Huawei | Outdoor | EITC Passive Infrastructure | Roof Top | RT-du Owned |  | Roof Top | 3G+4G+5G | BTS3900A | LTE-4CC | 2T2R | U2100 (F2) + U900 (F1+F2) | L800+L1800F1+L1800F2+L2100 | 2CC | 4001200 | 23 |  | 3 | N78 | 3 | 3 | [32 empty] | IIB | AJM-1339-CSG-IXR-E-1
AJM1345 | Site 10471 | NE |  | AJM1345 | AJML1345 |  |  | On air | On Air |  | 2022 | Permanent | 25.44 | 55.5269 | Huawei | Outdoor | EITC Passive Infrastructure | Roof Top | RT-du Owned |  | Roof Top | 3G+4G | BTS3900A | LTE-4CC | 2T2R | U2100 (F2) + U900 (F1+F2) | L800+L1800F1+L1800F2+L2100 |  | 4001900 | 24 |  |  |  | 3 | [33 empty] | MW | 0
AJM1361 | Site 10472 | NE |  | AJM1361 | AJML1361 | AJMNR1361 |  | On air | On Air | On Air | 2022 | Permanent | 25.3961 | 55.49 | Huawei | Outdoor | EITC Passive Infrastructure | Roof Top | RT-du Owned |  | Roof Top | 3G+4G+5G | BTS3900A | LTE-4CC | 2T2R | U2100 (F2) + U900 (F1+F2) | L800+L1800F1+L1800F2+L2100 | 2CC | 4002200 | 50 |  | 3 | N78 | 3 | 3 | [32 empty] | IIB | AJM-1361-CSG-N540-LD-1
AJM1385 | Site 10473 | NE |  | AJM1385 | AJML1385 | AJMNR1385 |  | On air | On Air | On Air | 2022 | Permanent | 25.4021 | 55.5019 | Huawei | Outdoor | EITC Passive Infrastructure | Roof Top | RT-du Owned |  | Roof Top | 3G+4G+5G | BTS3900A | LTE-4CC | 2T2R | U2100 (F2) + U900 (F1+F2) | L800+L1800F1+L1800F2+L2100 | 2CC | 4002200 | 25 |  | 3 | N78 | 3 | 3 | [32 empty] | IIB | AJM-1385-CSG-IXR-E-1
AJM2061 | Site 10474 | NE | AJM2061 | AJM2061 | AJML2061 | AJMNR2061 | On air | On air | On Air | On Air | 2011 | Permanent | 25.4183 | 55.4761 | Huawei | Outdoor | EITC Passive Infrastructure | Green Field | Outdoor Green field-du Owned |  | Green Field | 2G+3G+4G+5G | BTS3900 | LTE-3CC | 2T2R | U2100 (F2) + U900 (F1+F2) | L800+L1800F1+L1800F2 | 2CC | 4000800 | 28.5 |  | 3 | N78 | 3 | 3 | [32 empty] | IIB | AJM-2061-CSG-ASR920-LD-1
AJM2062 | Site 10475 | NE | AJM2062 | AJM2062 | AJML2062 | AJMNR2062 | On air | On air | On Air | On Air | 2010 | Permanent | 25.3682 | 55.4744 | Huawei | Outdoor | EITC Passive Infrastructure | Roof Top | RT-du Owned |  | Roof Top | 2G+3G+4G+5G | BTS3900 | LTE-3CC | 2T2R | U2100 (F2) + U900 (F1+F2) | L800+L1800F1+L1800F2 | 2CC | 4003900 | 17.8 |  | 3 | N78 | 3 | 3 | [32 empty] | IIB | AJM-2062-CSG-SAR-X-1
AJM2063 | Site 10476 | NE | AJM2063 | AJM2063 | AJML2063 | AJMNR2063 | On air | On air | On Air | On Air | 2011 | Permanent | 25.3879 | 55.4928 | Huawei | Outdoor | EITC Passive Infrastructure | Green Field | Outdoor Green field-du Owned |  | Green Field | 2G+3G+4G+5G | BTS3900 | LTE-4CC | 4T4R | U2100 (F2) + U900 (F1+F2) | L800+L1800F1+L1800F2+L2100 | 2CC | 4003800 | 28.5 |  | 3 | N78 | 4 | 3 | [32 empty] | IIB | AJM-2063-CSG-ASR920-LD-1
AJM2065 | Site 10477 | NE | AJM2065 | AJM2065 | AJML2065 | AJMNR2065 | On air | On air | On Air | On Air | 2010 | Permanent | 25.387 | 55.5205 | Huawei | Outdoor | EITC Passive Infrastructure | Green Field | Outdoor Green field-du Owned |  | Green Field | 2G+3G+4G+5G | BTS3900 | LTE-4CC | 2T2R | U2100 (F2) + U900 (F1+F2) | L800+L1800F1+L1800F2+L2100 | 2CC | 4003000 | 38.5 |  | 3 | N78 | 4 | 3 | [32 empty] | IIB | AJM-2065-CSG-ASR920-LD-1
AJM2066 | Site 10478 | NE | AJM2066 | AJM2066 | AJML2066 | AJMNR2066 | On air | On air | On Air | On Air | 2009 | Permanent | 25.4101 | 55.5253 | Huawei | Outdoor | EITC Passive Infrastructure | Green Field | Outdoor Green field-du Owned |  | Green Field | 2G+3G+4G+5G | BTS3900 | LTE-4CC | 2T2R | U2100 (F2) + U900 (F1+F2) | L800+L1800F1+L1800F2+L2100 | 2CC | 4002300 | 38.5 |  | 3 | N78 | 3 | 3 | [32 empty] | IIB | AJM-2066-CSG-ASR920-LD-1
AJM2067 | Site 10479 | NE | AJM2067 | AJM2067 | AJML2067 | AJMNR2067 | On air | On air | On Air | On Air | 2009 | Permanent | 25.4218 | 55.525 | Huawei | Outdoor | EITC Passive Infrastructure | Green Field | Outdoor Green field-du Owned |  | Green Field | 2G+3G+4G+5G | BTS3900 | LTE-4CC | 4T4R | U2100 (F2) + U900 (F1+F2) | L800+L1800F1+L1800F2+L2100 | 2CC | 4002300 | 38.5 |  | 3 | N78 | 4 | 3 | [32 empty] | IIB | AJM-2067-CSG-ASR920-LD-1
AJM2068 | Site 10480 | NE | AJM2068 | AJM2068 | AJML2068 | AJMNR2068 | On air | On air | On Air | On Air | 2010 | Permanent | 25.4226 | 55.5135 | Huawei | Outdoor | EITC Passive Infrastructure | Green Field | Outdoor Green field-du Owned |  | Green Field | 2G+3G+4G+5G | BTS3900 | LTE-3CC | 2T2R | U2100 (F2) + U900 (F1+F2) | L800+L1800F1+L1800F2 | 2CC | 4002100 | 38.5 |  | 3 | N78 | 4 | 3 | [32 empty] | IIB | AJM-2068-CSG-ASR920-LD-1
AJM2069 | Site 10481 | NE | AJM2069 | AJM2069 | AJML2069 | AJMNR2069 | On air | On air | On Air | On Air | 2010 | Permanent | 25.3849 | 55.4498 | Huawei | Outdoor | EITC Passive Infrastructure | Roof Top | RT-du Owned |  | Roof Top | 2G+3G+4G+5G | BTS3900 | LTE-4CC | 2T2R | U2100 (F2) + U900 (F1+F2) | L800+L1800F1+L1800F2+L2100 | 2CC | 4001200 | 23.5 |  | 3 | N78 | 3 | 3 | [32 empty] | IIB | AJM-2069-CSG-SAR-X-1
AJM2070 | Site 10482 | NE | AJM2070 | AJM2070 | AJML2070 | AJMNR2070 | On air | On air | On Air | On Air | 2010 | Permanent | 25.3858 | 55.441 | Huawei | Outdoor | EITC Passive Infrastructure | Roof Top | RT-du Owned |  | Roof Top | 2G+3G+4G+5G | BTS3900 | LTE-4CC | 2T2R | U2100 (F2) + U900 (F1+F2) | L800+L1800F1+L1800F2+L2100 | 2CC | 4001300 | 18 |  | 3 | N78 | 3 | 3 | [32 empty] | IIB | AJM-2070-CSG-SAR-X-1
AJM2071 | Site 10483 | NE | AJM2071 | AJM2071 | AJML2071 | AJMNR2071 | On air | On air | On Air | On Air | 2010 | Permanent | 25.405 | 55.4496 | Huawei | Outdoor | EITC Passive Infrastructure | Roof Top | RT-du Owned |  | Roof Top | 2G+3G+4G+5G | BTS3900 | LTE-4CC | 4T4R | U2100 (F2) + U900 (F1+F2) | L800+L1800F1+L1800F2+L2100 | 2CC | 4001501 | 24 |  | 3 | N78 | 4 | 3 | [32 empty] | IIB | AJM-2071-CSG-ASR920-LD-1
AJM2072 | Site 10484 | NE | AJM2072 | AJM2072 | AJML2072 | AJMNR2072 | On air | On air | On Air | On Air | 2011 | Permanent | 25.3957 | 55.4368 | Huawei | Outdoor | EITC Passive Infrastructure | Roof Top | RT-du Owned |  | Roof Top | 2G+3G+4G+5G | BTS3900 | LTE-4CC | 4T4R | U2100 (F2) + U900 (F1+F2) | L800+L1800F1+L1800F2+L2100 | 2CC | 4000400 | 22.7 |  | 3 | N78 | 3 | 3 | [32 empty] | IIB | AJM-2072-CSG-SAR-X-1
AJM2073 | Site 10485 | NE | AJM2073 | AJM2073 | AJML2073 | AJMNR2073 | On air | On air | On Air | On Air | 2010 | Permanent | 25.3844 | 55.4571 | Huawei | Outdoor | EITC Passive Infrastructure | Roof Top | RT-du Owned |  | Roof Top | 2G+3G+4G+5G | BTS3900 | LTE-4CC | 4T4R | U2100 (F2) + U900 (F1+F2) | L800+L1800F1+L1800F2+L2100 | 2CC | 4001100 | 24 |  | 3 | N78 | 3 | 3 | [32 empty] | IIB | AJM-2073-CSG-ASR920-LD-1
AJM2074 | Site 10486 | NE |  | AJM2074 | AJML2074 | AJMNR2074 |  | On air | On Air | On Air | 2017 | Permanent | 25.4039 | 55.4296 | Huawei | Outdoor | EITC Passive Infrastructure | Roof Top | RT-du Owned |  | Roof Top | 3G+4G+5G | BTS3900A | LTE-4CC | 2T2R | U2100 (F2) + U900 (F1+F2) | L800+L1800F1+L1800F2+L2100 | 3CC | 4000600 | 12.5 |  | 2 | N41+N78 | 3 | 2 | [32 empty] | IIB | AJM-2074-CSG-IXR-E-1
AJM2076 | Site 10487 | NE | AJM2076 | AJM2076 | AJML2076 | AJMNR2076 | On air | On air | On Air | On Air | 2012 | Permanent | 25.389 | 55.4357 | Huawei | Outdoor | EITC Passive Infrastructure | Roof Top | RT-du Owned |  | Roof Top | 2G+3G+4G+5G | BTS3900 | LTE-4CC | 2T2R | U2100 (F2) + U900 (F1+F2) | L800+L1800F1+L1800F2+L2100 | 2CC | 4001300 | 12.8 |  | 3 | N78 | 4 | 3 | [32 empty] | IIB | AJM-2076-CSG-SAR-X-1
AJM2077 | Site 10488 | NE | AJM2077 | AJM2077 | AJML2077 | AJMNR2077 | On air | On air | On Air | On Air | 2010 | Permanent | 25.3877 | 55.4462 | Huawei | Outdoor | EITC Passive Infrastructure | Roof Top | RT-du Owned |  | Roof Top | 2G+3G+4G+5G | BTS3900 | LTE-4CC | 4T4R | U2100 (F2) + U900 (F1+F2) | L800+L1800F1+L1800F2+L2100 | 2CC | 4001200 | 33.5 |  | 3 | N78 | 3 | 3 | [32 empty] | IIB | AJM-2077-CSG-SAR-X-1
AJM2078 | Site 10489 | NE | AJM2078 | AJM2078 | AJML2078 | AJMNR2078 | On air | On air | On Air | On Air | 2011 | Permanent | 25.3932 | 55.4534 | Huawei | Outdoor | EITC Passive Infrastructure | Green Field | Outdoor Green field-du Owned |  | Green Field | 2G+3G+4G+5G | BTS3900 | LTE-4CC | 4T4R | U2100 (F2) + U900 (F1+F2) | L800+L1800F1+L1800F2+L2100 | 2CC | 4000300 | 28.7 |  | 3 | N78 | 3 | 3 | [32 empty] | IIB | AJM-2078-CSG-SAR-X-1
AJM2079 | Site 10490 | NE | AJM2079 | AJM2079 | AJML2079 | AJMNR2079 | On air | On air | On Air | On Air | 2012 | Permanent | 25.4038 | 55.4589 | Huawei | Outdoor | EITC Passive Infrastructure | Green Field | Outdoor Green field-du Owned |  | Green Field | 2G+3G+4G+5G | BTS3900 | LTE-4CC | 2T2R | U2100 (F2) + U900 (F1+F2) | L800+L1800F1+L1800F2+L2100 | 2CC | 4001600 | 28.7 |  | 3 | N78 | 3 | 3 | [32 empty] | IIB | AJM-2079-CSG-ASR920-LD-1
AJM2080 | Site 10491 | NE | AJM2080 | AJM2080 | AJML2080 | AJMNR2080 | On air | On air | On Air | On Air | 2011 | Permanent | 25.3866 | 55.4793 | Huawei | Outdoor | EITC Passive Infrastructure | Green Field | Outdoor Green field-du Owned |  | Green Field | 2G+3G+4G+5G | BTS3900 | LTE-4CC | 2T2R | U2100 (F2) + U900 (F1+F2) | L800+L1800F1+L1800F2+L2100 | 2CC | 4003800 | 28.7 |  | 3 | N78 | 3 | 3 | [32 empty] | IIB | AJM-2080-CSG-IXR-E-1
AJM2081 | Site 10492 | NE | AJM2081 | AJM2081 | AJML2081 | AJMNR2081 | On air | On air | On Air | On Air | 2011 | Permanent | 25.4074 | 55.512 | Huawei | Outdoor | EITC Passive Infrastructure | Green Field | Outdoor Green field-du Owned |  | Green Field | 2G+3G+4G+5G | BTS3900 | LTE-4CC | 2T2R | U2100 (F2) + U900 (F1+F2) | L800+L1800F1+L1800F2+L2100 | 2CC | 4002300 | 30 |  | 3 | N78 | 3 | 3 | [32 empty] | IIB | AJM-2081-CSG-SAR-X-1
AJM2082 | Site 10493 | NE | AJM2082 | AJM2082 | AJML2082 | AJMNR2082 | On air | On air | On Air | On Air | 2010 | Permanent | 25.4042 | 55.4999 | Huawei | Outdoor | EITC Passive Infrastructure | Green Field | Outdoor Green field-du Owned |  | Green Field | 2G+3G+4G+5G | BTS3900 | LTE-4CC | 2T2R | U2100 (F2) + U900 (F1+F2) | L800+L1800F1+L1800F2+L2100 | 2CC | 4002200 | 38.5 |  | 3 | N78 | 5 | 3 | [32 empty] | IIB | AJM-2082-CSG-SAR-X-1
AJM2089 | Site 10494 | NE | AJM2089 | AJM2089 | AJML2089 | AJMNR2089 | On air | On air | On Air | On Air | 2012 | Permanent | 25.4195 | 55.4994 | Huawei | Outdoor | EITC Passive Infrastructure | Green Field | Outdoor Green field-du Owned |  | Green Field | 2G+3G+4G+5G | BTS3900 | LTE-4CC | 2T2R | U2100 (F2) + U900 (F1+F2) | L800+L1800F1+L1800F2+L2100 | 2CC | 4002100 | 28.7 |  | 3 | N78 | 3 | 3 | [32 empty] | IIB | AJM-2089-CSG-ASR920-LD-1
AJM2106 | Site 10495 | NE | AJM2106 | AJM2106 | AJML2106 | AJMNR2106 | On air | On air | On Air | On Air | 2008 | Permanent | 25.4046 | 55.4412 | Huawei | Outdoor | EITC Passive Infrastructure | Roof Top | RT-du Owned |  | Roof Top | 2G+3G+4G+5G | BTS3900 | LTE-4CC | 2T2R | U2100 (F2) + U900 (F1+F2) | L800+L1800F1+L1800F2+L2100 | 2CC | 4000400 | 23.5 |  | 3 | N78 | 3 | 3 | [32 empty] | IIB | AJM-2106-CSG-IXR-E-1
AJM2107 | Site 10496 | NE | AJM2107 | AJM2107 | AJML2107 | AJMNR2107 | On air | On air | On Air | On Air | 2008 | Permanent | 25.3721 | 55.4812 | Huawei | Outdoor | EITC Passive Infrastructure | Roof Top | RT-du Owned |  | Roof Top | 2G+3G+4G+5G | BTS3900 | LTE-3CC | 2T2R | U2100 (F2) + U900 (F1+F2) | L800+L1800F1+L1800F2 | 2CC | 4003900 | 19.5 |  | 3 | N78 | 3 | 3 | [32 empty] | IIB | AJM-2107-CSG-IXR-E-1
AJM2108 | Site 10497 | NE | AJM2108 | AJM2108 | AJML2108 |  | On air | On air | On Air |  | 2009 | Permanent | 25.3655 | 55.5339 | Huawei | Outdoor | Site Sharing | Site Share | Outdoor Site Sharing-Etisalat Owned |  | Site Share | 2G+3G+4G | BTS3900 | LTE-4CC | 2T2R | U2100 (F2) + U900 (F1+F2) | L800+L1800F1+L1800F2+L2100 |  | 4003400 | 35 |  |  |  | 4 | [33 empty] | IIB | AJM-2108-CSG-IXR-E-1
AJM2109 | Site 10498 | NE | AJM2109 | AJM2109 | AJML2109 | AJMNR2109 | On air | On air | On Air | On Air | 2008 | Permanent | 25.39 | 55.4489 | Huawei | Outdoor | EITC Passive Infrastructure | Roof Top | RT-du Owned |  | Roof Top | 2G+3G+4G+5G | BTS3900 | LTE-4CC | 4T4R | U2100 (F2) + U900 (F1+F2) | L800+L1800F1+L1800F2+L2100 | 2CC | 4001200 | 33.5 |  | 3 | N78 | 3 | 3 | [32 empty] | IIB | AJM-2109-CSG-SAR-X-1
AJM2111 | Site 10499 | NE | AJM2111 | AJM2111 | AJML2111 | AJMNR2111 | On air | On air | On Air | On Air | 2009 | Permanent | 25.3965 | 55.5406 | Huawei | Outdoor | Site Sharing | Site Share | Outdoor Site Sharing-Etisalat Owned |  | Site Share | 2G+3G+4G+5G | BTS3900 | LTE-4CC | 2T2R | U2100 (F2) + U900 (F1+F2) | L800+L1800F1+L1800F2+L2100 | 2CC | 4002500 | 35 |  | 3 | N78 | 3 | 3 | [32 empty] | IIB | AJM-2111-CSG-SAR-X-1
AJM2112 | Site 10500 | NE | AJM2112 | AJM2112 | AJML2112 | AJMNR2112 | On air | On air | On Air | On Air | 2008 | Permanent | 25.3832 | 55.4693 | Huawei | Outdoor | EITC Passive Infrastructure | Roof Top | RT-du Owned |  | Roof Top | 2G+3G+4G+5G | BTS3900 | LTE-3CC | 2T2R | U2100 (F2) + U900 (F1+F2) | L800+L1800F1+L1800F2 | 2CC | 4003900 | 18 |  | 3 | N78 | 8 | 3 | [32 empty] | IIB | AJM-2112-CSG-IXR-E-1
AJM2114 | Site 10501 | NE | AJM2114 | AJM2114 | AJML2114 | AJMNR2114 | On air | On air | On Air | On Air | 2009 | Permanent | 25.413 | 55.6144 | Huawei | Outdoor | EITC Passive Infrastructure | Green Field | Outdoor Green field-du Owned |  | Green Field | 2G+3G+4G+5G | BTS3900 | LTE-3CC | 2T2R | U2100 (F2) + U900 (F1+F2) | L800+L1800F1+L1800F2 | 1CC | 4004200 | 43.5 |  | 3 | N41 | 3 | 3 | [32 empty] | IIB | AJM-2114-CSG-IXR-E-1
AJM2115 | Site 10502 | NE | AJM2115 | AJM2115 | AJML2115 | AJMNR2115 | On air | On air | On Air | On Air | 2008 | Permanent | 25.3883 | 55.4628 | Huawei | Outdoor | EITC Passive Infrastructure | Roof Top | RT-du Owned |  | Roof Top | 2G+3G+4G+5G | BTS3900 | LTE-4CC | 4T4R | U2100 (F2) + U900 (F1+F2) | L800+L1800F1+L1800F2+L2100 | 2CC | 4001100 | 29 |  | 3 | N78 | 3 | 3 | [32 empty] | IIB | AJM-2115-CSG-SAR-X-1
AJM2116 | Site 10503 | NE | AJM2116 | AJM2116 | AJML2116 | AJMNR2116 | On air | On air | On Air | On Air | 2008 | Permanent | 25.3987 | 55.4524 | Huawei | Outdoor | EITC Passive Infrastructure | Roof Top | RT-du Owned |  | Roof Top | 2G+3G+4G+5G | BTS3900 | LTE-4CC | 2T2R | U2100 (F2) + U900 (F1+F2) | L800+L1800F1+L1800F2+L2100 | 2CC | 4000200 | 18 |  | 3 | N78 | 3 | 3 | [32 empty] | IIB | AJM-2116-CSG-IXR-E-1
AJM2117 | Site 10504 | NE | AJM2117 | AJM2117 | AJML2117 | AJMNR2117 | On air | On air | On Air | On Air | 2011 | Permanent | 25.3911 | 55.4837 | Huawei | Outdoor | EITC Passive Infrastructure | Green Field | Outdoor Green field-du Owned |  | Green Field | 2G+3G+4G+5G | BTS3900 | LTE-4CC | 2T2R | U2100 (F2) + U900 (F1+F2) | L800+L1800F1+L1800F2+L2100 | 2CC | 4003800 | 33.5 |  | 3 | N78 | 3 | 3 | [32 empty] | MW | 0
AJM2118 | Site 10505 | NE | AJM2118 | AJM2118 | AJML2118 | AJMNR2118 | On air | On air | On Air | On Air | 2009 | Permanent | 25.3908 | 55.5035 | Huawei | Outdoor | EITC Passive Infrastructure | Green Field | Outdoor Green field-du Owned |  | Green Field | 2G+3G+4G+5G | BTS3900 | LTE-4CC | 2T2R | U2100 (F2) + U900 (F1+F2) | L800+L1800F1+L1800F2+L2100 | 2CC | 4003200 | 28.5 |  | 3 | N78 | 3 | 3 | [32 empty] | IIB | AJM-2118-CSG-SAR-X-1
AJM2119 | Site 10506 | NE | AJM2119 | AJM2119 | AJML2119 | AJMNR2119 | On air | On air | On Air | On Air | 2010 | Permanent | 25.3603 | 55.4926 | Huawei | Outdoor | Site Sharing | Site Share | Outdoor Site Sharing-Etisalat Owned |  | Site Share | 2G+3G+4G+5G | BTS3900 | LTE-3CC | 2T2R | U2100 (F2) + U900 (F1+F2) | L800+L1800F1+L1800F2 | 2CC | 4003700 | 30 |  | 3 | N78 | 3 | 3 | [32 empty] | IIB | AJM-2119-CSG-ASR920-LD-1
AJM2120 | Site 10507 | NE | AJM2120 | AJM2120 | AJML2120 | AJMNR2120 |  | On air | On Air | On Air | 2010 | Permanent | 25.4112 | 55.4436 | Huawei | Outdoor | EITC Passive Infrastructure | Roof Top | RT-du Owned |  | Roof Top | 3G+4G+5G | BTS3900 | LTE-4CC | 2T2R | U2100 (F2) + U900 (F1+F2) | L800+L1800F1+L1800F2+L2100 | 2CC | 4000900 | 32 |  | 3 | N78 | 3 | 3 | [32 empty] | IIB | AJM-2120-CSG-IXR-E-1
AJM2121 | Site 10508 | NE | AJM2121 | AJM2121 | AJML2121 | AJMNR2121 | On air | On air | On Air | On Air | 2009 | Permanent | 25.4123 | 55.4521 | Huawei | Outdoor | EITC Passive Infrastructure | Roof Top | RT-du Owned |  | Roof Top | 2G+3G+4G+5G | BTS3900 | LTE-4CC | 4T4R | U2100 (F2) + U900 (F1+F2) | L800+L1800F1+L1800F2+L2100 | 2CC | 4001402 | 23 |  | 3 | N78 | 4 | 3 | [32 empty] | IIB | AJM-2121-CSG-ASR920-LD-1
AJM2122 | Site 10509 | NE | AJM2122 | AJM2122 | AJML2122 | AJMNR2122 | On air | On air | On Air | On Air | 2009 | Permanent | 25.4065 | 55.4453 | Huawei | Outdoor | EITC Passive Infrastructure | Roof Top | RT-du Owned |  | Roof Top | 2G+3G+4G+5G | BTS3900 | LTE-4CC | 2T2R | U2100 (F2) + U900 (F1+F2) | L800+L1800F1+L1800F2+L2100 | 2CC | 4001501 | 19.5 |  | 3 | N78 | 3 | 3 | [32 empty] | IIB | AJM-2122-CSG-IXR-E-1
AJM2123 | Site 10510 | NE | AJM2123 | AJM2123 | AJML2123 | AJMNR2123 | On air | On air | On Air | On Air | 2009 | Permanent | 25.3823 | 55.4532 | Huawei | Outdoor | EITC Passive Infrastructure | Roof Top | RT-du Owned |  | Roof Top | 2G+3G+4G+5G | BTS3900 | LTE-4CC | 2T2R | U2100 (F2) + U900 (F1+F2) | L800+L1800F1+L1800F2+L2100 | 2CC | 4001200 | 21 |  | 3 | N78 | 3 | 3 | [32 empty] | IIB | AJM-2123-CSG-SAR-X-1
AJM2124 | Site 10511 | NE | AJM2124 | AJM2124 | AJML2124 | AJMNR2124 | On air | On air | On Air | On Air | 2009 | Permanent | 25.4096 | 55.4674 | Huawei | Outdoor | EITC Passive Infrastructure | Green Field | Outdoor Green field-du Owned |  | Green Field | 2G+3G+4G+5G | BTS3900 | LTE-4CC | 2T2R | U2100 (F2) + U900 (F1+F2) | L800+L1800F1+L1800F2+L2100 | 2CC | 4000800 | 28.5 |  | 3 | N78 | 4 | 3 | [32 empty] | IIB | AJM-2124-CSG-ASR920-LD-1
AJM2125 | Site 10512 | NE | AJM2125 | AJM2125 | AJML2125 | AJMNR2125 | On air | On air | On Air | On Air | 2009 | Permanent | 25.4151 | 55.5154 | Huawei | Outdoor | EITC Passive Infrastructure | Green Field | Outdoor Green field-du Owned |  | Green Field | 2G+3G+4G+5G | BTS3900 | LTE-4CC | 2T2R | U2100 (F2) + U900 (F1+F2) | L800+L1800F1+L1800F2+L2100 | 2CC | 4002300 | 28.5 |  | 3 | N78 | 4 | 3 | [32 empty] | IIB | AJM-2125-CSG-ASR920-LD-1
AJM2173 | Site 10513 | NE | AJM2173 | AJM2173 | AJML2173 | AJMNR2173 | On air | On air | On Air | On Air | 2010 | Permanent | 25.3694 | 55.4944 | Huawei | Outdoor | Site Sharing | Site Share | Outdoor Site Sharing-Etisalat Owned |  | Site Share | 2G+3G+4G+5G | BTS3900 | LTE-3CC | 2T2R | U2100 (F2) + U900 (F1+F2) | L800+L1800F1+L1800F2 | 2CC | 4003700 | 30 |  | 3 | N78 | 3 | 3 | [32 empty] | IIB | AJM-2173-CSG-ASR920-LD-1
AJM2176 | Site 10514 | NE | AJM2176 | AJM2176 | AJML2176 | AJMNR2176 | On air | On air | On Air | On Air | 2010 | Permanent | 25.3766 | 55.4571 | Huawei | Outdoor | EITC Passive Infrastructure | Roof Top | RT-du Owned |  | Roof Top | 2G+3G+4G+5G | BTS3900 | LTE-4CC | 4T4R | U2100 (F2) + U900 (F1+F2) | L800+L1800F1+L1800F2+L2100 | 2CC | 4001100 | 28.7 |  | 3 | N78 | 3 | 3 | [32 empty] | IIB | AJM-2176-CSG-SAR-X-1
AJM2177 | Site 10515 | NE | AJM2177 | AJM2177 | AJML2177 | AJMNR2177 | On air | On air | On Air | On Air | 2010 | Permanent | 25.3914 | 55.4328 | Huawei | Outdoor | EITC Passive Infrastructure | Green Field | Outdoor Green field-du Owned |  | Green Field | 2G+3G+4G+5G | BTS3900 | LTE-4CC | 2T2R | U2100 (F2) + U900 (F1+F2) | L800+L1800F1+L1800F2+L2100 | 2CC | 4001300 | 38.5 |  | 3 | N78 | 3 | 3 | [32 empty] | IIB | AJM-2177-CSG-SAR-X-1
AJM2178 | Site 10516 | NE | AJM2178 | AJM2178 | AJML2178 | AJMNR2178 | On air | On air | On Air | On Air | 2008 | Permanent | 25.4157 | 55.4494 | Huawei | Outdoor | EITC Passive Infrastructure | Roof Top | RT-du Owned |  | Roof Top | 2G+3G+4G+5G | BTS3900 | LTE-4CC | 2T2R | U2100 (F2) + U900 (F1+F2) | L800+L1800F1+L1800F2+L2100 | 2CC | 4001402 | 24.75 |  | 3 | N78 | 3 | 3 | [32 empty] | IIB | AJM-2178-CSG-IXR-E-1
AJM2179 | Site 10517 | NE | AJM2179 | AJM2179 | AJML2179 | AJMNR2179 | On air | On air | On Air | On Air | 2008 | Permanent | 25.4094 | 55.4472 | Huawei | Outdoor | EITC Passive Infrastructure | Roof Top | RT-du Owned |  | Roof Top | 2G+3G+4G+5G | BTS3900 | LTE-4CC | 4T4R | U2100 (F2) + U900 (F1+F2) | L800+L1800F1+L1800F2+L2100 | 2CC | 4001501 | 25.55 |  | 3 | N78 | 3 | 3 | [32 empty] | IIB | AJM-2179-CSG-IXR-E-1
AJM2180 | Site 10518 | NE | AJM2180 | AJM2180 | AJML2180 | AJMNR2180 | On air | On air | On Air | On Air | 2008 | Permanent | 25.4098 | 55.4411 | Huawei | Outdoor | EITC Passive Infrastructure | Roof Top | RT-du Owned |  | Roof Top | 2G+3G+4G+5G | BTS3900 | LTE-3CC | 2T2R | U2100 (F2) + U900 (F1+F2) | L800+L1800F1+L1800F2 | 2CC | 4000900 | 25 |  | 3 | N78 | 3 | 3 | [32 empty] | IIB | AJM-2180-CSG-IXR-E-1
AJM2181 | Site 10519 | NE |  | AJM2181 | AJML2181 | AJMNR2181 |  | On air | On Air | On Air | 2008 | Permanent | 25.4074 | 55.4349 | Huawei | Outdoor | EITC Passive Infrastructure | Roof Top | RT-du Owned |  | Roof Top | 3G+4G+5G | BTS3900 | LTE-4CC | 4T4R | U2100 (F2) + U900 (F1+F2) | L800+L1800F1+L1800F2+L2100 | 2CC | 4000500 | 26.5 |  | 3 | N78 | 3 | 3 | [32 empty] | IIB | AJM-2181-CSG-IXR-E-1
AJM2182 | Site 10520 | NE | AJM2182 | AJM2182 | AJML2182 | AJMNR2182 | On air | On air | On Air | On Air | 2008 | Permanent | 25.4032 | 55.4472 | Huawei | Outdoor | EITC Passive Infrastructure | Roof Top | RT-du Owned |  | Roof Top | 2G+3G+4G+5G | BTS3900 | LTE-4CC | 2T2R | U2100 (F2) + U900 (F1+F2) | L800+L1800F1+L1800F2+L2100 | 2CC | 4001501 | 28.5 |  | 3 | N78 | 3 | 3 | [32 empty] | IIB | AJM-2182-CSG-IXR-E-1
AJM2184 | Site 10521 | NE | AJM2184 | AJM2184 | AJML2184 | AJMNR2184 | On air | On air | On Air | On Air | 2008 | Permanent | 25.3975 | 55.4316 | Huawei | Outdoor | EITC Passive Infrastructure | Roof Top | RT-du Owned |  | Roof Top | 2G+3G+4G+5G | BTS3900 | LTE-4CC | 2T2R | U2100 (F2) + U900 (F1+F2) | L800+L1800F1+L1800F2+L2100 | 2CC | 4000400 | 31.5 |  | 3 | N78 | 3 | 3 | [32 empty] | IIB | AJM-2184-CSG-IXR-E-1
AJM2185 | Site 10522 | NE | AJM2185 | AJM2185 | AJML2185 | AJMNR2185 | On air | On air | On Air | On Air | 2008 | Permanent | 25.3963 | 55.4484 | Huawei | Outdoor | EITC Passive Infrastructure | Green Field | Outdoor Green field-du Owned |  | Green Field | 2G+3G+4G+5G | BTS3900 | LTE-4CC | 4T4R | U2100 (F2) + U900 (F1+F2) | L800+L1800F1+L1800F2+L2100 | 2CC | 4000300 | 27 |  | 3 | N78 | 3 | 3 | [32 empty] | IIB | AJM-2185-CSG-ASR920-LD-1
AJM2186 | Site 10523 | NE | AJM2186 | AJM2186 | AJML2186 | AJMNR2186 | On air | On air | On Air | On Air | 2008 | Permanent | 25.3874 | 55.4548 | Huawei | Outdoor | EITC Passive Infrastructure | Roof Top | RT-du Owned |  | Roof Top | 2G+3G+4G+5G | BTS3900 | LTE-4CC | 4T4R | U2100 (F2) + U900 (F1+F2) | L800+L1800F1+L1800F2+L2100 | 2CC | 4001100 | 24 |  | 3 | N78 | 3 | 3 | [32 empty] | IIB | AJM-2186-CSG-IXR-E-1
AJM2187 | Site 10524 | NE | AJM2187 | AJM2187 | AJML2187 | AJMNR2187 | On air | On air | On Air | On Air | 2008 | Permanent | 25.3755 | 55.4689 | Huawei | Outdoor | EITC Passive Infrastructure | Green Field | Outdoor Green field-du Owned |  | Green Field | 2G+3G+4G+5G | BTS3900 | LTE-4CC | 2T2R | U2100 (F2) + U900 (F1+F2) | L800+L1800F1+L1800F2+L2100 | 2CC | 4003900 | 26 |  | 3 | N78 | 3 | 3 | [32 empty] | IIB | AJM-2187-CSG-IXR-E-1
AJM2188 | Site 10525 | NE | AJM2188 | AJM2188 | AJML2188 | AJMNR2188 | On air | On air | On Air | On Air | 2008 | Permanent | 25.3829 | 55.4817 | Huawei | Outdoor | EITC Passive Infrastructure | Green Field | Outdoor Green field-du Owned |  | Green Field | 2G+3G+4G+5G | BTS3900 | LTE-4CC | 4T4R | U2100 (F2) + U900 (F1+F2) | L800+L1800F1+L1800F2+L2100 | 2CC | 4003800 | 26 |  | 3 | N78 | 3 | 3 | [32 empty] | IIB | AJM-2188-CSG-IXR-E-1
AJM2189 | Site 10526 | NE | AJM2189 | AJM2189 | AJML2189 | AJMNR2189 | On air | On air | On Air | On Air | 2008 | Permanent | 25.4159 | 55.4438 | Huawei | Outdoor | EITC Passive Infrastructure | Roof Top | RT-du Owned |  | Roof Top | 2G+3G+4G+5G | BTS3900 | LTE-3CC | 2T2R | U2100 (F2) + U900 (F1+F2) | L800+L1800F1+L1800F2 | 2CC | 4001402 | 25 |  | 3 | N78 | 3 | 3 | [32 empty] | IIB | AJM-2189-CSG-IXR-E-1
AJM2190 | Site 10527 | NE | AJM2190 | AJM2190 | AJML2190 | AJMNR2190 | On air | On air | On Air | On Air | 2010 | Permanent | 25.4361 | 55.5363 | Huawei | Outdoor | Site Sharing | Site Share | Outdoor Site Sharing-Etisalat Owned |  | Site Share | 2G+3G+4G+5G | BTS3900 | LTE-4CC | 2T2R | U2100 (F2) + U900 (F1+F2) | L800+L1800F1+L1800F2+L2100 | 1CC | 4001800 | 39 |  | 3 | N41 | 3 | 3 | [32 empty] | IIB | AJM-2190-CSG-SAR-X-1
AJM2191 | Site 10528 | NE | AJM2191 | AJM2191 | AJML2191 | AJMNR2191 | On air | On air | On Air | On Air | 2011 | Permanent | 25.3746 | 55.4886 | Huawei | Outdoor | EITC Passive Infrastructure | Green Field | Outdoor Green field-du Owned |  | Green Field | 2G+3G+4G+5G | BTS3900 | LTE-4CC | 2T2R | U2100 (F2) + U900 (F1+F2) | L800+L1800F1+L1800F2+L2100 | 2CC | 4003900 | 28.5 |  | 3 | N78 | 3 | 3 | [32 empty] | IIB | AJM-2191-CSG-IXR-E-1
AJM2192 | Site 10529 | NE | AJM2192 | AJM2192 | AJML2192 | AJMNR2192 | On air | On air | On Air | On Air | 2011 | Permanent | 25.4174 | 55.5375 | Huawei | Outdoor | EITC Passive Infrastructure | Green Field | Outdoor Green field-du Owned |  | Green Field | 2G+3G+4G+5G | BTS3900 | LTE-4CC | 2T2R | U2100 (F2) + U900 (F1+F2) | L800+L1800F1+L1800F2+L2100 | 2CC | 4002400 | 38.7 |  | 3 | N78 | 3 | 3 | [32 empty] | IIB | AJM-2192-CSG-ASR920-LD-1
AJM2193 | Site 10530 | NE | AJM2193 | AJM2193 | AJML2193 | AJMNR2193 | On air | On air | On Air | On Air | 2010 | Permanent | 25.4078 | 55.5364 | Huawei | Outdoor | EITC Passive Infrastructure | Green Field | Outdoor Green field-du Owned |  | Green Field | 2G+3G+4G+5G | BTS3900 | LTE-4CC | 2T2R | U2100 (F2) + U900 (F1+F2) | L800+L1800F1+L1800F2+L2100 | 2CC | 4002400 | 38.5 |  | 3 | N78 | 3 | 3 | [32 empty] | IIB | AJM-2193-CSG-ASR920-LD-1
AJM2194 | Site 10531 | NE | AJM2194 | AJM2194 | AJML2194 | AJMNR2194 | On air | On air | On Air | On Air | 2011 | Permanent | 25.4313 | 55.5534 | Huawei | Outdoor | EITC Passive Infrastructure | Green Field | Outdoor Green field-du Owned |  | Green Field | 2G+3G+4G+5G | BTS3900 | LTE-4CC | 2T2R | U2100 (F2) + U900 (F1+F2) | L800+L1800F1+L1800F2+L2100 | 1CC | 4002000 | 38.5 |  | 3 | N41 | 4 | 3 | [32 empty] | IIB | AJM-2194-CSG-IXR-E-1
AJM2196 | Site 10532 | NE | AJM2196 | AJM2196 | AJML2196 | AJMNR2196 | On air | On air | On Air | On Air | 2010 | Permanent | 25.3664 | 55.4884 | Huawei | Outdoor | EITC Passive Infrastructure | Green Field | Outdoor Green field-du Owned |  | Green Field | 2G+3G+4G+5G | BTS3900 | LTE-4CC | 4T4R | U2100 (F2) + U900 (F1+F2) | L800+L1800F1+L1800F2+L2100 | 2CC | 4003700 | 38.5 |  | 3 | N78 | 3 | 3 | [32 empty] | IIB | AJM-2196-CSG-ASR920-LD-1
AJM2197 | Site 10533 | NE | AJM2197 | AJM2197 | AJML2197 | AJMNR2197 | On air | On air | On Air | On Air | 2011 | Permanent | 25.3752 | 55.4779 | Huawei | Outdoor | EITC Passive Infrastructure | Green Field | Outdoor Green field-du Owned |  | Green Field | 2G+3G+4G+5G | BTS3900 | LTE-4CC | 2T2R | U2100 (F2) + U900 (F1+F2) | L800+L1800F1+L1800F2+L2100 | 2CC | 4003900 | 28.5 |  | 3 | N78 | 3 | 3 | [32 empty] | IIB | AJM-2197-CSG-SAR-X-1
AJM2198 | Site 10534 | NE | AJM2198 | AJM2198 | AJML2198 | AJMNR2198 | On air | On air | On Air | On Air | 2010 | Permanent | 25.3782 | 55.4617 | Huawei | Outdoor | EITC Passive Infrastructure | Roof Top | RT-du Owned |  | Roof Top | 2G+3G+4G+5G | BTS3900 | LTE-4CC | 2T2R | U2100 (F2) + U900 (F1+F2) | L800+L1800F1+L1800F2+L2100 | 2CC | 4003900 | 40.5 |  | 3 | N78 | 3 | 3 | [32 empty] | IIB | AJM-2198-CSG-SAR-X-1
AJM2199 | Site 10535 | NE | AJM2199 | AJM2199 | AJML2199 | AJMNR2199 | On air | On air | On Air | On Air | 2010 | Permanent | 25.3807 | 55.4651 | Huawei | Outdoor | EITC Passive Infrastructure | Roof Top | RT-du Owned |  | Roof Top | 2G+3G+4G+5G | BTS3900 | LTE-4CC | 2T2R | U2100 (F2) + U900 (F1+F2) | L800+L1800F1+L1800F2+L2100 | 2CC | 4003900 | 29 |  | 3 | N78 | 3 | 3 | [32 empty] | IIB | AJM-2199-CSG-ASR920-LD-1
AJM2300 | Site 10536 | NE | AJM2300 | AJM2300 | AJML2300 | AJMNR2300 |  | On air | On Air | On Air | 2009 | Permanent | 25.3935 | 55.4395 | Huawei | Outdoor | EITC Passive Infrastructure | Roof Top | RT-du Owned |  | Roof Top | 3G+4G+5G | BTS3900 | LTE-4CC | 2T2R | U2100 (F2) + U900 (F1+F2) | L800+L1800F1+L1800F2+L2100 | 2CC | 4000400 | 32 |  | 3 | N78 | 3 | 3 | [32 empty] | IIB | AJM-2300-CSG-N540-LD-1
AJM2301 | Site 10537 | NE | AJM2301 | AJM2301 | AJML2301 | AJMNR2301 | On air | On air | On Air | On Air | 2009 | Permanent | 25.3843 | 55.4445 | Huawei | Outdoor | EITC Passive Infrastructure | Green Field | Outdoor Green field-du Owned |  | Green Field | 2G+3G+4G+5G | BTS3900 | LTE-4CC | 4T4R | U2100 (F2) + U900 (F1+F2) | L800+L1800F1+L1800F2+L2100 | 2CC | 4001300 | 26.9 |  | 3 | N78 | 4 | 3 | [32 empty] | IIB | AJM-2301-CSG-SAR-X-1
AJM2302 | Site 10538 | NE | AJM2302 | AJM2302 | AJML2302 | AJMNR2302 | On air | On air | On Air | On Air | 2009 | Permanent | 25.3946 | 55.4614 | Huawei | Outdoor | EITC Passive Infrastructure | Roof Top | RT-du Owned |  | Roof Top | 2G+3G+4G+5G | BTS3900 | LTE-4CC | 2T2R | U2100 (F2) + U900 (F1+F2) | L800+L1800F1+L1800F2+L2100 | 2CC | 4000200 | 27 |  | 3 | N78 | 3 | 3 | [32 empty] | IIB | AJM-2302-CSG-SAR-X-1
AJM2303 | Site 10539 | NE | AJM2303 | AJM2303 | AJML2303 | AJMNR2303 | On air | On air | On Air | On Air | 2009 | Permanent | 25.3818 | 55.4601 | Huawei | Outdoor | EITC Passive Infrastructure | Roof Top | RT-du Owned |  | Roof Top | 2G+3G+4G+5G | BTS3900 | LTE-4CC | 2T2R | U2100 (F2) + U900 (F1+F2) | L800+L1800F1+L1800F2+L2100 | 2CC | 4001100 | 27 |  | 3 | N78 | 3 | 3 | [32 empty] | IIB | AJM-2303-CSG-IXR-E-1
AJM2304 | Site 10540 | NE | AJM2304 | AJM2304 | AJML2304 | AJMNR2304 | On air | On air | On Air | On Air | 2008 | Permanent | 25.3809 | 55.4967 | Huawei | Outdoor | EITC Passive Infrastructure | Green Field | Outdoor Green field-du Owned |  | Green Field | 2G+3G+4G+5G | BTS3900 | LTE-4CC | 4T4R | U2100 (F2) + U900 (F1+F2) | L800+L1800F1+L1800F2+L2100 | 2CC | 4003600 | 25 |  | 3 | N78 | 3 | 3 | [32 empty] | IIB | AJM-2304-CSG-ASR920-LD-1
AJM2305 | Site 10541 | NE | AJM2305 | AJM2305 | AJML2305 | AJMNR2305 | On air | On air | On Air | On Air | 2009 | Permanent | 25.3971 | 55.4928 | Huawei | Outdoor | EITC Passive Infrastructure | Green Field | Outdoor Green field-du Owned |  | Green Field | 2G+3G+4G+5G | BTS3900 | LTE-4CC | 4T4R | U2100 (F2) + U900 (F1+F2) | L800+L1800F1+L1800F2+L2100 | 2CC | 4002200 | 26 |  | 3 | N78 | 3 | 3 | [32 empty] | IIB | AJM-2305-CSG-ASR920-LD-1
AJM2307 | Site 10542 | NE |  | AJM2307 | AJML2307 | AJMNR2307 |  | On air | On Air | On Air | 2009 | Permanent | 25.4026 | 55.4642 | Huawei | Outdoor | EITC Passive Infrastructure | Green Field | Outdoor Green field-du Owned |  | Green Field | 3G+4G+5G | BTS3900 | LTE-4CC | 2T2R | U2100 (F2) + U900 (F1+F2) | L800+L1800F1+L1800F2+L2100 | 2CC | 4001600 | 26 |  | 3 | N78 | 3 | 3 | [32 empty] | IIB | AJM-2307-CSG-ASR920-LD-1
AJM2308 | Site 10543 | NE | AJM2308 | AJM2308 | AJML2308 | AJMNR2308 | On air | On air | On Air | On Air | 2009 | Permanent | 25.4185 | 55.4685 | Huawei | Outdoor | EITC Passive Infrastructure | Green Field | Outdoor Green field-du Owned |  | Green Field | 2G+3G+4G+5G | BTS3900 | LTE-3CC | 2T2R | U2100 (F2) + U900 (F1+F2) | L800+L1800F1+L1800F2 | 2CC | 4000800 | 25 |  | 3 | N78 | 3 | 3 | [32 empty] | IIB | AJM-2308-CSG-ASR920-LD-1
AJM2309 | Site 10544 | NE | AJM2309 | AJM2309 | AJML2309 | AJMNR2309 | On air | On air | On Air | On Air | 2009 | Permanent | 25.4113 | 55.4761 | Huawei | Outdoor | EITC Passive Infrastructure | Green Field | Outdoor Green field-du Owned |  | Green Field | 2G+3G+4G+5G | BTS3900 | LTE-4CC | 2T2R | U2100 (F2) + U900 (F1+F2) | L800+L1800F1+L1800F2+L2100 | 2CC | 4000800 | 26.9 |  | 3 | N78 | 4 | 3 | [32 empty] | IIB | AJM-2309-CSG-ASR920-LD-1
AJM2310 | Site 10545 | NE | AJM2310 | AJM2310 | AJML2310 | AJMNR2310 | On air | On air | On Air | On Air | 2009 | Permanent | 25.4105 | 55.4891 | Huawei | Outdoor | EITC Passive Infrastructure | Green Field | Outdoor Green field-du Owned |  | Green Field | 2G+3G+4G+5G | BTS3900 | LTE-2CC | 2T2R | U2100 (F2) + U900 (F1+F2) | L800+L1800F1 | 2CC | 4002200 | 25 |  | 3 | N78 | 3 | 3 | [32 empty] | IIB | AJM-2310-CSG-ASR920-LD-1
AJM2311 | Site 10546 | NE | AJM2311 | AJM2311 | AJML2311 | AJMNR2311 | On air | On air | On Air | On Air | 2009 | Permanent | 25.3994 | 55.5138 | Huawei | Outdoor | EITC Passive Infrastructure | Green Field | Outdoor Green field-du Owned |  | Green Field | 2G+3G+4G+5G | BTS3900 | LTE-4CC | 4T4R | U2100 (F2) + U900 (F1+F2) | L800+L1800F1+L1800F2+L2100 | 2CC | 4002300 | 28 |  | 3 | N78 | 3 | 3 | [32 empty] | IIB | AJM-2311-CSG-ASR920-LD-1
AJM2312 | Site 10547 | NE |  | AJM2312 | AJML2312 | AJMNR2312 |  | On air | On Air | On Air | 2009 | Permanent | 25.4255 | 55.5043 | Huawei | Outdoor | EITC Passive Infrastructure | Green Field | Outdoor Green field-du Owned |  | Green Field | 3G+4G+5G | BTS3900 | LTE-3CC | 2T2R | U2100 (F2) + U900 (F1+F2) | L800+L1800F1+L1800F2 | 2CC | 4002100 | 29 |  | 3 | N78 | 5 | 3 | [32 empty] | IIB | AJM-2312-CSG-ASR920-LD-1
AJM2314 | Site 10548 | NE | AJM2314 | AJM2314 | AJML2314 | AJMNR2314 | On air | On air | On Air | On Air | 2009 | Permanent | 25.4135 | 55.4394 | Huawei | Outdoor | EITC Passive Infrastructure | Roof Top | RT-du Owned |  | Roof Top | 2G+3G+4G+5G | BTS3900 | LTE-4CC | 4T4R | U2100 (F2) + U900 (F1+F2) | L800+L1800F1+L1800F2+L2100 | 2CC | 4000900 | 24 |  | 3 | N78 | 3 | 3 | [32 empty] | IIB | AJM-2314-CSG-IXR-E-1
AJM2316 | Site 10549 | NE | AJM2316 | AJM2316 | AJML2316 | AJMNR2316 | On air | On air | On Air | On Air | 2009 | Permanent | 25.4119 | 55.4987 | Huawei | Outdoor | EITC Passive Infrastructure | Green Field | Outdoor Green field-du Owned |  | Green Field | 2G+3G+4G+5G | BTS3900 | LTE-3CC | 2T2R | U2100 (F2) + U900 (F1+F2) | L800+L1800F1+L1800F2 | 2CC | 4002200 | 38.5 |  | 3 | N78 | 3 | 3 | [32 empty] | IIB | AJM-2316-CSG-IXR-E-1
AJM2318 | Site 10550 | NE | AJM2318 | AJM2318 | AJML2318 | AJMNR2318 | On air | On air | On Air | On Air | 2009 | Permanent | 25.4109 | 55.4359 | Huawei | Outdoor | EITC Passive Infrastructure | Roof Top | RT-du Owned |  | Roof Top | 2G+3G+4G+5G | BTS3900 | LTE-4CC | 2T2R | U2100 (F2) + U900 (F1+F2) | L800+L1800F1+L1800F2+L2100 | 3CC | 4001000 | 22.5 |  | 3 | N41+N78 | 3 | 3 | [32 empty] | IIB | AJM-2318-CSG-IXR-E-1
AJM2319 | Site 10551 | NE | AJM2319 | AJM2319 | AJML2319 | AJMNR2319 | On air | On air | On Air | On Air | 2010 | Permanent | 25.481 | 55.5002 | Huawei | Outdoor | Site Sharing | Site Share | Outdoor Site Sharing-Etisalat Owned |  | Site Share | 2G+3G+4G+5G | BTS3900 | LTE-4CC | 2T2R | U2100 (F2) + U900 (F1+F2) | L800+L1800F1+L1800F2+L2100 | 1CC | 3011000 | 35 |  | 3 | N41 | 3 | 3 | [32 empty] | IIB | AJM-2319-CSG-ASR920-LD-1
AJM2320 | Site 10552 | NE | AJM2320 | AJM2320 | AJML2320 | AJMNR2320 | On air | On air | On Air | On Air | 2009 | Permanent | 25.4017 | 55.4341 | Huawei | Outdoor | EITC Passive Infrastructure | Roof Top | RT-du Owned |  | Roof Top | 2G+3G+4G+5G | BTS3900 | LTE-3CC | 2T2R | U2100 (F2) + U900 (F1+F2) | L800+L1800F1+L1800F2 | 2CC | 4000600 | 31.5 |  | 3 | N78 | 3 | 3 | [32 empty] | IIB | AJM-2320-CSG-SAR-X-1
AJM2321 | Site 10553 | NE |  | AJM2321 | AJML2321 |  |  | On air | On Air |  | 2010 | Permanent | 25.4198 | 55.4513 | Huawei | Outdoor | EITC Passive Infrastructure | Roof Top | RT-du Owned |  | Roof Top | 3G+4G | BTS3900 | LTE-3CC | 2T2R | U2100 (F2) + U900 (F1+F2) | L800+L1800F1+L1800F2 |  | 4001402 | 23.5 |  |  |  | 3 | [33 empty] | IIB | AJM-2321-CSG-IXR-E-1
AJM2385 | Site 10554 | NE | AJM2385 | AJM2385 | AJML2385 | AJMNR2385 | On air | On air | On Air | On Air | 2012 | Permanent | 25.3959 | 55.5198 | Huawei | Outdoor | EITC Passive Infrastructure | Roof Top | RT-du Owned |  | Roof Top | 2G+3G+4G+5G | BTS3900 | LTE-3CC | 2T2R | U2100 (F2) + U900 (F1+F2) | L800+L1800F1+L1800F2 | 2CC | 4003000 | 29.75 |  | 3 | N78 | 3 | 3 | [32 empty] | IIB | AJM-2385-CSG-ASR920-LD-1
AJM2387 | Site 10555 | NE | AJM2387 | AJM2387 | AJML2387 | AJMNR2387 | On air | On air | On Air | On Air | 2012 | Permanent | 25.437 | 55.561 | Huawei | Outdoor | EITC Passive Infrastructure | Green Field | Outdoor Green field-du Owned |  | Green Field | 2G+3G+4G+5G | BTS3900 | LTE-4CC | 2T2R | U2100 (F2) + U900 (F1+F2) | L800+L1800F1+L1800F2+L2100 | 1CC | 4001900 | 28.7 |  | 3 | N41 | 5 | 3 | [32 empty] | IIB | AJM-2387-CSG-IXR-E-1
AJM2388 | Site 10556 | NE | AJM2388 | AJM2388 | AJML2388 | AJMNR2388 | On air | On air | On Air | On Air | 2011 | Permanent | 25.4096 | 55.5496 | Huawei | Outdoor | EITC Passive Infrastructure | Green Field | Outdoor Green field-du Owned |  | Green Field | 2G+3G+4G+5G | BTS3900 | LTE-2CC | 2T2R | U2100 (F2) + U900 (F1+F2) | L800+L1800F1 | 2CC | 4002500 | 38.7 |  | 3 | N78 | 4 | 3 | [32 empty] | IIB | AJM-2388-CSG-ASR920-LD-1
AJM2396 | Site 10557 | NE | AJM2396 | AJM2396 | AJML2396 | AJMNR2396 | On air | On air | On Air | On Air | 2012 | Permanent | 25.4135 | 55.5327 | Huawei | Outdoor | EITC Passive Infrastructure | Green Field | Outdoor Green field-du Owned |  | Green Field | 2G+3G+4G+5G | BTS3900 | LTE-3CC | 2T2R | U2100 (F2) + U900 (F1+F2) | L800+L1800F1+L1800F2 | 2CC | 4002400 | 28.7 |  | 3 | N78 | 3 | 3 | [32 empty] | IIB | AJM-2396-CSG-ASR920-LD-1
AJM2397 | Site 10558 | NE | AJM2397 | AJM2397 | AJML2397 | AJMNR2397 | On air | On air | On Air | On Air | 2011 | Permanent | 25.4121 | 55.5384 | Huawei | Outdoor | EITC Passive Infrastructure | Green Field | Outdoor Green field-du Owned |  | Green Field | 2G+3G+4G+5G | BTS3900 | LTE-3CC | 2T2R | U2100 (F2) + U900 (F1+F2) | L800+L1800F1+L1800F2 | 2CC | 4002400 | 28.7 |  | 3 | N78 | 3 | 3 | [32 empty] | IIB | AJM-2397-CSG-ASR920-LD-1
AJM2424 | Site 10559 | NE | AJM2424 | AJM2424 | AJML2424 | AJMNR2424 |  | On air | On Air | On Air | 2010 | Permanent | 25.4034 | 55.4781 | Huawei | Outdoor | EITC Passive Infrastructure | Green Field | Outdoor Green field-du Owned |  | Green Field | 3G+4G+5G | BTS3900 | LTE-4CC | 2T2R | U2100 (F2) + U900 (F1+F2) | L800+L1800F1+L1800F2+L2100 | 2CC | 4000800 | 28.5 |  | 3 | N78 | 4 | 3 | [32 empty] | IIB | AJM-2424-CSG-ASR920-LD-1
AJM2438 | Site 10560 | NE | AJM2438 | AJM2438 | AJML2438 | AJMNR2438 | On air | On air | On Air | On Air | 2010 | Permanent | 25.3965 | 55.4727 | Huawei | Outdoor | EITC Passive Infrastructure | Roof Top | RT-du Owned |  | Roof Top | 2G+3G+4G+5G | BTS3900 | LTE-4CC | 4T4R | U2100 (F2) + U900 (F1+F2) | L800+L1800F1+L1800F2+L2100 | 2CC | 4001600 | 30 |  | 3 | N78 | 4 | 3 | [32 empty] | IIB | AJM-2438-CSG-ASR920-LD-1
AJM2439 | Site 10561 | NE | AJM2439 | AJM2439 | AJML2439 | AJMNR2439 | On air | On air | On Air | On Air | 2010 | Permanent | 25.3952 | 55.5109 | Huawei | Outdoor | EITC Passive Infrastructure | Green Field | Outdoor Green field-du Owned |  | Green Field | 2G+3G+4G+5G | BTS3900 | LTE-4CC | 2T2R | U2100 (F2) + U900 (F1+F2) | L800+L1800F1+L1800F2+L2100 | 2CC | 4003100 | 28.5 |  | 3 | N78 | 4 | 3 | [32 empty] | IIB | AJM-2439-CSG-ASR920-LD-1
AJM2440 | Site 10562 | NE | AJM2440 | AJM2440 | AJML2440 | AJMNR2440 | On air | On air | On Air | On Air | 2011 | Permanent | 25.3974 | 55.5281 | Huawei | Outdoor | EITC Passive Infrastructure | Green Field | Outdoor Green field-du Owned |  | Green Field | 2G+3G+4G+5G | BTS3900 | LTE-4CC | 2T2R | U2100 (F2) + U900 (F1+F2) | L800+L1800F1+L1800F2+L2100 | 2CC | 4002400 | 38.5 |  | 3 | N78 | 3 | 3 | [32 empty] | IIB | AJM-2440-CSG-ASR920-LD-1
AJM2441 | Site 10563 | NE | AJM2441 | AJM2441 | AJML2441 | AJMNR2441 | On air | On air | On Air | On Air | 2012 | Permanent | 25.419 | 55.5059 | Huawei | Outdoor | Site Sharing | Site Share | Outdoor Site Sharing-Etisalat Owned |  | Site Share | 2G+3G+4G+5G | BTS3900 | LTE-2CC | 2T2R | U2100 (F2) + U900 (F1+F2) | L800+L1800F1 | 2CC | 4002100 | 25 |  | 3 | N78 | 3 | 3 | [32 empty] | IIB | AJM-2441-CSG-ASR920-LD-1
AJM2442 | Site 10564 | NE | AJM2442 | AJM2442 | AJML2442 | AJMNR2442 | On air | On air | On Air | On Air | 2011 | Permanent | 25.4169 | 55.5251 | Huawei | Outdoor | EITC Passive Infrastructure | Green Field | Outdoor Green field-du Owned |  | Green Field | 2G+3G+4G+5G | BTS3900 | LTE-4CC | 2T2R | U2100 (F2) + U900 (F1+F2) | L800+L1800F1+L1800F2+L2100 | 2CC | 4002300 | 33.7 |  | 3 | N78 | 3 | 3 | [32 empty] | IIB | AJM-2442-CSG-ASR920-LD-1
AJM2443 | Site 10565 | NE | AJM2443 | AJM2443 | AJML2443 | AJMNR2443 | On air | On air | On Air | On Air | 2011 | Permanent | 25.4036 | 55.5191 | Huawei | Outdoor | EITC Passive Infrastructure | Green Field | Outdoor Green field-du Owned |  | Green Field | 2G+3G+4G+5G | BTS3900 | LTE-4CC | 4T4R | U2100 (F2) + U900 (F1+F2) | L800+L1800F1+L1800F2+L2100 | 2CC | 4002300 | 38.7 |  | 3 | N78 | 3 | 3 | [32 empty] | IIB | AJM-2443-CSG-ASR920-LD-1
AJM2444 | Site 10566 | NE |  | AJM2444 | AJML2444 | AJMNR2444 |  | On air | On Air | On Air | 2015 | Permanent | 25.3849 | 55.5029 | Huawei | Outdoor | EITC Passive Infrastructure | Green Field | Outdoor Green field-du Owned |  | Green Field | 3G+4G+5G | BTS3900A | LTE-4CC | 2T2R | U2100 (F2) + U900 (F1+F2) | L800+L1800F1+L1800F2+L2100 | 2CC | 4003200 | 30 |  | 3 | N78 | 4 | 3 | [32 empty] | IIB | AJM-2444-CSG-SAR-X-1
AJM2445 | Site 10567 | NE | AJM2445 | AJM2445 | AJML2445 | AJMNR2445 | On air | On air | On Air | On Air | 2010 | Permanent | 25.3785 | 55.5035 | Huawei | Outdoor | EITC Passive Infrastructure | Green Field | Outdoor Green field-du Owned |  | Green Field | 2G+3G+4G+5G | BTS3900 | LTE-4CC | 4T4R | U2100 (F2) + U900 (F1+F2) | L800+L1800F1+L1800F2+L2100 | 2CC | 4003600 | 28.5 |  | 3 | N78 | 3 | 3 | [32 empty] | IIB | AJM-2445-CSG-ASR920-LD-1
AJM2446 | Site 10568 | NE | AJM2446 | AJM2446 | AJML2446 | AJMNR2446 | On air | On air | On Air | On Air | 2010 | Permanent | 25.373 | 55.4979 | Huawei | Outdoor | EITC Passive Infrastructure | Green Field | Outdoor Green field-du Owned |  | Green Field | 2G+3G+4G+5G | BTS3900 | LTE-4CC | 4T4R | U2100 (F2) + U900 (F1+F2) | L800+L1800F1+L1800F2+L2100 | 2CC | 4003600 | 28.5 |  | 3 | N78 | 3 | 3 | [32 empty] | IIB | AJM-2446-CSG-ASR920-LD-1
AJM2447 | Site 10569 | NE | AJM2447 | AJM2447 | AJML2447 | AJMNR2447 | On air | On air | On Air | On Air | 2010 | Permanent | 25.3925 | 55.4659 | Huawei | Outdoor | EITC Passive Infrastructure | Roof Top | RT-du Owned |  | Roof Top | 2G+3G+4G+5G | BTS3900 | LTE-4CC | 4T4R | U2100 (F2) + U900 (F1+F2) | L800+L1800F1+L1800F2+L2100 | 2CC | 4000200 | 40.5 |  | 3 | N78 | 3 | 3 | [32 empty] | IIB | AJM-2447-CSG-SAR-X-1
AJM2448 | Site 10570 | NE | AJM2448 | AJM2448 | AJML2448 | AJMNR2448 | On air | On air | On Air | On Air | 2011 | Permanent | 25.3915 | 55.4588 | Huawei | Outdoor | EITC Passive Infrastructure | Roof Top | RT-du Owned |  | Roof Top | 2G+3G+4G+5G | BTS3900 | LTE-4CC | 2T2R | U2100 (F2) + U900 (F1+F2) | L800+L1800F1+L1800F2+L2100 | 2CC | 4000200 | 16.5 |  | 3 | N78 | 3 | 3 | [32 empty] | IIB | AJM-2448-CSG-SAR-X-1
AJM2449 | Site 10571 | NE | AJM2449 | AJM2449 | AJML2449 | AJMNR2449 | On air | On air | On Air | On Air | 2010 | Permanent | 25.3963 | 55.4265 | Huawei | Outdoor | EITC Passive Infrastructure | Green Field | Outdoor Green field-du Owned |  | Green Field | 2G+3G+4G+5G | BTS3900 | LTE-4CC | 2T2R | U2100 (F2) + U900 (F1+F2) | L800+L1800F1+L1800F2+L2100 | 3CC | 4000700 | 38.5 |  | 3 | N41+N78 | 3 | 3 | [32 empty] | IIB | AJM-2449-CSG-IXR-E-1
AJM2450 | Site 10572 | NE | AJM2450 | AJM2450 | AJML2450 | AJMNR2450 | On air | On air | On Air | On Air | 2012 | Permanent | 25.4031 | 55.5802 | Huawei | Outdoor | EITC Passive Infrastructure | Green Field | Outdoor Green field-du Owned |  | Green Field | 2G+3G+4G+5G | BTS3900 | LTE-3CC | 2T2R | U2100 (F2) + U900 (F1+F2) | L800+L1800F1+L1800F2 | 1CC | 4004300 | 38.7 |  | 3 | N41 | 4 | 3 | [32 empty] | IIB | AJM-2450-IBS-SAR-M-1
AJM2451 | Site 10573 | NE | AJM2451 | AJM2451 | AJML2451 | AJMNR2451 | On air | On air | On Air | On Air | 2014 | Permanent | 25.4051 | 55.437 | Huawei | Outdoor | EITC Passive Infrastructure | Roof Top | RT-du Owned |  | Roof Top | 2G+3G+4G+5G | BTS3900A | LTE-4CC | 2T2R | U2100 (F2) + U900 (F1+F2) | L800+L1800F1+L1800F2+L2100 | 2CC | 4000500 | 34 |  | 3 | N78 | 3 | 3 | [32 empty] | IIB | AJM-2451-CSG-IXR-E-1
AJM2455 | Site 10574 | NE | AJM2455 | AJM2455 | AJML2455 | AJMNR2455 | On air | On air | On Air | On Air | 2011 | Permanent | 25.4288 | 55.5194 | Huawei | Outdoor | EITC Passive Infrastructure | Green Field | Outdoor Green field-du Owned |  | Green Field | 2G+3G+4G+5G | BTS3900 | LTE-4CC | 2T2R | U2100 (F2) + U900 (F1+F2) | L800+L1800F1+L1800F2+L2100 | 2CC | 4001800 | 28.7 |  | 3 | N78 | 3 | 3 | [32 empty] | IIB | AJM-2455-CSG-IXR-E-1
AJM2456 | Site 10575 | NE | AJM2456 | AJM2456 | AJML2456 | AJMNR2456 | On air | On air | On Air | On Air | 2011 | Permanent | 25.433 | 55.5096 | Huawei | Outdoor | EITC Passive Infrastructure | Green Field | Outdoor Green field-du Owned |  | Green Field | 2G+3G+4G+5G | BTS3900 | LTE-4CC | 2T2R | U2100 (F2) + U900 (F1+F2) | L800+L1800F1+L1800F2+L2100 | 2CC | 4001800 | 38.7 |  | 3 | N78 | 3 | 3 | [32 empty] | IIB | AJM-2456-CSG-IXR-E-1
AJM2457 | Site 10576 | NE | AJM2457 | AJM2457 | AJML2457 | AJMNR2457 | On air | On air | On Air | On Air | 2010 | Permanent | 25.4484 | 55.5549 | Huawei | Outdoor | EITC Passive Infrastructure | Green Field | Outdoor Green field-du Owned |  | Green Field | 2G+3G+4G+5G | BTS3900 | LTE-4CC | 2T2R | U2100 (F2) + U900 (F1+F2) | L800+L1800F1+L1800F2+L2100 | 1CC | 3000019 | 28.7 |  | 3 | N41 | 4 | 3 | [32 empty] | IIB | AJM-2457-PREAGG-SR7-1
AJM2458 | Site 10577 | NE | AJM2458 | AJM2458 | AJML2458 | AJMNR2458 | On air | On air | On Air | On Air | 2010 | Permanent | 25.4415 | 55.5822 | Huawei | Outdoor | EITC Passive Infrastructure | Green Field | Outdoor Green field-du Owned |  | Green Field | 2G+3G+4G+5G | BTS3900 | LTE-3CC | 2T2R | U2100 (F2) + U900 (F1+F2) | L800+L1800F1+L1800F2 | 1CC | 3000019 | 28.7 |  | 3 | N41 | 4 | 3 | [32 empty] | IIB | AJM-2458-CSG-SAR-X-1
AJM2459 | Site 10578 | NE | AJM2459 | AJM2459 | AJML2459 | AJMNR2459 | On air | On air | On Air | On Air | 2010 | Permanent | 25.458 | 55.5077 | Huawei | Outdoor | EITC Passive Infrastructure | Green Field | Outdoor Green field-du Owned |  | Green Field | 2G+3G+4G+5G | BTS3900 | LTE-3CC | 2T2R | U2100 (F2) + U900 (F1+F2) | L800+L1800F1+L1800F2 | 1CC | 3012000 | 28.7 |  | 3 | N41 | 8 | 3 | [32 empty] | IIB | AJM-2459-IBS-SAR-M-1
AJM2460 | Site 10579 | NE | AJM2460 | AJM2460 | AJML2460 | AJMNR2460 | On air | On air | On Air | On Air | 2011 | Permanent | 25.45 | 55.4985 | Huawei | Outdoor | EITC Passive Infrastructure | Green Field | Outdoor Green field-du Owned |  | Green Field | 2G+3G+4G+5G | BTS3900 | LTE-2CC | 2T2R | U2100 (F2) + U900 (F1+F2) | L800+L1800F1 | 1CC | 3012000 | 28.7 |  | 3 | N41 | 3 | 3 | [32 empty] | IIB | AJM-2460-CSG-SAR-8-1
AJM2461 | Site 10580 | NE | AJM2461 | AJM2461 | AJML2461 | AJMNR2461 | On air | On air | On Air | On Air | 2012 | Permanent | 25.4451 | 55.5191 | Huawei | Outdoor | EITC Passive Infrastructure | Green Field | Outdoor Green field-du Owned |  | Green Field | 2G+3G+4G+5G | BTS3900 | LTE-4CC | 4T4R | U2100 (F2) + U900 (F1+F2) | L800+L1800F1+L1800F2+L2100 | 1CC | 4001800 | 38.7 |  | 3 | N41 | 3 | 3 | [32 empty] | IIB | AJM-2461-CSG-IXR-E-1
AJM2462 | Site 10581 | NE | AJM2462 | AJM2462 | AJML2462 | AJMNR2462 | On air | On air | On Air | On Air | 2014 | Permanent | 25.3783 | 55.4894 | Huawei | Outdoor | EITC Passive Infrastructure | Green Field | Outdoor Green field-du Owned |  | Green Field | 2G+3G+4G+5G | BTS3900 | LTE-3CC | 2T2R | U2100 (F2) + U900 (F1+F2) | L800+L1800F1+L1800F2 | 2CC | 4003800 | 28.5 |  | 3 | N78 | 3 | 3 | [32 empty] | IIB | AJM-2462-CSG-IXR-E-1
AJM2463 | Site 10582 | NE | AJM2463 | AJM2463 | AJML2463 | AJMNR2463 | On air | On air | On Air | On Air | 2011 | Permanent | 25.4169 | 55.4404 | Huawei | Outdoor | EITC Passive Infrastructure | Roof Top | RT-du Owned |  | Roof Top | 2G+3G+4G+5G | BTS3900 | LTE-4CC | 2T2R | U2100 (F2) + U900 (F1+F2) | L800+L1800F1+L1800F2+L2100 | 3CC | 4001000 | 25 |  | 3 | N41+N78 | 3 | 3 | [32 empty] | IIB | AJM-2463-CSG-ASR920-LD-1
AJM2464 | Site 10583 | NE | AJM2464 | AJM2464 | AJML2464 | AJMNR2464 | On air | On air | On Air | On Air | 2011 | Permanent | 25.3802 | 55.4742 | Huawei | Outdoor | EITC Passive Infrastructure | Roof Top | RT-du Owned |  | Roof Top | 2G+3G+4G+5G | BTS3900 | LTE-4CC | 2T2R | U2100 (F2) + U900 (F1+F2) | L800+L1800F1+L1800F2+L2100 | 2CC | 4003900 | 18.7 |  | 3 | N78 | 3 | 3 | [32 empty] | IIB | AJM-2464-CSG-IXR-E-1
AJM2478 | Site 10584 | NE | AJM2478 | AJM2478 | AJML2478 | AJMNR2478 | On air | On air | On Air | On Air | 2011 | Permanent | 25.3987 | 55.4454 | Huawei | Outdoor | EITC Passive Infrastructure | Roof Top | RT-du Owned |  | Roof Top | 2G+3G+4G+5G | BTS3900 | LTE-3CC | 2T2R | U2100 (F2) + U900 (F1+F2) | L800+L1800F1+L1800F2 | 2CC | 4000300 | 21.35 |  | 3 | N78 | 4 | 3 | [32 empty] | IIB | AJM-2478-CSG-IXR-E-1
AJM2479 | Site 10585 | NE | AJM2479 | AJM2479 | AJML2479 | AJMNR2479 | On air | On air | On Air | On Air | 2011 | Permanent | 25.3974 | 55.5027 | Huawei | Outdoor | EITC Passive Infrastructure | Roof Top | RT-du Owned |  | Roof Top | 2G+3G+4G+5G | BTS3900 | LTE-4CC | 2T2R | U2100 (F2) + U900 (F1+F2) | L800+L1800F1+L1800F2+L2100 | 2CC | 4003200 | 29.65 |  | 3 | N78 | 3 | 3 | [32 empty] | IIB | AJM-2479-CSG-ASR920-LD-1
AJM2662 | Site 10586 | NE | AJM2662 | AJM2662 | AJML2662 | AJMNR2662 | On air | On air | On Air | On Air | 2009 | Permanent | 25.4374 | 55.5197 | Huawei | Outdoor | EITC Passive Infrastructure | Green Field | Outdoor Green field-du Owned |  | Green Field | 2G+3G+4G+5G | BTS3900 | LTE-4CC | 2T2R | U2100 (F2) + U900 (F1+F2) | L800+L1800F1+L1800F2+L2100 | 1CC | 4001800 | 38.5 |  | 3 | N41 | 3 | 3 | [32 empty] | IIB | AJM-2662-CSG-IXR-E-1
AJM2751 | Site 10587 | NE | AJM2751 | AJM2751 | AJML2751 | AJMNR2751 | On air | On air | On Air | On Air | 2009 | Permanent | 25.3761 | 55.6037 | Huawei | Outdoor | EITC Passive Infrastructure | Green Field | Outdoor Green field-du Owned |  | Green Field | 2G+3G+4G+5G | BTS3900 | LTE-4CC | 2T2R | U2100 (F2) + U900 (F1+F2) | L700+L800+L1800F1+L1800F2+L2100 | 1CC | 3001801 | 50 |  | 3 | N41 | 5 | 3 | [32 empty] | IIB | AJM-2751-CSG-SAR-8-1
AJM2752 | Site 10588 | NE | AJM2752 | AJM2752 | AJML2752 | AJMNR2752 | On air | On air | On Air | On Air | 2010 | Permanent | 25.3801 | 55.5744 | Huawei | Outdoor | Site Sharing | Site Share | Outdoor Site Sharing-Etisalat Owned |  | Site Share | 2G+3G+4G+5G | BTS3900 | LTE-4CC | 2T2R | U2100 (F2) + U900 (F1+F2) | L800+L1800F1+L1800F2+L2100 | 1CC | 4004400 | 45 |  | 3 | N41 | 3 | 3 | [32 empty] | IIB | AJM-2752-CSG-SAR-8-1
AJM2753 | Site 10589 | NE | AJM2753 | AJM2753 | AJML2753 | AJMNR2753 | On air | On air | On Air | On Air | 2009 | Permanent | 25.4412 | 55.5451 | Huawei | Outdoor | EITC Passive Infrastructure | Green Field | Outdoor Green field-du Owned |  | Green Field | 2G+3G+4G+5G | BTS3900 | LTE-4CC | 2T2R | U2100 (F2) + U900 (F1+F2) | L800+L1800F1+L1800F2+L2100 | 1CC | 4001900 | 43 |  | 3 | N41 | 5 | 3 | [32 empty] | IIB | AJM-2753-CSG-IXR-E-1
AJM2845 | Site 10590 | NE | AJM2845 | AJM2845 | AJML2845 | AJMNR2845 | On air | On air | On Air | On Air | 2011 | Permanent | 25.4326 | 55.5671 | Huawei | Outdoor | EITC Passive Infrastructure | Green Field | Outdoor Green field-du Owned |  | Green Field | 2G+3G+4G+5G | BTS3900 | LTE-4CC | 2T2R | U2100 (F2) + U900 (F1+F2) | L800+L1800F1+L1800F2+L2100 | 1CC | 4001900 | 28.7 |  | 3 | N41 | 4 | 3 | [32 empty] | IIB | AJM-2845-CSG-IXR-E-1
AJM2846 | Site 10591 | NE |  | AJM2846 | AJML2846 | AJMNR2846 |  | On air | On Air | On Air | 2015 | Permanent | 25.4015 | 55.5075 | Huawei | Outdoor | EITC Passive Infrastructure | Green Field | Outdoor Green field-du Owned |  | Green Field | 3G+4G+5G | BTS3900A | LTE-4CC | 2T2R | U2100 (F2) + U900 (F1+F2) | L800+L1800F1+L1800F2+L2100 | 2CC | 4002300 | 28.5 |  | 3 | N78 | 3 | 3 | [32 empty] | IIB | AJM-2846-CSG-SAR-X-1
AJM2941 | Site 10592 | NE |  | AJM2941 | AJML2941 | AJMNR2941 |  | On air | On Air | On Air | 2018 | Permanent | 25.3833 | 55.5137 | Huawei | Outdoor | EITC Passive Infrastructure | Roof Top | RT-du Owned |  | Roof Top | 3G+4G+5G | BTS3900A | LTE-3CC | 2T2R | U2100 (F2) + U900 (F1+F2) | L800+L1800F1+L1800F2 | 2CC | 4003500 | 19 |  | 3 | N78 | 4 | 3 | [32 empty] | IIB | AJM-2941-CSG-ASR920-LD-1
AJM2990 | Site 10593 | NE |  | AJM2990 | AJML2990 | AJMNR2990 |  | On air | On Air | On Air | 2020 | Permanent | 25.4186 | 55.4469 | Huawei | Outdoor | EITC Passive Infrastructure | Roof Top | RT-du Owned |  | Roof Top | 3G+4G+5G | BTS3900A | LTE-4CC | 2T2R | U2100 (F2) + U900 (F1+F2) | L800+L1800F1+L1800F2+L2100 | 2CC | 4001402 | 21 |  | 3 | N78 | 3 | 3 | [32 empty] | IIB | AJM-2990-CSG-IXR-E-1
AJM3026 | Site 10594 | NE | AJM3026 | AJM3026 | AJML3026 | AJMNR3026 | On air | On air | On Air | On Air | 2010 | Permanent | 25.3916 | 55.5241 | Huawei | Outdoor | Site Sharing | Site Share | Outdoor Site Sharing-Etisalat Owned |  | Site Share | 2G+3G+4G+5G | BTS3900 | LTE-3CC | 2T2R | U2100 (F2) + U900 (F1+F2) | L800+L1800F1+L1800F2 | 2CC | 4003000 | 28.7 |  | 3 | N78 | 3 | 3 | [32 empty] | IIB | AJM-3026-CSG-ASR920-LD-1
AJM3028 | Site 10595 | NE | AJM3028 | AJM3028 | AJML3028 | AJMNR3028 | On air | On air | On Air | On Air | 2012 | Permanent | 25.4036 | 55.5462 | Huawei | Outdoor | EITC Passive Infrastructure | Green Field | Outdoor Green field-du Owned |  | Green Field | 2G+3G+4G+5G | BTS3900 | LTE-3CC | 2T2R | U2100 (F2) + U900 (F1+F2) | L800+L1800F1+L1800F2 | 2CC | 4002500 | 30 |  | 3 | N78 | 3 | 3 | [32 empty] | IIB | AJM-3028-CSG-IXR-E-1
AJM3029 | Site 10596 | NE | AJM3029 | AJM3029 | AJML3029 | AJMNR3029 | On air | On air | On Air | On Air | 2010 | Permanent | 25.4353 | 55.5435 | Huawei | Outdoor | EITC Passive Infrastructure | Green Field | Outdoor Green field-du Owned |  | Green Field | 2G+3G+4G+5G | BTS3900 | LTE-3CC | 2T2R | U2100 (F2) + U900 (F1+F2) | L800+L1800F1+L1800F2 | 1CC | 4002000 | 30 |  | 3 | N41 | 3 | 3 | [32 empty] | IIB | AJM-3029-CSG-IXR-E-1
AJM3030 | Site 10597 | NE |  | AJM3030 | AJML3030 | AJMNR3030 |  | On air | On Air | On Air | 2015 | Permanent | 25.4226 | 55.5615 | Huawei | Outdoor | EITC Passive Infrastructure | Green Field | Outdoor Green field-du Owned |  | Green Field | 3G+4G+5G | BTS3900A | LTE-3CC | 2T2R | U2100 (F2) + U900 (F1+F2) | L800+L1800F1+L1800F2 | 1CC | 4002000 | 30 |  | 3 | N41 | 3 | 3 | [32 empty] | IIB | AJM-3030-CSG-IXR-E-1
AJM3032 | Site 10598 | NE | AJM3032 | AJM3032 | AJML3032 | AJMNR3032 | On air | On air | On Air | On Air | 2010 | Permanent | 25.3937 | 55.5545 | Huawei | Outdoor | EITC Passive Infrastructure | Green Field | Outdoor Green field-du Owned |  | Green Field | 2G+3G+4G+5G | BTS3900 | LTE-3CC | 2T2R | U2100 (F2) + U900 (F1+F2) | L800+L1800F1+L1800F2 | 1CC | 4002600 | 38.7 |  | 3 | N41 | 3 | 3 | [32 empty] | IIB | AJM-3032-CSG-ASR920-LD-1
AJM3033 | Site 10599 | NE |  | AJM3033 | AJML3033 | AJMNR3033 |  | On air | On Air | On Air | 2016 | Permanent | 25.4081 | 55.6224 | Huawei | Outdoor | Site Sharing | Site Share | Outdoor Site Sharing-Etisalat Owned |  | Site Share | 3G+4G+5G | BTS3900A | LTE-3CC | 2T2R | U2100 (F2) + U900 (F1+F2) | L800+L1800F1+L1800F2 | 1CC | 4004000 | 35 |  | 3 | N41 | 3 | 3 | [32 empty] | IIB | AJM-3033-CSG-IXR-E-1
AJM3036 | Site 10600 | NE | AJM3036 | AJM3036 | AJML3036 | AJMNR3036 | On air | On air | On Air | On Air | 2010 | Permanent | 25.363 | 55.4866 | Huawei | Outdoor | Site Sharing | Site Share | Outdoor Site Sharing-Etisalat Owned |  | Site Share | 2G+3G+4G+5G | BTS3900A | LTE-4CC | 2T2R | U2100 (F2) + U900 (F1+F2) | L800+L1800F1+L1800F2+L2100 | 2CC | 4003700 | 30 |  | 3 | N78 | 3 | 3 | [32 empty] | IIB | AJM-3036-CSG-ASR920-LD-1
AJM3037 | Site 10601 | NE | AJM3037 | AJM3037 | AJML3037 | AJMNR3037 | On air | On air | On Air | On Air | 2010 | Permanent | 25.3877 | 55.45 | Huawei | Outdoor | EITC Passive Infrastructure | Roof Top | RT-du Owned |  | Roof Top | 2G+3G+4G+5G | BTS3900A | LTE-4CC | 2T2R | U2100 (F2) + U900 (F1+F2) | L800+L1800F1+L1800F2+L2100 | 2CC | 4001200 | 30 |  | 3 | N78 | 3 | 3 | [32 empty] | IIB | AJM-3037-CSG-SAR-X-1
AJM3038 | Site 10602 | NE |  | AJM3038 | AJML3038 | AJMNR3038 |  | On air | On Air | On Air | 2017 | Permanent | 25.4136 | 55.5016 | Huawei | Outdoor | EITC Passive Infrastructure | Roof Top | RT-du Owned |  | Roof Top | 3G+4G+5G | BTS3900A | LTE-4CC | 2T2R | U2100 (F2) + U900 (F1+F2) | L800+L1800F1+L1800F2+L2100 | 2CC | 4002100 | 22.5 |  | 3 | N78 | 3 | 3 | [32 empty] | IIB | AJM-2459-PREAGG-SR7-1
AJM3040 | Site 10603 | NE |  | AJM3040 | AJML3040 | AJMNR3040 |  | On air | On Air | On Air | 2016 | Permanent | 25.4383 | 55.513 | Huawei | Outdoor | Site Sharing | Site Share | Outdoor Site Sharing-Etisalat Owned |  | Site Share | 3G+4G+5G | BTS3900A | LTE-4CC | 2T2R | U2100 (F2) + U900 (F1+F2) | L800+L1800F1+L1800F2+L2100 | 1CC | 4001800 | 25.5 |  | 3 | N41 | 3 | 3 | [32 empty] | IIB | AJM-3040-CSG-IXR-E-1
AJM3042 | Site 10604 | NE |  | AJM3042 | AJML3042 | AJMNR3042 |  | On air | On Air | On Air | 2010 | Permanent | 25.3929 | 55.4354 | Huawei | Outdoor | EITC Passive Infrastructure | Roof Top | RT-du Owned |  | Roof Top | 3G+4G+5G | BTS3900A | LTE-4CC | 4T4R | U2100 (F2) + U900 (F1+F2) | L800+L1800F1+L1800F2+L2100 | 2CC | 4000400 | 44 |  | 3 | N78 | 3 | 3 | [32 empty] | IIB | AJM-3042-CSG-IXR-E-1
AJM3043 | Site 10605 | NE | AJM3043 | AJM3043 | AJML3043 | AJMNR3043 | On air | On air | On Air | On Air | 2014 | Permanent | 25.3887 | 55.4592 | Huawei | Outdoor | EITC Passive Infrastructure | Roof Top | RT-du Owned |  | Roof Top | 2G+3G+4G+5G | BTS3900A | LTE-4CC | 2T2R | U2100 (F2) + U900 (F1+F2) | L800+L1800F1+L1800F2+L2100 | 2CC | 4001100 | 20 |  | 3 | N78 | 3 | 3 | [32 empty] | IIB | AJM-3043-CSG-SAR-X-1
AJM3044 | Site 10606 | NE | AJM3044 | AJM3044 | AJML3044 | AJMNR3044 | On air | On air | On Air | On Air | 2013 | Permanent | 25.4011 | 55.4697 | Huawei | Outdoor | EITC Passive Infrastructure | Green Field | Outdoor Green field-du Owned |  | Green Field | 2G+3G+4G+5G | BTS3900 | LTE-2CC | 2T2R | U2100 (F2) + U900 (F1+F2) | L800+L1800F1 | 2CC | 4001600 | 30 |  | 3 | N78 | 5 | 3 | [32 empty] | IIB | AJM-3044-CSG-ASR920-LD-1
AJM3045 | Site 10607 | NE | AJM3045 | AJM3045 | AJML3045 | AJMNR3045 | On air | On air | On Air | On Air | 2013 | Permanent | 25.3876 | 55.4665 | Huawei | Outdoor | EITC Passive Infrastructure | Roof Top | RT-du Owned |  | Roof Top | 2G+3G+4G+5G | BTS3900A | LTE-4CC | 4T4R | U2100 (F2) + U900 (F1+F2) | L800+L1800F1+L1800F2+L2100 | 2CC | 4001100 | 30 |  | 3 | N78 | 4 | 3 | [32 empty] | IIB | AJM-3045-CSG-SAR-X-1
AJM3046 | Site 10608 | NE |  | AJM3046 | AJML3046 | AJMNR3046 |  | On air | On Air | On Air | 2014 | Permanent | 25.4796 | 55.5147 | Huawei | Outdoor | EITC Passive Infrastructure | Green Field | Outdoor Green field-du Owned |  | Green Field | 3G+4G+5G | BTS3900A | LTE-3CC | 2T2R | U2100 (F2) + U900 (F1+F2) | L800+L1800F1+L1800F2 | 1CC | 3011000 | 30 |  | 3 | N41 | 4 | 3 | [32 empty] | IIB | AJM-3046-CSG-ASR920-LD-1
AJM3048 | Site 10609 | NE | AJM3048 | AJM3048 | AJML3048 | AJMNR3048 | On air | On air | On Air | On Air | 2010 | Permanent | 25.4056 | 55.4897 | Huawei | Outdoor | Site Sharing | Site Share | Outdoor Site Sharing-Etisalat Owned |  | Site Share | 2G+3G+4G+5G | BTS3900A | LTE-2CC | 2T2R | U2100 (F2) + U900 (F1+F2) | L800+L1800F1 | 2CC | 4002200 | 25 |  | 3 | N78 | 3 | 3 | [32 empty] | IIB | AJM-3048-CSG-IXR-E-1
AJM3049 | Site 10610 | NE |  | AJM3049 | AJML3049 | AJMNR3049 |  | On air | On Air | On Air | 2010 | Permanent | 25.4149 | 55.5101 | Huawei | Outdoor | Site Sharing | Site Share | Outdoor Site Sharing-Etisalat Owned |  | Site Share | 3G+4G+5G | BTS3900A | LTE-4CC | 2T2R | U2100 (F2) + U900 (F1+F2) | L800+L1800F1+L1800F2+L2100 | 2CC | 4002100 | 25 |  | 3 | N78 | 3 | 3 | [32 empty] | IIB | Passive AJM-2459-PREAGG-SR7-1
AJM3050 | Site 10611 | NE |  | AJM3050 | AJML3050 | AJMNR3050 |  | On air | On Air | On Air | 2015 | Permanent | 25.4456 | 55.5364 | Huawei | Outdoor | Site Sharing | Site Share | Outdoor Site Sharing-Etisalat Owned |  | Site Share | 3G+4G+5G | BTS3900A | LTE-2CC | 2T2R | U2100 (F2) + U900 (F1+F2) | L800+L1800F1 | 1CC | 4001900 | 30 |  | 3 | N41 | 3 | 3 | [32 empty] | IIB | AJM-3050-CSG-IXR-E-1
AJM3155 | Site 10612 | NE |  | AJM3155 | AJML3155 | AJMNR3155 |  | On air | On Air | On Air | 2019 | Permanent | 25.3671 | 55.5644 | Huawei | Outdoor | EITC Passive Infrastructure | Green Field | Outdoor Taawn-du Lead |  | Green Field | 3G+4G+5G | BTS5900A | LTE-4CC | 2T2R | U2100 (F2) + U900 (F1+F2) | L800+L1800F1+L1800F2+L2100 | 1CC | 4004400 | 38.5 |  | 3 | N41 | 3 | 3 | [32 empty] | IIB | AJM-3155-CSG-ASR920-LD-1
AJM3157 | Site 10613 | NE |  | AJM3157 | AJML3157 | AJMNR3157 |  | On air | On Air | On Air | 2021 | Permanent | 25.3799 | 55.5398 | Huawei | Outdoor | EITC Passive Infrastructure | Green Field | Outdoor Taawn-du Lead |  | Green Field | 3G+4G+5G | BTS3900A | LTE-4CC | 2T2R | U2100 (F2) + U900 (F1+F2) | L800+L1800F1+L1800F2+L2100 | 1CC | 4003300 | 38 |  | 3 | N41 | 4 | 3 | [32 empty] | IIB | AJM-3157-CSG-IXR-E-1
AJM3158 | Site 10614 | NE |  | AJM3158 | AJML3158 | AJMNR3158 |  | On air | On Air | On Air | 2019 | Permanent | 25.3978 | 55.5663 | Huawei | Outdoor | EITC Passive Infrastructure | Roof Top | RT-du Owned |  | Roof Top | 3G+4G+5G | BTS3900A | LTE-4CC | 4T4R | U2100 (F2) + U900 (F1+F2) | L800+L1800F1+L1800F2+L2100 | 1CC | 4002700 | 15.5 |  | 3 | N41 | 3 | 3 | [32 empty] | IIB | AJM-3158-CSG-ASR920-LD-1
AJM3163 | Site 10615 | NE |  | AJM3163 | AJML3163 | AJMNR3163 |  | On air | On Air | On Air | 2019 | 2019-Replacement of AJM2386 | 25.4261 | 55.5367 | Huawei | Outdoor | EITC Passive Infrastructure | Green Field | Outdoor Green field-du Owned |  | Green Field | 3G+4G+5G | BTS5900A | LTE-4CC | 2T2R | U2100 (F2) + U900 (F1+F2) | L700+L800+L1800F1+L1800F2+L2100 | 1CC | 4002000 | 38.5 |  | 3 | N41 | 3 | 3 | [32 empty] | IIB | AJM-3163-CSG-IXR-E-1
AJM3361 | Site 10616 | NE |  | AJM3361 | AJML3361 | AJMNR3361 |  | On air | On Air | On Air | 2016 | Permanent | 25.388 | 55.498 | Huawei | Outdoor | EITC Passive Infrastructure | Green Field | Outdoor Green field-du Owned |  | Green Field | 3G+4G+5G | BTS3900A | LTE-4CC | 2T2R | U2100 (F2) + U900 (F1+F2) | L800+L1800F1+L1800F2+L2100 | 2CC | 4003200 | 28.5 |  | 3 | N78 | 3 | 3 | [32 empty] | IIB | AJM-3361-CSG-ASR920-LD-1
AJM3362 | Site 10617 | NE | AJM3362 | AJM3362 | AJML3362 | AJMNR3362 | On air | On air | On Air | On Air | 2014 | Permanent | 25.3711 | 55.4729 | Huawei | Outdoor | EITC Passive Infrastructure | Green Field | Outdoor Green field-du Owned |  | Green Field | 2G+3G+4G+5G | BTS3900 | LTE-4CC | 2T2R | U2100 (F2) + U900 (F1+F2) | L800+L1800F1+L1800F2+L2100 | 2CC | 4003900 | 30 |  | 3 | N78 | 3 | 3 | [32 empty] | IIB | AJM-3362-CSG-SAR-X-1
AJM3363 | Site 10618 | NE | AJM3363 | AJM3363 | AJML3363 | AJMNR3363 | On air | On air | On Air | On Air | 2014 | Permanent | 25.4396 | 55.5662 | Huawei | Outdoor | EITC Passive Infrastructure | Green Field | Outdoor Green field-du Owned |  | Green Field | 2G+3G+4G+5G | BTS3900A | LTE-4CC | 2T2R | U2100 (F2) + U900 (F1+F2) | L800+L1800F1+L1800F2+L2100 | 1CC | 3000019 | 28.5 |  | 3 | N41 | 3 | 3 | [32 empty] | IIB | AJM-3363-CSG-ASR920-LD-1
AJM3364 | Site 10619 | NE |  | AJM3364 | AJML3364 | AJMNR3364 |  | On air | On Air | On Air | 2015 | Permanent | 25.3789 | 55.4672 | Huawei | Outdoor | EITC Passive Infrastructure | Green Field | Outdoor Green field-du Owned |  | Green Field | 3G+4G+5G | BTS3900 | LTE-4CC | 2T2R | U2100 (F2) + U900 (F1+F2) | L800+L1800F1+L1800F2+L2100 | 2CC | 4003900 | 28.5 |  | 3 | N78 | 3 | 3 | [32 empty] | IIB | Passive SHJ-2035-PREAGG-SR7-1
AJM3365 | Site 10620 | NE |  | AJM3365 | AJML3365 | AJMNR3365 |  | On air | On Air | On Air | 2015 | Permanent | 25.3874 | 55.4741 | Huawei | Outdoor | EITC Passive Infrastructure | Green Field | Outdoor Green field-du Owned |  | Green Field | 3G+4G+5G | BTS3900A | LTE-4CC | 4T4R | U2100 (F2) + U900 (F1+F2) | L700+L800+L1800F1+L1800F2+L2100 | 2CC | 4003800 | 28.5 |  | 3 | N78 | 3 | 3 | [32 empty] | IIB | AJM-3365-CSG-ASR920-LD-1
AJM3366 | Site 10621 | NE | AJM3366 | AJM3366 | AJML3366 | AJMNR3366 | On air | On air | On Air | On Air | 2015 | Permanent | 25.4346 | 55.5244 | Huawei | Outdoor | Site Sharing | Site Share | Outdoor Site Sharing-Etisalat Owned |  | Site Share | 2G+3G+4G+5G | BTS3900A | LTE-4CC | 2T2R | U2100 (F2) + U900 (F1+F2) | L800+L1800F1+L1800F2+L2100 | 1CC | 4001800 | 30 |  | 3 | N41 | 3 | 3 | [32 empty] | IIB | AJM-3366-CSG-IXR-E-1
AJM3368 | Site 10622 | NE | AJM3368 | AJM3368 | AJML3368 | AJMNR3368 | On air | On air | On Air | On Air | 2014 | Permanent | 25.4071 | 55.4392 | Huawei | Outdoor | EITC Passive Infrastructure | Roof Top | RT-du Owned |  | Roof Top | 2G+3G+4G+5G | BTS3900A | LTE-4CC | 2T2R | U2100 (F2) + U900 (F1+F2) | L800+L1800F1+L1800F2+L2100 | 2CC | 4000500 | 22 |  | 3 | N78 | 4 | 3 | [32 empty] | IIB | AJM-3368-CSG-SAR-X-1
AJM3369 | Site 10623 | NE |  | AJM3369 | AJML3369 | AJMNR3369 |  | On air | On Air | On Air | 2016 | Permanent | 25.3729 | 55.4664 | Huawei | Outdoor | EITC Passive Infrastructure | Green Field | Outdoor Green field-du Owned |  | Green Field | 3G+4G+5G | BTS3900 | LTE-3CC | 2T2R | U2100 (F2) + U900 (F1+F2) | L800+L1800F1+L1800F2 | 2CC | 4003900 | 33.5 |  | 3 | N78 | 3 | 3 | [32 empty] | IIB | AJM-3369-CSG-IXR-E-1
AJM3370 | Site 10624 | NE |  | AJM3370 | AJML3370 | AJMNR3370 |  | On air | On Air | On Air | 2016 | Permanent | 25.376 | 55.5093 | Huawei | Outdoor | EITC Passive Infrastructure | Green Field | Outdoor Green field-du Owned |  | Green Field | 3G+4G+5G | BTS3900A | LTE-4CC | 4T4R | U2100 (F2) + U900 (F1+F2) | L800+L1800F1+L1800F2+L2100 | 2CC | 4002800 | 33.5 |  | 3 | N78 | 3 | 3 | [32 empty] | IIB | AJM-3370-CSG-ASR920-LD-1
AJM3371 | Site 10625 | NE |  | AJM3371 | AJML3371 | AJMNR3371 |  | On air | On Air | On Air | 2016 | Permanent | 25.3798 | 55.5174 | Huawei | Outdoor | EITC Passive Infrastructure | Green Field | Outdoor Green field-du Owned |  | Green Field | 3G+4G+5G | BTS3900A | LTE-3CC | 2T2R | U2100 (F2) + U900 (F1+F2) | L800+L1800F1+L1800F2 | 2CC | 4003500 | 38.5 |  | 3 | N78 | 3 | 3 | [32 empty] | IIB | AJM-3371-CSG-ASR920-LD-1
AJM3372 | Site 10626 | NE |  | AJM3372 | AJML3372 | AJMNR3372 |  | On air | On Air | On Air | 2016 | Permanent | 25.3999 | 55.5577 | Huawei | Outdoor | EITC Passive Infrastructure | Green Field | Outdoor Green field-du Owned |  | Green Field | 3G+4G+5G | BTS3900 | LTE-4CC | 2T2R | U2100 (F2) + U900 (F1+F2) | L800+L1800F1+L1800F2+L2100 | 1CC | 4002600 | 28.5 |  | 3 | N41 | 3 | 3 | [32 empty] | IIB | AJM-3372-CSG-ASR920-LD-1
AJM3373 | Site 10627 | NE |  | AJM3373 | AJML3373 | AJMNR3373 |  | On air | On Air | On Air | 2016 | Permanent | 25.3726 | 55.584 | Huawei | Outdoor | EITC Passive Infrastructure | Green Field | Outdoor Green field-du Owned |  | Green Field | 3G+4G+5G | BTS3900A | LTE-4CC | 2T2R | U2100 (F2) + U900 (F1+F2) | L700+L800+L1800F1+L1800F2+L2100 | 1CC | 4004400 | 38.5 |  | 3 | N41 | 4 | 3 | [32 empty] | IIB | AJM-3373-CSG-IXR-E-1
AJM3374 | Site 10628 | NE |  | AJM3374 | AJML3374 | AJMNR3374 |  | On air | On Air | On Air | 2017 | Permanent | 25.4186 | 55.4884 | Huawei | Outdoor | EITC Passive Infrastructure | Roof Top | RT-du Owned |  | Roof Top | 3G+4G+5G | BTS3900A | LTE-4CC | 2T2R | U2100 (F2) + U900 (F1+F2) | L800+L1800F1+L1800F2+L2100 | 2CC | 4000100 | 17 |  | 3 | N78 | 4 | 3 | [32 empty] | IIB | AJM-3374-CSG-IXR-E-1
AJM3377 | Site 10629 | NE |  | AJM3377 | AJML3377 | AJMNR3377 |  | On air | On Air | On Air | 2016 | Permanent | 25.3977 | 55.5975 | Huawei | Outdoor | EITC Passive Infrastructure | Green Field | Outdoor Green field-du Owned |  | Green Field | 3G+4G+5G | BTS3900A | LTE-3CC | 2T2R | U2100 (F2) + U900 (F1+F2) | L800+L1800F1+L1800F2 | 1CC | 4004100 | 28.5 |  | 3 | N41 | 3 | 3 | [32 empty] | IIB | AJM-3377-CSG-IXR-E-1
AJM3378 | Site 10630 | NE |  | AJM3378 | AJML3378 | AJMNR3378 |  | On air | On Air | On Air | 2016 | Permanent | 25.3825 | 55.6001 | Huawei | Outdoor | EITC Passive Infrastructure | Green Field | Outdoor Green field-du Owned |  | Green Field | 3G+4G+5G | BTS3900A | LTE-3CC | 2T2R | U2100 (F2) + U900 (F1+F2) | L800+L1800F1+L1800F2 | 1CC | 4004100 | 28.5 |  | 3 | N41 | 3 | 3 | [32 empty] | IIB | AJM-3378-CSG-IXR-E-1
AJM3382 | Site 10631 | NE |  | AJM3382 | AJML3382 | AJMNR3382 |  | On air | On Air | On Air | 2016 | Permanent | 25.3927 | 55.4297 | Huawei | Outdoor | EITC Passive Infrastructure | Roof Top | RT-du Owned |  | Roof Top | 3G+4G+5G | BTS3900A | LTE-3CC | 2T2R | U2100 (F2) + U900 (F1+F2) | L800+L1800F1+L1800F2 | 2CC | 4001300 | 23 |  | 3 | N78 | 4 | 3 | [32 empty] | IIB | AJM-3382-CSG-SAR-X-1
AJM3383 | Site 10632 | NE |  | AJM3383 | AJML3383 | AJMNR3383 |  | On air | On Air | On Air | 2016 | Permanent | 25.4147 | 55.5453 | Huawei | Outdoor | Site Sharing | Site Share | Outdoor Site Sharing-Etisalat Owned |  | Site Share | 3G+4G+5G | BTS3900A | LTE-3CC | 2T2R | U2100 (F2) + U900 (F1+F2) | L800+L1800F1+L1800F2 | 2CC | 4002500 | 30 |  | 3 | N78 | 3 | 3 | [32 empty] | IIB | AJM-3383-CSG-ASR920-LD-1
AJM3384 | Site 10633 | NE |  | AJM3384 | AJML3384 | AJMNR3384 |  | On air | On Air | On Air | 2017 | Permanent | 25.4004 | 55.4404 | Huawei | Outdoor | EITC Passive Infrastructure | Roof Top | RT-du Owned |  | Roof Top | 3G+4G+5G | BTS3900A | LTE-4CC | 2T2R | U2100 (F2) + U900 (F1+F2) | L800+L1800F1+L1800F2+L2100 | 2CC | 4000400 | 16.5 |  | 3 | N78 | 4 | 3 | [32 empty] | IIB | AJM-3384-CSG-IXR-E-1
AJM3385 | Site 10634 | NE |  | AJM3385 | AJML3385 | AJMNR3385 |  | On air | On Air | On Air | 2021 | Permanent | 25.3976 | 55.5471 | Huawei | Outdoor | EITC Passive Infrastructure | Green Field | Outdoor Taawn-du Lead |  | Green Field | 3G+4G+5G | BTS3900A | LTE-4CC | 2T2R | U2100 (F2) + U900 (F1+F2) | L800+L1800F1+L1800F2+L2100 | 2CC | 4002500 | 38 |  | 3 | N78 | 3 | 3 | [32 empty] | IIB | AJM-3385-CSG-SAR-X-1
AJM3386 | Site 10635 | NE |  | AJM3386 | AJML3386 | AJMNR3386 |  | On air | On Air | On Air | 2017 | Permanent | 25.3938 | 55.5609 | Huawei | Outdoor | EITC Passive Infrastructure | Green Field | Outdoor Green field-du Owned |  | Green Field | 3G+4G+5G | BTS3900A | LTE-4CC | 2T2R | U2100 (F2) + U900 (F1+F2) | L800+L1800F1+L1800F2+L2100 | 1CC | 4002600 | 28.5 |  | 3 | N41 | 3 | 3 | [32 empty] | IIB | AJM-3386-CSG-ASR920-LD-1
AJM3388 | Site 10636 | NE |  | AJM3388 | AJML3388 | AJMNR3388 |  | On air | On Air | On Air | 2017 | Permanent | 25.4041 | 55.507 | Huawei | Outdoor | EITC Passive Infrastructure | Roof Top | RT-du Owned |  | Roof Top | 3G+4G+5G | BTS3900A | LTE-4CC | 2T2R | U2100 (F2) + U900 (F1+F2) | L800+L1800F1+L1800F2+L2100 | 2CC | 4002300 | 19 |  | 3 | N78 | 3 | 3 | [32 empty] | IIB | AJM-3388-CSG-SAR-X-1
AJM3389 | Site 10637 | NE |  | AJM3389 | AJML3389 | AJMNR3389 |  | On air | On Air | On Air | 2017 | Permanent | 25.4042 | 55.6152 | Huawei | Outdoor | EITC Passive Infrastructure | Green Field | Outdoor Green field-du Owned |  | Green Field | 3G+4G+5G | BTS3900A | LTE-3CC | 2T2R | U2100 (F2) + U900 (F1+F2) | L800+L1800F1+L1800F2 | 1CC | 4004000 | 38.5 |  | 3 | N41 | 3 | 3 | [32 empty] | IIB | AJM-3389-CSG-IXR-E-1
AJM3390 | Site 10638 | NE |  | AJM3390 | AJML3390 | AJMNR3390 |  | On air | On Air | On Air | 2017 | Permanent | 25.3928 | 55.4737 | Huawei | Outdoor | EITC Passive Infrastructure | Green Field | Outdoor Green field-du Owned |  | Green Field | 3G+4G+5G | BTS3900A | LTE-4CC | 2T2R | U2100 (F2) + U900 (F1+F2) | L800+L1800F1+L1800F2+L2100 | 2CC | 4002200 | 28.5 |  | 3 | N78 | 3 | 3 | [32 empty] | IIB | AJM-3390-CSG-IXR-E-1
AJM3497 | Site 10639 | NE |  | AJM3497 | AJML3497 | AJMNR3497 |  | On air | On Air | On Air | 2020 | Permanent | 25.3913 | 55.5735 | Huawei | Outdoor | EITC Passive Infrastructure | Roof Top | RT-du Owned |  | Roof Top | 3G+4G+5G | BTS3900A | LTE-4CC | 4T4R | U2100 (F2) + U900 (F1+F2) | L800+L1800F1+L1800F2+L2100 | 1CC | 4004300 | 15 |  | 3 | N41 | 3 | 3 | [32 empty] | IIB | AJM-3497-CSG-IXR-E-1
AJM3682 | Site 10640 | NE |  | AJM3682 | AJML3682 | AJMNR3682 |  | On air | On Air | On Air | 2020 | Permanent | 25.4143 | 55.4468 | Huawei | Outdoor | EITC Passive Infrastructure | Roof Top | RT-du Owned |  | Roof Top | 3G+4G+5G | BTS3900A | LTE-4CC | 4T4R | U900 (F1+F2) | L800+L1800F1+L1800F2+L2100 | 2CC | 4001402 | 32 |  | 3 | N78 | 3 | 3 | [32 empty] | IIB | AJM-3682-CSG-IXR-E-1
AJM3756 | Site 10641 | NE |  | AJM3756 | AJML3756 | AJMNR3756 |  | On air | On Air | On Air | 2018 | Event - Permanent | 25.4342 | 55.4643 | Huawei | Outdoor | Site Sharing | Site Share | Outdoor Site Sharing-Etisalat Owned |  | Site Share | 3G+4G+5G | BTS3900A | LTE-4CC | 2T2R | U2100 (F2) + U900 (F1+F2) | L700+L800+L1800F1+L1800F2+L2100 | 1CC | 4000100 | 40.5 |  | 3 | N41 | 3 | 3 | [32 empty] | IIB | AJM-3756-CSG-N540-LD-1
AJM3758 | Site 10642 | NE |  | AJM3758 | AJML3758 | AJMNR3758 |  | On air | On Air | On Air | 2018 | Event - Permanent | 25.4363 | 55.4955 | Huawei | Outdoor | EITC Passive Infrastructure | Green Field | Outdoor Taawn-du Lead |  | Green Field | 3G+4G+5G | BTS3900A | LTE-4CC | 2T2R | U2100 (F2) + U900 (F1+F2) | L800+L1800F1+L1800F2+L2100 | 1CC | 4000100 | 38.5 |  | 3 | N41 | 3 | 3 | [32 empty] | IIB | AJM-3758-CSG-IXR-E-1
AJM3759 | Site 10643 | NE |  | AJM3759 | AJML3759 | AJMNR3759 |  | On air | On Air | On Air | 2018 | Permanent | 25.3805 | 55.4576 | Huawei | Outdoor | EITC Passive Infrastructure | Roof Top | RT-du Owned |  | Roof Top | 3G+4G+5G | BTS3900A | LTE-4CC | 2T2R | U2100 (F2) + U900 (F1+F2) | L800+L1800F1+L1800F2+L2100 | 2CC | 4001100 | 19 |  | 3 | N78 | 3 | 3 | [32 empty] | IIB | AJM-3759-CSG-SAR-X-1
AJM3760 | Site 10644 | NE |  | AJM3760 | AJML3760 | AJMNR3760 |  | On air | On Air | On Air | 2018 | Permanent | 25.3986 | 55.4847 | Huawei | Outdoor | EITC Passive Infrastructure | Roof Top | RT-du Owned |  | Roof Top | 3G+4G+5G | BTS3900A | LTE-4CC | 2T2R | U2100 (F2) + U900 (F1+F2) | L800+L1800F1+L1800F2+L2100 | 2CC | 4002200 | 34 |  | 3 | N78 | 3 | 3 | [32 empty] | IIB | AJM-3760-CSG-IXR-E-1
AJM3809 | Site 10645 | NE |  | AJM3809 | AJML3809 | AJMNR3809 |  | On air | On Air | On Air | 2018 | Permanent | 25.4304 | 55.5429 | Huawei | Outdoor | EITC Passive Infrastructure | Green Field | Outdoor Taawn-du Lead |  | Green Field | 3G+4G+5G | BTS3900A | LTE-4CC | 4T4R | U2100 (F2) + U900 (F1+F2) | L800+L1800F1+L1800F2+L2100 | 1CC | 4002000 | 38.5 |  | 3 | N41 | 3 | 3 | [32 empty] | IIB | AJM-3809-CSG-IXR-E-1
AJM3810 | Site 10646 | NE |  | AJM3810 | AJML3810 | AJMNR3810 |  | On air | On Air | On Air | 2018 | Permanent | 25.3883 | 55.5383 | Huawei | Outdoor | EITC Passive Infrastructure | Green Field | Outdoor Taawn-du Lead |  | Green Field | 3G+4G+5G | BTS3900A | LTE-3CC | 2T2R | U2100 (F2) + U900 (F1+F2) | L800+L1800F1+L1800F2 | 1CC | 4003300 | 38.5 |  | 3 | N41 | 4 | 3 | [32 empty] | IIB | AJM-3810-CSG-ASR920-LD-1
AJM3812 | Site 10647 | NE |  | AJM3812 | AJML3812 | AJMNR3812 |  | On air | On Air | On Air | 2019 | Permanent | 25.4039 | 55.6087 | Huawei | Outdoor | EITC Passive Infrastructure | Green Field | Outdoor Taawn-du Lead |  | Green Field | 3G+4G+5G | BTS3900A | LTE-3CC | 2T2R | U2100 (F2) + U900 (F1+F2) | L800+L1800F1+L1800F2 | 1CC | 4004000 | 38.5 |  | 3 | N41 | 4 | 3 | [32 empty] | IIB | AJM-3812-CSG-IXR-E-1
AJM3813 | Site 10648 | NE |  | AJM3813 | AJML3813 | AJMNR3813 |  | On air | On Air | On Air | 2020 | Permanent | 25.3655 | 55.5047 | Huawei | Outdoor | EITC Passive Infrastructure | Green Field | Outdoor Taawn-du Lead |  | Green Field | 3G+4G+5G | BTS3900A | LTE-4CC | 2T2R | U900 (F1+F2) | L800+L1800F1+L1800F2+L2100 | 2CC | 4002900 | 38.5 |  | 3 | N78 | 3 | 3 | [32 empty] | IIB | Passive AJM-2450-PREAGG-SR7-1
AJM3816 | Site 10649 | NE |  | AJM3816 | AJML3816 | AJMNR3816 |  | On air | On Air | On Air | 2020 | Permanent | 25.3813 | 55.526 | Huawei | Outdoor | EITC Passive Infrastructure | Green Field | Outdoor Taawn-du Lead |  | Green Field | 3G+4G+5G | BTS3900A | LTE-4CC | 2T2R | U2100 (F2) + U900 (F1+F2) | L800+L1800F1+L1800F2+L2100 | 2CC | 4003500 | 38.5 |  | 3 | N78 | 3 | 3 | [32 empty] | IIB | AJM-3816-CSG-IXR-E-1
AJM3817 | Site 10650 | NE |  | AJM3817 | AJML3817 |  |  | On air | On Air |  | 2021 | Permanent | 25.4237 | 55.5708 | Huawei | Outdoor | EITC Passive Infrastructure | Roof Top | RT-du Owned |  | Roof Top | 3G+4G | BTS3900A | LTE-4CC | 2T2R | U2100 (F2) + U900 (F1+F2) | L800+L1800F1+L1800F2+L2100 |  | 4001700 | 11 |  |  |  | 3 | [33 empty] | MW | 0
AJM3818 | Site 10651 | NE |  | AJM3818 | AJML3818 | AJMNR3818 |  | On air | On Air | On Air | 2021 | Permanent | 25.423 | 55.5436 | Huawei | Outdoor | EITC Passive Infrastructure | Green Field | Outdoor Taawn-du Lead |  | Green Field | 3G+4G+5G | BTS3900A | LTE-4CC | 2T2R | U2100 (F2) + U900 (F1+F2) | L800+L1800F1+L1800F2+L2100 | 1CC | 4002000 | 38.5 |  | 3 | N41 | 3 | 3 | [32 empty] | IIB | AJM-3818-CSG-IXR-E-1
AJM3979 | Site 10652 | NE |  | AJM3979 | AJML3979 | AJMNR3979 |  | On air | On Air | On Air | 2022 | Permanent | 25.4121 | 55.5549 | Huawei | Outdoor | EITC Passive Infrastructure | Green Field | Outdoor Taawn-du Lead |  | Green Field | 3G+4G+5G | BTS3900A | LTE-4CC | 2T2R | U2100 (F2) + U900 (F1+F2) | L800+L1800F1+L1800F2+L2100 | 2CC | 4002600 | 35 |  | 3 | N78 | 3 | 3 | [32 empty] | IIB | AJM-3979-CSG-N540-LD-1
AJM3981 | Site 10653 | NE |  | AJM3981 | AJML3981 | AJMNR3981 |  | On air | On Air | On Air | 2022 | Permanent | 25.4602 | 55.5665 | Huawei | Outdoor | EITC Passive Infrastructure | Green Field | Outdoor Taawn-du Lead |  | Green Field | 3G+4G+5G | BTS3900A | LTE-4CC | 2T2R | U2100 (F2) + U900 (F1+F2) | L800+L1800F1+L1800F2+L2100 | 1CC | 3000019 | 38 |  | 3 | N41 | 3 | 3 | [32 empty] | IIB | AJM-3981-CSG-IXR-E-1
AJM3982 | Site 10654 | NE |  | AJM3982 | AJML3982 | AJMNR3982 |  | On air | On Air | On Air | 2023 | Permanent | 25.3692 | 55.5763 | Huawei | Outdoor | EITC Passive Infrastructure | Green Field | Outdoor Taawn-du Lead |  | Green Field | 3G+4G+5G | BTS3900A | LTE-4CC | 2T2R | U900 (F1+F2) | L800+L1800F1+L1800F2+L2100 | 1CC | 4004400 | 38 |  | 3 | N41 | 3 | 3 | [32 empty] | MW | 0
AJR3035 | Site 10655 | NE | AJR3035 | AJR3035 | AJRL3035 | AJRNR3035 | On air | On air | On Air | On Air | 2010 | Permanent | 25.3643 | 55.4822 | Huawei | Outdoor | EITC Passive Infrastructure | Green Field | Outdoor Green field-du Owned |  | Green Field | 2G+3G+4G+5G | BTS3900 | LTE-4CC | 2T2R | U2100 (F2) + U900 (F1+F2) | L800+L1800F1+L1800F2+L2100 | 2CC | 4003700 | 30 |  | 3 | N78 | 3 | 3 | [32 empty] | IIB | AJM-3035-CSG-ASR920-LD-1
FUJ1014 | Site 10656 | NE |  | FUJ1014 | FUJL1014 |  |  | On air | On Air |  | 2023 | Permanent | 24.8283 | 56.0507 | Huawei | Outdoor | Site Sharing | Site Share | Outdoor Site Sharing-Etisalat Owned |  | Site Share | 3G+4G | BTS3900A | LTE-4CC | 2T2R | U900 (F1+F2) | L800+L1800F1+L1800F2+L2100 |  | 4100000 | 30 |  |  |  | 3 | [33 empty] | MW | 0
FUJ1051 | Site 10657 | NE |  | FUJ1051 | FUJL1051 | FUJNR1051 |  | On air | On Air | On Air | 2021 | Permanent | 25.265 | 56.3557 | Huawei | Outdoor | EITC Passive Infrastructure | Green Field | Outdoor Taawn-du Lead |  | Green Field | 3G+4G+5G | BTS3900A | LTE-4CC | 2T2R | U2100 (F2) + U900 (F1+F2) | L800+L1800F1+L1800F2+L2100 | 1CC | 6000006 | 38 |  | 3 | N41 | 3 | 3 | [32 empty] | IIB | FUJ-1051-CSG-N540-LD-1
FUJ1055 | Site 10658 | NE |  | FUJ1055 | FUJL1055 | FUJNR1055 |  | On air | On Air | On Air | 2021 | Permanent | 25.2586 | 56.0599 | Huawei | Outdoor | EITC Passive Infrastructure | Green Field | Outdoor Taawn-du Lead |  | Green Field | 3G+4G+5G | BTS3900A | LTE-4CC | 2T2R | U2100 (F2) + U900 (F1+F2) | L800+L1800F1+L1800F2+L2100 | 1CC | 6000100 | 38 |  | 3 | N41 | 3 | 3 | [32 empty] | IIB | FUJ-1055-CSG-IXR-E-1
FUJ1056 | Site 10659 | NE |  | FUJ1056 | FUJL1056 | FUJNR1056 |  | On air | On Air | On Air | 2021 | Permanent | 24.9415 | 56.2244 | Huawei | Outdoor | Site Sharing | ET Capex | Outdoor Taawn-Etisalat Lead |  | ET Capex | 3G+4G+5G | BTS3900A | LTE-4CC | 2T2R | U2100 (F2) + U900 (F1+F2) | L800+L1800F1+L1800F2+L2100 | 1CC | 3000015 | 35 |  | 2 | N41 | 2 | 2 | [32 empty] | MW | 0
FUJ1059 | Site 10660 | NE |  | FUJ1059 | FUJL1059 |  |  | On air | On Air |  | 2020 | Permanent | 24.9287 | 56.2392 | Huawei | Outdoor | Site Sharing | ET Capex | Outdoor Taawn-Etisalat Lead |  | ET Capex | 3G+4G | BTS3900A | LTE-CA | 2T2R | U900 (F1+F2) | L1800F1+L1800F2 |  | 3000015 | 35 |  |  |  | 2 | [33 empty] | MW | 0
FUJ1060 | Site 10661 | NE |  | FUJ1060 | FUJL1060 |  |  | On air | On Air |  | 2020 | Permanent | 24.9378 | 56.2587 | Huawei | Outdoor | Site Sharing | ET Capex | Outdoor Taawn-Etisalat Lead |  | ET Capex | 3G+4G | BTS3900A | LTE-4CC | 2T2R | U900 (F1+F2) | L800+L1800F1+L1800F2+L2100 |  | 3000015 | 30 |  |  |  | 2 | [33 empty] | MW | 0
FUJ1068 | Site 10662 | NE |  | FUJ1068 | FUJL1068 |  |  | On air | On Air |  | 2021 | Permanent | 24.8185 | 56.0343 | Huawei | Small Cells | EITC Passive Infrastructure | Green Field | Outdoor Green field-du Owned |  | Green Field | 3G+4G | AAU5942 | LTE | 2T2R | U2100 (F2) | L1800F1 |  | 4100000 | 18 |  |  |  | 2 | [33 empty] | MW | 0
FUJ1088 | Site 10663 | NE |  | FUJ1088 | FUJL1088 |  |  | On air | On Air |  | 2021 | Permanent | 24.8293 | 56.0267 | Huawei | Outdoor | EITC Passive Infrastructure | Green Field | Outdoor Green field-du Owned |  | Green Field | 3G+4G | BTS3900A | LTE-4CC | 2T2R | U2100 (F2) + U900 (F1+F2) | L800+L1800F1+L1800F2+L2100 |  | 4100000 | 18 |  |  |  | 3 | [33 empty] | IIB | FUJ-1088-CSG-N540-LD-1
FUJ1089 | Site 10664 | NE |  | FUJ1089 | FUJL1089 |  |  | On air | On Air |  | 2021 | Permanent | 24.8448 | 56.0127 | Huawei | Outdoor | EITC Passive Infrastructure | Green Field | Outdoor Green field-du Owned |  | Green Field | 3G+4G | BTS3900A | LTE-4CC | 2T2R | U2100 (F2) + U900 (F1+F2) | L800+L1800F1+L1800F2+L2100 |  | 4100000 | 18 |  |  |  | 3 | [33 empty] | IIB | FUJ-1089-CSG-N540-LD-1
FUJ1124 | Site 10665 | NE |  | FUJ1124 | FUJL1124 | FUJNR1124 |  | On air | On Air | On Air | 2021 | Permanent | 25.3509 | 56.0288 | Huawei | Outdoor | Site Sharing | ET Capex | Outdoor Taawn-Etisalat Lead |  | ET Capex | 3G+4G+5G | BTS3900A | LTE-4CC | 2T2R | U2100 (F2) + U900 (F1+F2) | L800+L1800F1+L1800F2+L2100 | 1CC | 6000100 | 35 |  | 3 | N41 | 3 | 3 | [32 empty] | IIB | FUJ-1124-CSG-N540-LD-1
FUJ1134 | Site 10666 | NE |  | FUJ1134 | FUJL1134 |  |  | On air | On Air |  | 2023 | Permanent | 25.1896 | 56.1386 | Huawei | Outdoor | Site Sharing | ET Capex | Outdoor Taawn-Etisalat Lead |  | ET Capex | 3G+4G | BTS3900A | LTE-3CC | 2T2R | U900 (F1+F2) | L800+L1800F1+L1800F2 |  | 7080300 | 30 |  |  |  | 3 | [33 empty] | IIB | FUJ-1134-CSG-IXR-E-1
FUJ1171 | Site 10667 | NE |  | FUJ1171 | FUJL1171 |  |  | On air | On Air |  | 2020 | Permanent | 25.2121 | 56.1179 | Huawei | Small Cells | EITC Passive Infrastructure | Green Field | Outdoor Green field-du Owned- Light Pole |  | Green Field | 3G+4G | BTS3911E | LTE | 2T2R | U2100 (F2) | L1800F1 |  | 7080300 | 9 |  |  |  | 2 | [33 empty] | MW | 0
FUJ1230 | Site 10668 | NE |  | FUJ1230 | FUJL1230 | FUJNR1230 |  | On air | On Air | On Air | 2023 | Permanent | 25.2687 | 56.1651 | Huawei | Outdoor | EITC Passive Infrastructure | Green Field | Outdoor Green field-du Owned |  | Green Field | 3G+4G+5G | BTS3900A | LTE-4CC | 2T2R | U900 (F1+F2) | L800+L1800F1+L1800F2+L2100 | 1CC | 7080201 | 38 |  | 3 | N41 | 3 | 3 | [32 empty] | MW | 0
FUJ1234 | Site 10669 | NE |  | FUJ1234 | FUJL1234 | FUJNR1234 |  | On air | On Air | On Air | 2022 | Permanent | 25.1223 | 56.3361 | Huawei | Outdoor | EITC Passive Infrastructure | Roof Top | RT-du Owned |  | Roof Top | 3G+4G+5G | BTS3900A | LTE-4CC | 2T2R | U2100 (F2) + U900 (F1+F2) | L800+L1800F1+L1800F2+L2100 | 2CC | 6080802 | 25 |  | 3 | N78 | 3 | 3 | [32 empty] | IIB | FUJ-1234-CSG-ASR920-LD-1
FUJ1311 | Site 10670 | NE |  | FUJ1311 | FUJL1311 | FUJNR1311 |  | On air | On Air | On Air | 2023 | Permanent | 25.5734 | 56.2463 | Huawei | Outdoor | EITC Passive Infrastructure | Green Field | Outdoor Green field-du Owned |  | Green Field | 3G+4G+5G | BTS3900A | LTE-4CC | 2T2R | U900 (F1+F2) | L800+L1800F1+L1800F2+L2100 | 1CC | 6000100 | 38 |  | 3 | N41 | 3 | 3 | [32 empty] | IIB | FUJ-1311-CSG-N540-LD-1
FUJ1376 | Site 10671 | NE |  | FUJ1376 | FUJL1376 | FUJNR1376 |  | On air | On Air | On Air | 2023 | Permanent | 25.1334 | 56.2517 | Huawei | Outdoor | Site Sharing | ET Capex | Outdoor Taawn-Etisalat Lead |  | ET Capex | 3G+4G+5G | BTS3900A | LTE-4CC | 2T2R | U900 (F1+F2) | L800+L1800F1+L1800F2+L2100 | 1CC | 6000200 | 25 |  | 3 | N41 | 3 | 3 | [32 empty] | MW | 0
FUJ1439 | Site 10672 | NE |  | FUJ1439 | FUJL1439 | FUJNR1439 |  | On air | On Air | On Air | 2023 | Permanent | 25.1581 | 56.3439 | Huawei | Outdoor | Site Sharing | ET Capex | Outdoor Taawn-Etisalat Lead |  | ET Capex | 3G+4G+5G | BTS3900A | LTE-4CC | 2T2R | U900 (F1+F2) | L800+L1800F1+L1800F2+L2100 | 2CC | 6000011 | 30 |  | 3 | N78 | 3 | 3 | [32 empty] | MW | 0
FUJ1535 | Site 10673 | NE |  | FUJ1535 | FUJL1535 | FUJNR1535 |  | On air | On Air | On Air | 2023 | Permanent | 25.077 | 56.358 | Huawei | Outdoor | EITC Passive Infrastructure | Roof Top | RT-du Owned |  | Roof Top | 3G+4G+5G | BTS3900A | LTE-4CC | 2T2R | U900 (F1+F2) | L800+L1800F1+L1800F2+L2100 | 1CC | 3000010 | 17 |  | 3 | N41 | 3 | 3 | [32 empty] | IIB | FUJ-1535-CSG-IXR-E-1
FUJ1609 | Site 10674 | NE |  | FUJ1609 | FUJL1609 | FUJNR1609 |  | On air | On Air | On Air | 2023 | Permanent | 25.3212 | 56.176 | Huawei | Outdoor | Site Sharing | Site share | Outdoor Site Sharing-Etisalat Owned |  | Site share | 3G+4G+5G | BTS3900A | LTE-4CC | 2T2R | U900 (F1+F2) | L800+L1800F1+L1800F2+L2100 | 1CC | 7080100 | 35 |  | 3 | N41 | 3 | 3 | [32 empty] | MW | 0
FUJ2110 | Site 10675 | NE | FUJ2110 | FUJ2110 | FUJL2110 | FUJNR2110 | On air | On air | On Air | On Air | 2008 | Permanent | 25.1239 | 56.3319 | Huawei | Outdoor | EITC Passive Infrastructure | Roof Top | RT-du Owned |  | Roof Top | 2G+3G+4G+5G | BTS3900 | LTE-3CC | 2T2R | U2100 (F2) + U900 (F1+F2) | L800+L1800F1+L1800F2 | 2CC | 6081203 | 23.5 |  | 3 | N78 | 3 | 3 | [32 empty] | IIB | FUJ-2110-CSG-SAR-X-1
FUJ2127 | Site 10676 | NE |  | FUJ2127 | FUJL2127 |  | On air | On air | On Air |  | 2011 | Permanent | 24.9124 | 56.1082 | Huawei | Outdoor | Site Sharing | Site Share | Outdoor Site Sharing-Etisalat Owned |  | Site Share | 2G+3G+4G | BTS3900 | LTE | 2T2R | U2100 (F2) + U900 (F1+F2) | L800 |  | 7090600 | 80 |  |  |  | 4 | [33 empty] | IIB | FUJ-2127-CSG-IXR-E-1
FUJ2128 | Site 10677 | NE | FUJ2128 | FUJ2128 | FUJL2128 |  | On air | On air | On Air |  | 2010 | Permanent | 25.041 | 56.1493 | Huawei | Outdoor | EITC Passive Infrastructure | Green Field | Outdoor Green field-du Owned |  | Green Field | 2G+3G+4G | BTS3900 | LTE-3CC | 2T2R | U2100 (F2) + U900 (F1+F2) | L800+L1800F1+L1800F2 |  | 7090100 | 43.5 |  |  |  | 3 | [33 empty] | IIB | FUJ-2128-CSG-IXR-E-1
FUJ2129 | Site 10678 | NE | FUJ2129 | FUJ2129 | FUJL2129 |  | On air | On air | On Air |  | 2010 | Permanent | 25.0986 | 56.0274 | Huawei | Outdoor | EITC Passive Infrastructure | Green Field | Outdoor Green field-du Owned |  | Green Field | 2G+3G+4G | BTS3900 | LTE-3CC | 2T2R | U2100 (F2) + U900 (F1+F2) | L700+L800+L1800F1+L1800F2 |  | 7080800 | 58.5 |  |  |  | 4 | [33 empty] | IIB | FUJ-2129-CSG-IXR-E-1
FUJ2130 | Site 10679 | NE | FUJ2130 | FUJ2130 | FUJL2130 | FUJNR2130 | On air | On air | On Air | On Air | 2010 | Permanent | 25.1186 | 55.961 | Huawei | Outdoor | EITC Passive Infrastructure | Green Field | Outdoor Green field-du Owned |  | Green Field | 2G+3G+4G+5G | BTS3900 | LTE-4CC | 2T2R | U2100 (F2) + U900 (F1+F2) | L700+L800+L1800F1+L1800F2+L2100 | 1CC | 3000018 | 44 |  | 3 | N41 | 4 | 3 | [32 empty] | IIB | FUJ-2130-CSG-SAR-8-1
FUJ2131 | Site 10680 | NE | FUJ2131 | FUJ2131 | FUJL2131 |  | On air | On air | On Air |  | 2011 | Permanent | 25.0212 | 56.2738 | Huawei | Outdoor | Site Sharing | Site Share | Outdoor Site Sharing-Etisalat Owned |  | Site Share | 2G+3G+4G | BTS3900 | LTE-3CC | 2T2R | U2100 (F2) + U900 (F1+F2) | L800+L1800F1+L1800F2 |  | 6000200 | 45 |  |  |  | 3 | [33 empty] | MW | 0
FUJ2132 | Site 10681 | NE | FUJ2132 | FUJ2132 | FUJL2132 |  |  | On air | On Air |  | 2010 | Permanent | 24.9705 | 56.2726 | Huawei | Outdoor | Site Sharing | Site Share | Outdoor Site Sharing-Etisalat Owned |  | Site Share | 3G+4G | BTS3900 | LTE-3CC | 2T2R | U2100 (F2) + U900 (F1+F2) | L800+L1800F1+L1800F2 |  | 3000015 | 35 |  |  |  | 3 | [33 empty] | IIB | FUJ-2132-IBS-SAR-M-1
FUJ2133 | Site 10682 | NE | FUJ2133 | FUJ2133 | FUJL2133 | FUJNR2133 | On air | On air | On Air | On Air | 2010 | Permanent | 24.7989 | 56.1311 | Huawei | Outdoor | Site Sharing | Site Share | Outdoor Site Sharing-Etisalat Owned |  | Site Share | 2G+3G+4G+5G | BTS3900 | LTE-3CC | 2T2R | U2100 (F2) + U900 (F1+F2) | L800+L1800F1+L1800F2 | 1CC | 9089100 | 35 |  | 3 | N41 | 3 | 3 | [32 empty] | IIB | FUJ-2133-CSG-SAR-X-1
FUJ2134 | Site 10683 | NE | FUJ2134 | FUJ2134 | FUJL2134 |  | On air | On air | On Air |  | 2012 | Permanent | 24.9748 | 56.3231 | Huawei | Outdoor | EITC Passive Infrastructure | Green Field | Outdoor Green field-du Owned- Light Pole |  | Green Field | 2G+3G+4G | BTS3900 | LTE-3CC | 2T2R | U2100 (F2) + U900 (F1+F2) | L800+L1800F1+L1800F2 |  | 3000015 | 10.7 |  |  |  | 2 | [33 empty] | IIB | FUJ-2134-CSG-IXR-E-1
FUJ2135 | Site 10684 | NE | FUJ2135 | FUJ2135 | FUJL2135 |  | On air | On air | On Air |  | 2010 | Permanent | 24.9917 | 56.1222 | Huawei | Outdoor | EITC Passive Infrastructure | Green Field | Outdoor Green field-du Owned |  | Green Field | 2G+3G+4G | BTS3900 | LTE-3CC | 2T2R | U2100 (F2) + U900 (F1+F2) | L800+L1800F1+L1800F2 |  | 7090200 | 88.5 |  |  |  | 3 | [33 empty] | IIB | FUJ-2135-CSG-SAR-X-1
FUJ2136 | Site 10685 | NE | FUJ2136 | FUJ2136 | FUJL2136 |  | On air | On air | On Air |  | 2010 | Permanent | 25.0554 | 56.0705 | Huawei | Outdoor | EITC Passive Infrastructure | Green Field | Outdoor Green field-du Owned |  | Green Field | 2G+3G+4G | BTS3900 | LTE-3CC | 2T2R | U2100 (F2) + U900 (F1+F2) | L800+L1800F1+L1800F2 |  | 7080800 | 43.5 |  |  |  | 2 | [33 empty] | IIB | FUJ-2136-IBS-SAR-M-1
FUJ2137 | Site 10686 | NE | FUJ2137 | FUJ2137 | FUJL2137 |  | On air | On air | On Air |  | 2010 | Permanent | 25.1693 | 56.0955 | Huawei | Outdoor | Site Sharing | Site Share | Outdoor Site Sharing-Etisalat Owned |  | Site Share | 2G+3G+4G | BTS3900 | LTE-3CC | 2T2R | U2100 (F2) + U900 (F1+F2) | L700+L800+L1800F1+L1800F2 |  | 7080500 | 60 |  |  |  | 3 | [33 empty] | IIB | FUJ-2137-CSG-SAR-X-1
FUJ2138 | Site 10687 | NE | FUJ2138 | FUJ2138 | FUJL2138 |  | On air | On air | On Air |  | 2010 | Permanent | 25.0758 | 56.1384 | Huawei | Outdoor | Site Sharing | Site Share | Outdoor Site Sharing-Etisalat Owned |  | Site Share | 2G+3G+4G | BTS3900 | LTE-3CC | 2T2R | U2100 (F2) + U900 (F1+F2) | L800+L1800F1+L1800F2 |  | 7080700 | 70 |  |  |  | 2 | [33 empty] | IIB | FUJ-2138-CSG-IXR-E-1
FUJ2139 | Site 10688 | NE |  | FUJ2139 | FUJL2139 | FUJNR2139 |  | On air | On Air | On Air | 2010 | Permanent | 24.8329 | 56.0417 | Huawei | Outdoor | EITC Passive Infrastructure | Green Field | Outdoor Green field-du Owned |  | Green Field | 3G+4G+5G | BTS3900 | LTE-4CC | 2T2R | U2100 (F2) + U900 (F1+F2) | L800+L1800F1+L1800F2+L2100 | 1CC | 4100000 | 58.5 |  | 3 | N41 | 4 | 3 | [32 empty] | IIB | FUJ-2139-CSG-SAR-8-1
FUJ2140 | Site 10689 | NE | FUJ2140 | FUJ2140 | FUJL2140 |  | On air | On air | On Air |  | 2010 | Permanent | 24.9553 | 56.2027 | Huawei | Outdoor | EITC Passive Infrastructure | Green Field | Outdoor Green field-du Owned |  | Green Field | 2G+3G+4G | BTS3900 | LTE-3CC | 2T2R | U2100 (F2) + U900 (F1+F2) | L800+L1800F1+L1800F2 |  | 3000015 | 38.7 |  |  |  | 3 | [33 empty] | IIB | FUJ-2140-CSG-IXR-E-1
FUJ2141 | Site 10690 | NE | FUJ2141 | FUJ2141 | FUJL2141 |  | On air | On air | On Air |  | 2010 | Permanent | 25.1475 | 56.0279 | Huawei | Outdoor | EITC Passive Infrastructure | Green Field | Outdoor Green field-du Owned |  | Green Field | 2G+3G+4G | BTS3900 | LTE-3CC | 2T2R | U2100 (F2) + U900 (F1+F2) | L700+L800+L1800F1+L1800F2 |  | 7080600 | 43.5 |  |  |  | 3 | [33 empty] | IIB | FUJ-2141-CSG-SAR-8-1
FUJ2142 | Site 10691 | NE | FUJ2142 | FUJ2142 | FUJL2142 | FUJNR2142 | On air | On air | On Air | On Air | 2010 | Permanent | 25.1666 | 56.1368 | Huawei | Outdoor | EITC Passive Infrastructure | Green Field | Outdoor Green field-du Owned |  | Green Field | 2G+3G+4G+5G | BTS3900 | LTE-3CC | 2T2R | U2100 (F2) + U900 (F1+F2) | L800+L1800F1+L1800F2 | 1CC | 7080500 | 43.5 |  | 3 | N41 | 3 | 3 | [32 empty] | IIB | FUJ-2142-CSG-SAR-X-1
FUJ2143 | Site 10692 | NE | FUJ2143 | FUJ2143 | FUJL2143 |  | On air | On air | On Air |  | 2010 | Permanent | 25.2272 | 56.203 | Huawei | Outdoor | Site Sharing | Site Share | Outdoor Site Sharing-Etisalat Owned |  | Site Share | 2G+3G+4G | BTS3900 | LTE-3CC | 2T2R | U2100 (F2) + U900 (F1+F2) | L800+L1800F1+L1800F2 |  | 6000200 | 35 |  |  |  | 2 | [33 empty] | IIB | FUJ-2143-IBS-SAR-M-1
FUJ2144 | Site 10693 | NE | FUJ2144 | FUJ2144 | FUJL2144 | FUJNR2144 | On air | On air | On Air | On Air | 2010 | Permanent | 24.7995 | 56.1169 | Huawei | Outdoor | Site Sharing | Site Share | Outdoor Site Sharing-Etisalat Owned |  | Site Share | 2G+3G+4G+5G | BTS3900A | LTE-3CC | 2T2R | U2100 (F2) + U900 (F1+F2) | L800+L1800F1+L1800F2 | 1CC | 9089100 | 20 |  | 3 | N41 | 4 | 3 | [32 empty] | IIB | FUJ-2144-CSG-ASR920-LD-1
FUJ2145 | Site 10694 | NE | FUJ2145 | FUJ2145 | FUJL2145 | FUJNR2145 | On air | On air | On Air | On Air | 2010 | Permanent | 25.0404 | 56.3444 | Huawei | Outdoor | EITC Passive Infrastructure | Green Field | Outdoor Green field-du Owned |  | Green Field | 2G+3G+4G+5G | BTS3900 | LTE-4CC | 2T2R | U2100 (F2) + U900 (F1+F2) | L800+L1800F1+L1800F2+L2100 | 1CC | 3000013 | 28.5 |  | 3 | N41 | 3 | 3 | [32 empty] | IIB | FUJ-2145-CSG-SAR-X-1
FUJ2146 | Site 10695 | NE | FUJ2146 | FUJ2146 | FUJL2146 |  | On air | On air | On Air |  | 2010 | Permanent | 24.9807 | 56.2615 | Huawei | Outdoor | EITC Passive Infrastructure | Green Field | Outdoor Green field-du Owned- Light Pole |  | Green Field | 2G+3G+4G | BTS3900A | LTE-3CC | 2T2R | U2100 (F2) + U900 (F1+F2) | L800+L1800F1+L1800F2 |  | 3000015 | 12 |  |  |  | 3 | [33 empty] | IIB | FUJ-2146-IBS-SAR-M-1
FUJ2147 | Site 10696 | NE | FUJ2147 | FUJ2147 | FUJL2147 |  | On air | On air | On Air |  | 2010 | Permanent | 24.9787 | 56.2189 | Huawei | Outdoor | EITC Passive Infrastructure | Green Field | Outdoor Green field-du Owned- Light Pole |  | Green Field | 2G+3G+4G | BTS3900 | LTE-3CC | 2T2R | U2100 (F2) + U900 (F1+F2) | L700+L800+L1800F1+L1800F2 |  | 3000015 | 38.5 |  |  |  | 3 | [33 empty] | IIB | FUJ-2147-IBS-SAR-M-1
FUJ2148 | Site 10697 | NE | FUJ2148 | FUJ2148 | FUJL2148 |  | On air | On air | On Air |  | 2010 | Permanent | 25.091 | 56.2434 | Huawei | Outdoor | Site Sharing | Site Share | Outdoor Site Sharing-Etisalat Owned |  | Site Share | 2G+3G+4G | BTS3900 | LTE-3CC | 2T2R | U2100 (F2) + U900 (F1+F2) | L800+L1800F1+L1800F2 |  | 6000200 | 35 |  |  |  | 3 | [33 empty] | IIB | FUJ-2148-CSG-IXR-E-1
FUJ2149 | Site 10698 | NE | FUJ2149 | FUJ2149 | FUJL2149 |  | On air | On air | On Air |  | 2010 | Permanent | 24.9876 | 56.3014 | Huawei | Outdoor | EITC Passive Infrastructure | Green Field | Outdoor Green field-du Owned |  | Green Field | 2G+3G+4G | BTS3900 | LTE | 2T2R | U2100 (F2) + U900 (F1+F2) | L800 |  | 3000015 | 30 |  |  |  | 2 | [33 empty] | IIB | FUJ-2149-IBS-SAR-M-1
FUJ2150 | Site 10699 | NE | FUJ2150 | FUJ2150 | FUJL2150 |  | On air | On air | On Air |  | 2010 | Permanent | 24.985 | 56.2905 | Huawei | Outdoor | EITC Passive Infrastructure | Green Field | Outdoor Green field-du Owned |  | Green Field | 2G+3G+4G | BTS3900 | LTE | 2T2R | U2100 (F2) + U900 (F1+F2) | L800 |  | 3000015 | 10 |  |  |  | 2 | [33 empty] | IIB | FUJ-2150-CSG-IXR-E-1
FUJ2151 | Site 10700 | NE | FUJ2151 | FUJ2151 | FUJL2151 |  | On air | On air | On Air |  | 2009 | Permanent | 25.2712 | 56.0338 | Huawei | Outdoor | EITC Passive Infrastructure | Green Field | Outdoor Green field-du Owned |  | Green Field | 2G+3G+4G | BTS3900 | LTE-4CC | 2T2R | U2100 (F2) + U900 (F1+F2) | L800+L1800F1+L1800F2+L2100 |  | 6000100 | 43 |  |  |  | 3 | [33 empty] | IIB | FUJ-2151-CSG-IXR-E-1
FUJ2152 | Site 10701 | NE | FUJ2152 | FUJ2152 | FUJL2152 |  | On air | On air | On Air |  | 2010 | Permanent | 25.1977 | 56.0346 | Huawei | Outdoor | EITC Passive Infrastructure | Green Field | Outdoor Green field-du Owned |  | Green Field | 2G+3G+4G | BTS3900 | LTE-3CC | 2T2R | U2100 (F2) + U900 (F1+F2) | L700+L800+L1800F1+L1800F2 |  | 7080600 | 43.5 |  |  |  | 4 | [33 empty] | MW | 0
FUJ2153 | Site 10702 | NE | FUJ2153 | FUJ2153 | FUJL2153 |  | On air | On air | On Air |  | 2010 | Permanent | 25.1899 | 56.0093 | Huawei | Outdoor | Site Sharing | Site Share | Outdoor Site Sharing-Etisalat Owned |  | Site Share | 2G+3G+4G | BTS3900 | LTE-3CC | 2T2R | U2100 (F2) + U900 (F1+F2) | L800+L1800F1+L1800F2 |  | 7080600 | 45 |  |  |  | 3 | [33 empty] | MW | 0
FUJ2154 | Site 10703 | NE | FUJ2154 | FUJ2154 | FUJL2154 |  | On air | On air | On Air |  | 2010 | Permanent | 25.0647 | 56.0482 | Huawei | Outdoor | EITC Passive Infrastructure | Green Field | Outdoor Green field-du Owned |  | Green Field | 2G+3G+4G | BTS3900 | LTE-3CC | 2T2R | U2100 (F2) + U900 (F1+F2) | L800+L1800F1+L1800F2 |  | 7080900 | 12 |  |  |  | 2 | [33 empty] | IIB | FUJ-2154-CSG-SAR-X-1
FUJ2155 | Site 10704 | NE | FUJ2155 | FUJ2155 | FUJL2155 |  | On air | On air | On Air |  | 2010 | Permanent | 24.8792 | 56.1473 | Huawei | Outdoor | EITC Passive Infrastructure | Green Field | Outdoor Green field-du Owned |  | Green Field | 2G+3G+4G | BTS3900 | LTE-3CC | 2T2R | U2100 (F2) + U900 (F1+F2) | L800+L1800F1+L1800F2 |  | 7090500 | 28.7 |  |  |  | 3 | [33 empty] | IIB | FUJ-2155-IBS-SAR-M-1
FUJ2156 | Site 10705 | NE | FUJ2156 | FUJ2156 | FUJL2156 |  | On air | On air | On Air |  | 2010 | Permanent | 24.8714 | 56.146 | Huawei | Outdoor | EITC Passive Infrastructure | Green Field | Outdoor Green field-du Owned |  | Green Field | 2G+3G+4G | BTS3900 | LTE-3CC | 2T2R | U2100 (F2) + U900 (F1+F2) | L800+L1800F1+L1800F2 |  | 7090500 | 28.7 |  |  |  | 2 | [33 empty] | IIB | FUJ-2156-IBS-SAR-M-1
FUJ2157 | Site 10706 | NE | FUJ2157 | FUJ2157 | FUJL2157 |  | On air | On air | On Air |  | 2010 | Permanent | 24.8603 | 56.1438 | Huawei | Outdoor | EITC Passive Infrastructure | Green Field | Outdoor Green field-du Owned |  | Green Field | 2G+3G+4G | BTS3900 | LTE | 2T2R | U2100 (F2) + U900 (F1+F2) | L800 |  | 7090500 | 28.7 |  |  |  | 2 | [33 empty] | IIB | FUJ-2157-IBS-SAR-M-1
FUJ2158 | Site 10707 | NE | FUJ2158 | FUJ2158 | FUJL2158 | FUJNR2158 | On air | On air | On Air | On Air | 2012 | Permanent | 24.8362 | 56.1371 | Huawei | Outdoor | EITC Passive Infrastructure | Green Field | Outdoor Green field-du Owned- Light Pole |  | Green Field | 2G+3G+4G+5G | BTS3900 | LTE-3CC | 2T2R | U2100 (F2) + U900 (F1+F2) | L800+L1800F1+L1800F2 | 1CC | 9089100 | 6 |  | 2 | N41 | 2 | 2 | [32 empty] | IIB | FUJ-2158-CSG-SAR-X-1
FUJ2159 | Site 10708 | NE | FUJ2159 | FUJ2159 | FUJL2159 | FUJNR2159 | On air | On air | On Air | On Air | 2010 | Permanent | 24.9467 | 56.1788 | Huawei | Outdoor | EITC Passive Infrastructure | Green Field | Outdoor Green field-du Owned- Light Pole |  | Green Field | 2G+3G+4G+5G | BTS3900 | LTE-3CC | 2T2R | U2100 (F2) + U900 (F1+F2) | L800+L1800F1+L1800F2 | 1CC | 7090200 | 8.5 |  | 3 | N41 | 3 | 3 | [32 empty] | IIB | FUJ-2159-CSG-N540-LD-1
FUJ2161 | Site 10709 | NE | FUJ2161 | FUJ2161 | FUJL2161 | FUJNR2161 | On air | On air | On Air | On Air | 2010 | Permanent | 25.0587 | 56.3037 | Huawei | Outdoor | EITC Passive Infrastructure | Green Field | Outdoor Green field-du Owned |  | Green Field | 2G+3G+4G+5G | BTS3900 | LTE-3CC | 2T2R | U2100 (F2) + U900 (F1+F2) | L800+L1800F1+L1800F2 | 1CC | 6000200 | 40 |  | 3 | N41 | 3 | 3 | [32 empty] | IIB | FUJ-2161-CSG-IXR-E-1
FUJ2162 | Site 10710 | NE | FUJ2162 | FUJ2162 | FUJL2162 |  | On air | On air | On Air |  | 2010 | Permanent | 25.112 | 56.1374 | Huawei | Outdoor | EITC Passive Infrastructure | Green Field | Outdoor Green field-du Owned |  | Green Field | 2G+3G+4G | BTS3900 | LTE-3CC | 2T2R | U2100 (F2) + U900 (F1+F2) | L800+L1800F1+L1800F2 |  | 7080700 | 38.7 |  |  |  | 3 | [33 empty] | IIB | FUJ-2162-CSG-IXR-E-1
FUJ2163 | Site 10711 | NE | FUJ2163 | FUJ2163 | FUJL2163 |  | On air | On air | On Air |  | 2010 | Permanent | 25.1233 | 56.121 | Huawei | Outdoor | EITC Passive Infrastructure | Green Field | Outdoor Green field-du Owned |  | Green Field | 2G+3G+4G | BTS3900 | LTE-3CC | 2T2R | U2100 (F2) + U900 (F1+F2) | L800+L1800F1+L1800F2 |  | 7080500 | 40 |  |  |  | 2 | [33 empty] | IIB | FUJ-2163-CSG-IXR-E-1
FUJ2164 | Site 10712 | NE | FUJ2164 | FUJ2164 | FUJL2164 |  | On air | On air | On Air |  | 2010 | Permanent | 25.1343 | 56.1082 | Huawei | Outdoor | EITC Passive Infrastructure | Green Field | Outdoor Green field-du Owned |  | Green Field | 2G+3G+4G | BTS3900 | LTE-3CC | 2T2R | U2100 (F2) + U900 (F1+F2) | L800+L1800F1+L1800F2 |  | 7080500 | 40 |  |  |  | 2 | [33 empty] | IIB | FUJ-2164-CSG-IXR-E-1
FUJ2165 | Site 10713 | NE | FUJ2165 | FUJ2165 | FUJL2165 |  | On air | On air | On Air |  | 2010 | Permanent | 24.9901 | 56.226 | Huawei | Outdoor | EITC Passive Infrastructure | Green Field | Outdoor Green field-du Owned- Light Pole |  | Green Field | 2G+3G+4G | BTS3900 | LTE-3CC | 2T2R | U2100 (F2) + U900 (F1+F2) | L800+L1800F1+L1800F2 |  | 3000015 | 10.5 |  |  |  | 2 | [33 empty] | IIB | FUJ-2165-IBS-SAR-M-1
FUJ2166 | Site 10714 | NE | FUJ2166 | FUJ2166 | FUJL2166 |  |  | On air | On Air |  | 2010 | Permanent | 24.9413 | 56.2668 | Huawei | Outdoor | EITC Passive Infrastructure | Green Field | Outdoor Green field-du Owned |  | Green Field | 3G+4G | BTS3900 | LTE-3CC | 2T2R | U2100 (F2) + U900 (F1+F2) | L800+L1800F1+L1800F2 |  | 3000015 | 28.7 |  |  |  | 2 | [33 empty] | IIB | FUJ-2166-CSG-IXR-E-1
FUJ2167 | Site 10715 | NE | FUJ2167 | FUJ2167 | FUJL2167 | FUJNR2167 |  | On air | On Air | On Air | 2010 | Permanent | 25.0889 | 56.2712 | Huawei | Outdoor | EITC Passive Infrastructure | Green Field | Outdoor Green field-du Owned |  | Green Field | 3G+4G+5G | BTS3900A | LTE-4CC | 4T4R | U2100 (F2) + U900 (F1+F2) | L800+L1800F1+L1800F2+L2100 | 1CC | 6000200 | 43.5 |  | 3 | N41 | 3 | 3 | [32 empty] | IIB | FUJ-2167-CSG-ASR920-LD-1
FUJ2170 | Site 10716 | NE | FUJ2170 | FUJ2170 | FUJL2170 |  | On air | On air | On Air |  | 2009 | Permanent | 25.249 | 56.0804 | Huawei | Outdoor | EITC Passive Infrastructure | Green Field | Outdoor Green field-du Owned |  | Green Field | 2G+3G+4G | BTS3900 | LTE-4CC | 2T2R | U2100 (F2) + U900 (F1+F2) | L700+L800+L1800F1+L1800F2+L2100 |  | 6000100 | 58 |  |  |  | 3 | [33 empty] | IIB | FUJ-2170-CSG-IXR-E-1
FUJ2172 | Site 10717 | NE |  | FUJ2172 | FUJL2172 | FUJNR2172 |  | On air | On Air | On Air | 2017 | Permanent | 25.0599 | 56.3424 | Huawei | Outdoor | EITC Passive Infrastructure | Green Field | Outdoor Green field-du Owned |  | Green Field | 3G+4G+5G | BTS3900A | LTE-4CC | 2T2R | U2100 (F2) + U900 (F1+F2) | L700+L800+L1800F1+L1800F2+L2100 | 1CC | 3000011 | 28.5 |  | 3 | N41 | 3 | 3 | [32 empty] | IIB | FUJ-2172-CSG-SAR-X-1
FUJ2200 | Site 10718 | NE | FUJ2200 | FUJ2200 | FUJL2200 | FUJNR2200 | On air | On air | On Air | On Air | 2008 | Permanent | 25.1203 | 56.3272 | Huawei | Outdoor | EITC Passive Infrastructure | Green Field | Outdoor Green field-du Owned |  | Green Field | 2G+3G+4G+5G | BTS3900 | LTE-4CC | 2T2R | U2100 (F2) + U900 (F1+F2) | L800+L1800F1+L1800F2+L2100 | 2CC | 6081101 | 28 |  | 3 | N78 | 3 | 3 | [32 empty] | IIB | FUJ-2001-IBS-SAR-M-1 + FUJ-2001-CSG-SAR-X-1
FUJ2202 | Site 10719 | NE | FUJ2202 | FUJ2202 | FUJL2202 | FUJNR2202 | On air | On air | On Air | On Air | 2008 | Permanent | 25.1222 | 56.3503 | Huawei | Outdoor | EITC Passive Infrastructure | Roof Top | RT-du Owned |  | Roof Top | 2G+3G+4G+5G | BTS3900 | LTE-4CC | 2T2R | U2100 (F2) + U900 (F1+F2) | L800+L1800F1+L1800F2+L2100 | 2CC | 6000014 | 39.5 |  | 3 | N78 | 3 | 3 | [32 empty] | IIB | FUJ-2202-CSG-IXR-E-1
FUJ2204 | Site 10720 | NE | FUJ2204 | FUJ2204 | FUJL2204 | FUJNR2204 | On air | On air | On Air | On Air | 2008 | Permanent | 25.1288 | 56.3531 | Huawei | Outdoor | EITC Passive Infrastructure | Green Field | Outdoor Green field-du Owned |  | Green Field | 2G+3G+4G+5G | BTS3900 | LTE-4CC | 4T4R | U2100 (F2) + U900 (F1+F2) | L800+L1800F1+L1800F2+L2100 | 2CC | 6000014 | 25 |  | 3 | N78 | 3 | 3 | [32 empty] | IIB | FUJ-2204-CSG-SAR-X-1
FUJ2205 | Site 10721 | NE | FUJ2205 | FUJ2205 | FUJL2205 | FUJNR2205 | On air | On air | On Air | On Air | 2008 | Permanent | 25.1287 | 56.3387 | Huawei | Outdoor | EITC Passive Infrastructure | Green Field | Outdoor Green field-du Owned |  | Green Field | 2G+3G+4G+5G | BTS3900 | LTE-4CC | 4T4R | U2100 (F2) + U900 (F1+F2) | L800+L1800F1+L1800F2+L2100 | 2CC | 6080802 | 27 |  | 3 | N78 | 3 | 3 | [32 empty] | IIB | FUJ-2007-CSG-SAR-8-1
FUJ2206 | Site 10722 | NE | FUJ2206 | FUJ2206 | FUJL2206 | FUJNR2206 | On air | On air | On Air | On Air | 2008 | Permanent | 25.1189 | 56.3403 | Huawei | Outdoor | EITC Passive Infrastructure | Green Field | Outdoor Green field-du Owned |  | Green Field | 2G+3G+4G+5G | BTS3900 | LTE-4CC | 2T2R | U2100 (F2) + U900 (F1+F2) | L800+L1800F1+L1800F2+L2100 | 2CC | 6081102 | 25 |  | 3 | N78 | 3 | 3 | [32 empty] | IIB | FUJ-2013-PREAGG-SR7-1
FUJ2398 | Site 10723 | NE | FUJ2398 | FUJ2398 | FUJL2398 | FUJNR2398 | On air | On air | On Air | On Air | 2010 | Permanent | 25.1639 | 56.0686 | Huawei | Outdoor | EITC Passive Infrastructure | Green Field | Outdoor Green field-du Owned |  | Green Field | 2G+3G+4G+5G | BTS3900 | LTE-3CC | 2T2R | U2100 (F2) + U900 (F1+F2) | L800+L1800F1+L1800F2 | 1CC | 7080600 | 28.7 |  | 2 | N41 | 2 | 2 | [32 empty] | IIB | FUJ-2398-SCSG-SRa8-1
FUJ2400 | Site 10724 | NE | FUJ2400 | FUJ2400 | FUJL2400 | FUJNR2400 | On air | On air | On Air | On Air | 2009 | Permanent | 25.1312 | 56.2791 | Huawei | Outdoor | EITC Passive Infrastructure | Green Field | Outdoor Green field-du Owned |  | Green Field | 2G+3G+4G+5G | BTS3900 | LTE-4CC | 4T4R | U2100 (F2) + U900 (F1+F2) | L800+L1800F1+L1800F2+L2100 | 1CC | 6000200 | 15 |  | 3 | N41 | 3 | 3 | [32 empty] | IIB | FUJ-2400-CSG-IXR-E-1
FUJ2401 | Site 10725 | NE | FUJ2401 | FUJ2401 | FUJL2401 | FUJNR2401 | On air | On air | On Air | On Air | 2009 | Permanent | 25.1076 | 56.3528 | Huawei | Outdoor | EITC Passive Infrastructure | Green Field | Outdoor Green field-du Owned |  | Green Field | 2G+3G+4G+5G | BTS3900 | LTE-4CC | 2T2R | U2100 (F2) + U900 (F1+F2) | L800+L1800F1+L1800F2+L2100 | 2CC | 6080901 | 26.9 |  | 3 | N78 | 3 | 3 | [32 empty] | IIB | FUJ-2003-IBS-SAR-M-1
FUJ2402 | Site 10726 | NE | FUJ2402 | FUJ2402 | FUJL2402 | FUJNR2402 | On air | On air | On Air | On Air | 2009 | Permanent | 25.1341 | 56.3299 | Huawei | Outdoor | EITC Passive Infrastructure | Green Field | Outdoor Green field-du Owned |  | Green Field | 2G+3G+4G+5G | BTS3900 | LTE-4CC | 2T2R | U2100 (F2) + U900 (F1+F2) | L800+L1800F1+L1800F2+L2100 | 2CC | 6081202 | 26.9 |  | 3 | N78 | 8 | 3 | [32 empty] | IIB | FUJ-2402-CSG-ASR920-LD-1
FUJ2403 | Site 10727 | NE | FUJ2403 | FUJ2403 | FUJL2403 | FUJNR2403 | On air | On air | On Air | On Air | 2009 | Permanent | 25.1382 | 56.3523 | Huawei | Outdoor | EITC Passive Infrastructure | Green Field | Outdoor Green field-du Owned |  | Green Field | 2G+3G+4G+5G | BTS3900 | LTE-4CC | 2T2R | U2100 (F2) + U900 (F1+F2) | L800+L1800F1+L1800F2+L2100 | 2CC | 6000013 | 28 |  | 3 | N78 | 3 | 3 | [32 empty] | IIB | FUJ-2403-CSG-SAR-X-1
FUJ2404 | Site 10728 | NE | FUJ2404 | FUJ2404 | FUJL2404 | FUJNR2404 | On air | On air | On Air | On Air | 2009 | Permanent | 25.1453 | 56.3463 | Huawei | Outdoor | EITC Passive Infrastructure | Green Field | Outdoor Green field-du Owned |  | Green Field | 2G+3G+4G+5G | BTS3900 | LTE-4CC | 2T2R | U2100 (F2) + U900 (F1+F2) | L800+L1800F1+L1800F2+L2100 | 2CC | 6000013 | 28 |  | 3 | N78 | 5 | 3 | [32 empty] | IIB | FUJ-2404-CSG-SAR-X-1
FUJ2405 | Site 10729 | NE | FUJ2405 | FUJ2405 | FUJL2405 | FUJNR2405 | Locked | On air | On Air | On Air | 2009 | Permanent | 25.1525 | 56.3388 | Huawei | Outdoor | EITC Passive Infrastructure | Green Field | Outdoor Green field-du Owned |  | Green Field | 2G+3G+4G+5G | BTS3900 | LTE-4CC | 2T2R | U2100 (F2) + U900 (F1+F2) | L800+L1800F1+L1800F2+L2100 | 2CC | 6000013 | 28 |  | 3 | N78 | 3 | 3 | [32 empty] | IIB | FUJ-2405-CSG-ASR920-LD-1
FUJ2406 | Site 10730 | NE | FUJ2406 | FUJ2406 | FUJL2406 | FUJNR2406 | On air | On air | On Air | On Air | 2009 | Permanent | 25.1906 | 56.3526 | Huawei | Outdoor | EITC Passive Infrastructure | Green Field | Outdoor Green field-du Owned |  | Green Field | 2G+3G+4G+5G | BTS3900 | LTE-4CC | 2T2R | U2100 (F2) + U900 (F1+F2) | L800+L1800F1+L1800F2+L2100 | 1CC | 6000010 | 43 |  | 3 | N41 | 3 | 3 | [32 empty] | IIB | FUJ-2012-IBS-SAR-M-1
FUJ2407 | Site 10731 | NE | FUJ2407 | FUJ2407 | FUJL2407 | FUJNR2407 | On air | On air | On Air | On Air | 2009 | Permanent | 25.0953 | 56.3569 | Huawei | Outdoor | EITC Passive Infrastructure | Green Field | Outdoor Green field-du Owned |  | Green Field | 2G+3G+4G+5G | BTS3900 | LTE-3CC | 2T2R | U2100 (F2) + U900 (F1+F2) | L800+L1800F1+L1800F2 | 1CC | 3000010 | 38.5 |  | 3 | N41 | 3 | 3 | [32 empty] | IIB | FUJ-2014-PREAGG-SR7-1
FUJ2409 | Site 10732 | NE | FUJ2409 | FUJ2409 | FUJL2409 | FUJNR2409 | On air | On air | On Air | On Air | 2009 | Permanent | 25.0721 | 56.3288 | Huawei | Outdoor | EITC Passive Infrastructure | Green Field | Outdoor Green field-du Owned |  | Green Field | 2G+3G+4G+5G | BTS3900 | LTE-4CC | 2T2R | U2100 (F2) + U900 (F1+F2) | L800+L1800F1+L1800F2+L2100 | 1CC | 3000010 | 40 |  | 3 | N41 | 4 | 3 | [32 empty] | IIB | FUJ-2409-CSG-IXR-E-1
FUJ2410 | Site 10733 | NE | FUJ2410 | FUJ2410 | FUJL2410 | FUJNR2410 | On air | On air | On Air | On Air | 2009 | Permanent | 25.0551 | 56.3573 | Huawei | Outdoor | EITC Passive Infrastructure | Green Field | Outdoor Green field-du Owned |  | Green Field | 2G+3G+4G+5G | BTS3900 | LTE-4CC | 2T2R | U2100 (F2) + U900 (F1+F2) | L800+L1800F1+L1800F2+L2100 | 1CC | 3000011 | 29.3 |  | 3 | N41 | 3 | 3 | [32 empty] | IIB | FUJ-2017-CSG-SAR-X-1
FUJ2411 | Site 10734 | NE | FUJ2411 | FUJ2411 | FUJL2411 | FUJNR2411 | On air | On air | On Air | On Air | 2010 | Permanent | 25.0478 | 56.3482 | Huawei | Outdoor | Site Sharing | Site Share | Outdoor Site Sharing-Etisalat Owned |  | Site Share | 2G+3G+4G+5G | BTS3900 | LTE-4CC | 2T2R | U2100 (F2) + U900 (F1+F2) | L800+L1800F1+L1800F2+L2100 | 1CC | 3000013 | 30 |  | 3 | N41 | 3 | 3 | [32 empty] | IIB | FUJ-2018-IBS-SAR-M-1
FUJ2412 | Site 10735 | NE | FUJ2412 | FUJ2412 | FUJL2412 | FUJNR2412 | On air | On air | On Air | On Air | 2009 | Permanent | 25.033 | 56.3542 | Huawei | Outdoor | EITC Passive Infrastructure | Green Field | Outdoor Green field-du Owned |  | Green Field | 2G+3G+4G+5G | BTS3900 | LTE-4CC | 2T2R | U2100 (F2) + U900 (F1+F2) | L800+L1800F1+L1800F2+L2100 | 1CC | 3000014 | 26.9 |  | 3 | N41 | 3 | 3 | [32 empty] | IIB | FUJ-2019-IBS-SAR-M-1 + FUJ-2019-CSG-SAR-X-1
FUJ2413 | Site 10736 | NE | FUJ2413 | FUJ2413 | FUJL2413 | FUJNR2413 | On air | On air | On Air | On Air | 2009 | Permanent | 25.0085 | 56.3486 | Huawei | Outdoor | EITC Passive Infrastructure | Green Field | Outdoor Green field-du Owned |  | Green Field | 2G+3G+4G+5G | BTS3900 | LTE-4CC | 2T2R | U2100 (F2) + U900 (F1+F2) | L800+L1800F1+L1800F2+L2100 | 1CC | 3000025 | 28.5 |  | 3 | N41 | 3 | 3 | [32 empty] | IIB | FUJ-2020-IBS-SAR-M-1
FUJ2414 | Site 10737 | NE | FUJ2414 | FUJ2414 | FUJL2414 | FUJNR2414 | On air | On air | On Air | On Air | 2009 | Permanent | 25.2352 | 56.3481 | Huawei | Outdoor | EITC Passive Infrastructure | Green Field | Outdoor Green field-du Owned |  | Green Field | 2G+3G+4G+5G | BTS3900 | LTE-4CC | 2T2R | U2100 (F2) + U900 (F1+F2) | L800+L1800F1+L1800F2+L2100 | 1CC | 6000006 | 40 |  | 3 | N41 | 4 | 3 | [32 empty] | IIB | FUJ-2414-CSG-IXR-E-1
FUJ2415 | Site 10738 | NE | FUJ2415 | FUJ2415 | FUJL2415 | FUJNR2415 | On air | On air | On Air | On Air | 2009 | Permanent | 25.2849 | 56.3626 | Huawei | Outdoor | EITC Passive Infrastructure | Green Field | Outdoor Green field-du Owned |  | Green Field | 2G+3G+4G+5G | BTS3900 | LTE-4CC | 2T2R | U2100 (F2) + U900 (F1+F2) | L800+L1800F1+L1800F2+L2100 | 1CC | 6000006 | 45 |  | 3 | N41 | 3 | 3 | [32 empty] | IIB | FUJ-2415-CSG-IXR-E-1
FUJ2416 | Site 10739 | NE | FUJ2416 | FUJ2416 | FUJL2416 | FUJNR2416 | On air | On air | On Air | On Air | 2009 | Permanent | 25.2723 | 56.3659 | Huawei | Outdoor | EITC Passive Infrastructure | Green Field | Outdoor Green field-du Owned |  | Green Field | 2G+3G+4G+5G | BTS3900 | LTE-4CC | 2T2R | U2100 (F2) + U900 (F1+F2) | L800+L1800F1+L1800F2+L2100 | 1CC | 6000006 | 28.5 |  | 3 | N41 | 3 | 3 | [32 empty] | IIB | FUJ-2416-CSG-ASR920-LD-1
FUJ2417 | Site 10740 | NE |  | FUJ2417 | FUJL2417 |  |  | On air | On Air |  | 2016 | Permanent | 25.2436 | 56.3593 | Huawei | Outdoor | Site Sharing | Site Share | Outdoor Site Sharing-Etisalat Owned |  | Site Share | 3G+4G | BTS3900A | LTE | 2T2R | U2100 (F2) + U900 (F1+F2) | L800 |  | 6000006 | 35 |  |  |  | 3 | [33 empty] | MW | 0
FUJ2418 | Site 10741 | NE | FUJ2418 | FUJ2418 | FUJL2418 | FUJNR2418 | On air | On air | On Air | On Air | 2009 | Permanent | 25.1651 | 56.3391 | Huawei | Outdoor | EITC Passive Infrastructure | Green Field | Outdoor Green field-du Owned |  | Green Field | 2G+3G+4G+5G | BTS3900 | LTE-4CC | 2T2R | U2100 (F2) + U900 (F1+F2) | L800+L1800F1+L1800F2+L2100 | 2CC | 6000012 | 29.3 |  | 3 | N78 | 3 | 3 | [32 empty] | IIB | FUJ-2100-CSG-ASR920-LD-1
FUJ2419 | Site 10742 | NE |  | FUJ2419 | FUJL2419 | FUJNR2419 |  | On air | On Air | On Air | 2015 | Permanent | 25.1283 | 56.3442 | Huawei | Outdoor | Site Sharing | Site Share | Outdoor Site Sharing-Etisalat Owned |  | Site Share | 3G+4G+5G | BTS3900A | LTE-4CC | 2T2R | U2100 (F2) + U900 (F1+F2) | L800+L1800F1+L1800F2+L2100 | 2CC | 6000014 | 30 |  | 3 | N78 | 3 | 3 | [32 empty] | IIB | FUJ-2419-CSG-SAR-X-1
FUJ2421 | Site 10743 | NE | FUJ2421 | FUJ2421 | FUJL2421 | FUJNR2421 | On air | On air | On Air | On Air | 2009 | Permanent | 25.0427 | 56.357 | Huawei | Outdoor | EITC Passive Infrastructure | Green Field | Outdoor Green field-du Owned |  | Green Field | 2G+3G+4G+5G | BTS3900 | LTE-3CC | 2T2R | U2100 (F2) + U900 (F1+F2) | L800+L1800F1+L1800F2 | 1CC | 3000013 | 28.5 |  | 3 | N41 | 5 | 3 | [32 empty] | IIB | FUJ-2421-CSG-ASR920-LD-1
FUJ2422 | Site 10744 | NE | FUJ2422 | FUJ2422 | FUJL2422 | FUJNR2422 | On air | On air | On Air | On Air | 2009 | Permanent | 25.1619 | 56.3521 | Huawei | Outdoor | EITC Passive Infrastructure | Green Field | Outdoor Green field-du Owned |  | Green Field | 2G+3G+4G+5G | BTS3900 | LTE-4CC | 4T4R | U2100 (F2) + U900 (F1+F2) | L800+L1800F1+L1800F2+L2100 | 2CC | 6000013 | 28.5 |  | 3 | N78 | 3 | 3 | [32 empty] | IIB | FUJ-2422-CSG-ASR920-LD-1
FUJ2423 | Site 10745 | NE | FUJ2423 | FUJ2423 | FUJL2423 | FUJNR2423 | On air | On air | On Air | On Air | 2009 | Permanent | 25.2591 | 56.3499 | Huawei | Outdoor | EITC Passive Infrastructure | Green Field | Outdoor Green field-du Owned |  | Green Field | 2G+3G+4G+5G | BTS3900A | LTE | 2T2R | U2100 (F2) + U900 (F1+F2) | L800 | 1CC | 6000006 | 28.5 |  | 2 | N41 | 5 | 2 | [32 empty] | IIB | FUJ-2423-CSG-IXR-E-1
FUJ2425 | Site 10746 | NE | FUJ2425 | FUJ2425 | FUJL2425 | FUJNR2425 | On air | On air | On Air | On Air | 2009 | Permanent | 25.121 | 56.315 | Huawei | Outdoor | Site Sharing | Site Share | Outdoor Site Sharing-Etisalat Owned |  | Site Share | 2G+3G+4G+5G | BTS3900 | LTE-4CC | 2T2R | U2100 (F2) + U900 (F1+F2) | L800+L1800F1+L1800F2+L2100 | 2CC | 6000015 | 30 |  | 3 | N78 | 3 | 3 | [32 empty] | IIB | FUJ-2425-CSG-ASR920-LD-1
FUJ2426 | Site 10747 | NE | FUJ2426 | FUJ2426 | FUJL2426 | FUJNR2426 | On air | On air | On Air | On Air | 2010 | Permanent | 25.135 | 56.3403 | Huawei | Outdoor | EITC Passive Infrastructure | Green Field | Outdoor Green field-du Owned |  | Green Field | 2G+3G+4G+5G | BTS3900 | LTE-4CC | 4T4R | U2100 (F2) + U900 (F1+F2) | L800+L1800F1+L1800F2+L2100 | 2CC | 6000013 | 28.5 |  | 3 | N78 | 3 | 3 | [32 empty] | IIB | FUJ-2426-CSG-IXR-E-1
FUJ2427 | Site 10748 | NE | FUJ2427 | FUJ2427 | FUJL2427 | FUJNR2427 | On air | On air | On Air | On Air | 2010 | Permanent | 25.1678 | 56.3519 | Huawei | Outdoor | Site Sharing | Site Share | Outdoor Site Sharing-Etisalat Owned |  | Site Share | 2G+3G+4G+5G | BTS3900 | LTE-4CC | 2T2R | U2100 (F2) + U900 (F1+F2) | L800+L1800F1+L1800F2+L2100 | 1CC | 6000010 | 28.5 |  | 3 | N41 | 3 | 3 | [32 empty] | IIB | FUJ-2427-CSG-IXR-E-1
FUJ2428 | Site 10749 | NE | FUJ2428 | FUJ2428 | FUJL2428 | FUJNR2428 | On air | On air | On Air | On Air | 2012 | Permanent | 24.8154 | 56.0958 | Huawei | Outdoor | Site Sharing | Site Share | Outdoor Site Sharing-Etisalat Owned |  | Site Share | 2G+3G+4G+5G | BTS3900 | LTE-4CC | 2T2R | U2100 (F2) + U900 (F1+F2) | L700+L800+L1800F1+L1800F2+L2100 | 1CC | 4100000 | 45 |  | 3 | N41 | 3 | 3 | [32 empty] | IIB | FUJ-2117-IBS-SAR-M-1
FUJ2429 | Site 10750 | NE | FUJ2429 | FUJ2429 | FUJL2429 |  | On air | On air | On Air |  | 2010 | Permanent | 24.8838 | 56.1711 | Huawei | Outdoor | EITC Passive Infrastructure | Green Field | Outdoor Green field-du Owned |  | Green Field | 2G+3G+4G | BTS3900 | LTE-4CC | 2T2R | U2100 (F2) + U900 (F1+F2) | L800+L1800F1+L1800F2+L2100 |  | 7090500 | 75 |  |  |  | 4 | [33 empty] | IIB | FUJ-2429-IBS-SAR-M-1
FUJ2430 | Site 10751 | NE | FUJ2430 | FUJ2430 | FUJL2430 |  | On air | On air | On Air |  | 2010 | Permanent | 24.9451 | 56.2061 | Huawei | Outdoor | EITC Passive Infrastructure | Green Field | Outdoor Green field-du Owned |  | Green Field | 2G+3G+4G | BTS3900 | LTE-3CC | 2T2R | U2100 (F2) + U900 (F1+F2) | L800+L1800F1+L1800F2 |  | 3000015 | 38.5 |  |  |  | 4 | [33 empty] | IIB | FUJ-2430-CSG-IXR-E-1
FUJ2431 | Site 10752 | NE | FUJ2431 | FUJ2431 | FUJL2431 |  | On air | On air | On Air |  | 2010 | Permanent | 24.8771 | 56.2456 | Huawei | Outdoor | EITC Passive Infrastructure | Green Field | Outdoor Green field-du Owned |  | Green Field | 2G+3G+4G | BTS3900 | LTE-3CC | 2T2R | U2100 (F2) + U900 (F1+F2) | L800+L1800F1+L1800F2 |  | 7090400 | 28.5 |  |  |  | 2 | [33 empty] | IIB | FUJ-2431-CSG-IXR-E-1
FUJ2432 | Site 10753 | NE | FUJ2432 | FUJ2432 | FUJL2432 |  | On air | On air | On Air |  | 2010 | Permanent | 24.952 | 56.3239 | Huawei | Outdoor | EITC Passive Infrastructure | Green Field | Outdoor Green field-du Owned |  | Green Field | 2G+3G+4G | BTS3900 | LTE | 2T2R | U2100 (F2) + U900 (F1+F2) | L800 |  | 3000015 | 15 |  |  |  | 3 | [33 empty] | IIB | FUJ-2432-CSG-IXR-E-1
FUJ2433 | Site 10754 | NE | FUJ2433 | FUJ2433 | FUJL2433 | FUJNR2433 | On air | On air | On Air | On Air | 2010 | Permanent | 24.8171 | 56.1309 | Huawei | Outdoor | EITC Passive Infrastructure | Green Field | Outdoor Green field-du Owned |  | Green Field | 2G+3G+4G+5G | BTS3900 | LTE-4CC | 2T2R | U2100 (F2) + U900 (F1+F2) | L800+L1800F1+L1800F2+L2100 | 1CC | 9089100 | 28.3 |  | 3 | N41 | 5 | 3 | [32 empty] | IIB | FUJ-2433-IBS-SAR-M-1
FUJ2434 | Site 10755 | NE | FUJ2434 | FUJ2434 | FUJL2434 |  | On air | On air | On Air |  | 2010 | Permanent | 24.8833 | 56.212 | Huawei | Outdoor | EITC Passive Infrastructure | Green Field | Outdoor Green field-du Owned |  | Green Field | 2G+3G+4G | BTS3900 | LTE-3CC | 2T2R | U2100 (F2) + U900 (F1+F2) | L800+L1800F1+L1800F2 |  | 7090400 | 43.5 |  |  |  | 3 | [33 empty] | IIB | FUJ-2434-CSG-IXR-E-1
FUJ2435 | Site 10756 | NE |  | FUJ2435 | FUJL2435 | FUJNR2435 |  | On air | On Air | On Air | 2012 | Permanent | 24.8517 | 56.1399 | Huawei | Outdoor | EITC Passive Infrastructure | Green Field | Outdoor Green field-du Owned |  | Green Field | 3G+4G+5G | BTS3900 | LTE-3CC | 2T2R | U2100 (F2) + U900 (F1+F2) | L800+L1800F1+L1800F2 | 1CC | 9089100 | 28.7 |  | 2 | N41 | 2 | 2 | [32 empty] | IIB | FUJ-2435-CSG-SAR-X-1
FUJ2436 | Site 10757 | NE | FUJ2436 | FUJ2436 | FUJL2436 |  |  | On air | On Air |  | 2010 | Permanent | 24.9084 | 56.3018 | Huawei | Outdoor | Site Sharing | Site Share | Outdoor Site Sharing-Etisalat Owned |  | Site Share | 3G+4G | BTS3900 | LTE | 2T2R | U2100 (F2) + U900 (F1+F2) | L800 |  | 3000015 | 88.5 |  |  |  | 5 | [33 empty] | IIB | FUJ-2436-CSG-IXR-E-1
FUJ2437 | Site 10758 | NE | FUJ2437 | FUJ2437 | FUJL2437 |  | On air | On air | On Air |  | 2010 | Permanent | 24.9513 | 56.1541 | Huawei | Outdoor | EITC Passive Infrastructure | Green Field | Outdoor Green field-du Owned |  | Green Field | 2G+3G+4G | BTS3900 | LTE-4CC | 4T4R | U2100 (F2) + U900 (F1+F2) | L700+L800+L1800F1+L1800F2+L2100 |  | 7090200 | 60 |  |  |  | 3 | [33 empty] | IIB | FUJ-2437-IBS-SAR-M-1
FUJ2468 | Site 10759 | NE | FUJ2468 | FUJ2468 | FUJL2468 | FUJNR2468 | On air | On air | On Air | On Air | 2012 | Permanent | 25.0177 | 56.3386 | Huawei | Outdoor | EITC Passive Infrastructure | Green Field | Outdoor Green field-du Owned |  | Green Field | 2G+3G+4G+5G | BTS3900 | LTE-3CC | 2T2R | U2100 (F2) + U900 (F1+F2) | L800+L1800F1+L1800F2 | 1CC | 3000025 | 28.7 |  | 3 | N41 | 4 | 3 | [32 empty] | IIB | FUJ-2468-CSG-SAR-X-1
FUJ2472 | Site 10760 | NE | FUJ2472 | FUJ2472 | FUJL2472 | FUJNR2472 | On air | On air | On Air | On Air | 2010 | Permanent | 25.1572 | 56.1236 | Huawei | Outdoor | EITC Passive Infrastructure | Green Field | Outdoor Green field-du Owned |  | Green Field | 2G+3G+4G+5G | BTS3900 | LTE-3CC | 2T2R | U2100 (F2) + U900 (F1+F2) | L800+L1800F1+L1800F2 | 1CC | 7080500 | 43.5 |  | 2 | N41 | 2 | 2 | [32 empty] | IIB | FUJ-2472-CSG-SAR-X-1
FUJ2490 | Site 10761 | NE | FUJ2490 | FUJ2490 | FUJL2490 |  | On air | On air | On Air |  | 2012 | Permanent | 24.8776 | 55.9872 | Huawei | Outdoor | EITC Passive Infrastructure | Green Field | Outdoor Green field-du Owned- Light Pole |  | Green Field | 2G+3G+4G | BTS3900 | LTE-3CC | 2T2R | U2100 (F2) + U900 (F1+F2) | L800+L1800F1+L1800F2 |  | 4100000 | 20 |  |  |  | 2 | [33 empty] | IIB | FUJ-2490-CSG-IXR-E-1
FUJ2492 | Site 10762 | NE | FUJ2492 | FUJ2492 | FUJL2492 | FUJNR2492 | On air | On air | On Air | On Air | 2011 | Permanent | 25.2757 | 56.3521 | Huawei | Outdoor | EITC Passive Infrastructure | Green Field | Outdoor Green field-du Owned |  | Green Field | 2G+3G+4G+5G | BTS3900 | LTE-2CC | 2T2R | U2100 (F2) + U900 (F1+F2) | L800+L1800F1 | 1CC | 6000006 | 15 |  | 3 | N41 | 3 | 3 | [32 empty] | IIB | FUJ-2492-CSG-IXR-E-1
FUJ2493 | Site 10763 | NE |  | FUJ2493 | FUJL2493 | FUJNR2493 |  | On air | On Air | On Air | 2018 | Permanent | 25.2826 | 56.3532 | Huawei | Outdoor | Site Sharing | Site Share | Outdoor Site Sharing-Etisalat Owned |  | Site Share | 3G+4G+5G | BTS3900A | LTE-2CC | 2T2R | U2100 (F2) + U900 (F1+F2) | L800+L1800F1 | 1CC | 6000006 | 30 |  | 3 | N41 | 3 | 3 | [32 empty] | IIB | FUJ-2493-CSG-IXR-E-1
FUJ2494 | Site 10764 | NE |  | FUJ2494 | FUJL2494 | FUJNR2494 |  | On air | On Air | On Air | 2014 | Permanent | 25.1215 | 56.3431 | Huawei | Outdoor | EITC Passive Infrastructure | Roof Top | RT-du Owned |  | Roof Top | 3G+4G+5G | BTS3900A | LTE-4CC | 4T4R | U2100 (F2) + U900 (F1+F2) | L800+L1800F1+L1800F2+L2100 | 2CC | 6081102 | 31.4 |  | 3 | N78 | 8 | 3 | [32 empty] | IIB | FUJ-2494-CSG-SAR-X-1
FUJ2496 | Site 10765 | NE | FUJ2496 | FUJ2496 | FUJL2496 | FUJNR2496 | On air | On air | On Air | On Air | 2012 | Permanent | 25.1585 | 56.3221 | Huawei | Outdoor | EITC Passive Infrastructure | Green Field | Outdoor Green field-du Owned |  | Green Field | 2G+3G+4G+5G | BTS3900 | LTE | 2T2R | U2100 (F2) + U900 (F1+F2) | L800 | 1CC | 6000200 | 28.7 |  | 2 | N41 | 2 | 2 | [32 empty] | IIB | FUJ-2496-CSG-IXR-E-1
FUJ2683 | Site 10766 | NE | FUJ2683 | FUJ2683 | FUJL2683 | FUJNR2683 | On air | On air | On Air | On Air | 2010 | Permanent | 25.0843 | 56.3573 | Huawei | Outdoor | EITC Passive Infrastructure | Green Field | Outdoor Green field-du Owned |  | Green Field | 2G+3G+4G+5G | BTS3900 | LTE-3CC | 2T2R | U2100 (F2) + U900 (F1+F2) | L800+L1800F1+L1800F2 | 1CC | 3000010 | 28.7 |  | 3 | N41 | 3 | 3 | [32 empty] | IIB | FUJ-2683-CSG-IXR-E-1
FUJ2684 | Site 10767 | NE | FUJ2684 | FUJ2684 | FUJL2684 | FUJNR2684 | On air | On air | On Air | On Air | 2010 | Permanent | 25.0507 | 56.3547 | Huawei | Outdoor | EITC Passive Infrastructure | Roof Top | RT-du Owned |  | Roof Top | 2G+3G+4G+5G | BTS3900 | LTE-4CC | 2T2R | U2100 (F2) + U900 (F1+F2) | L800+L1800F1+L1800F2+L2100 | 1CC | 3000013 | 25.7 |  | 3 | N41 | 3 | 3 | [32 empty] | IIB | FUJ-2684-CSG-SAR-X-1
FUJ2685 | Site 10768 | NE | FUJ2685 | FUJ2685 | FUJL2685 |  | On air | On air | On Air |  | 2012 | Permanent | 25.0366 | 56.3621 | Huawei | Outdoor | Site Sharing | Site Share | Outdoor Site Sharing-Etisalat Owned |  | Site Share | 2G+3G+4G | BTS3900 | LTE | 2T2R | U2100 (F2) + U900 (F1+F2) | L1800F1 |  | 3000014 | 17 |  |  |  | 3 | [33 empty] | IIB | FUJ-2685-CSG-ASR920-LD-1
FUJ2686 | Site 10769 | NE | FUJ2686 | FUJ2686 | FUJL2686 |  | On air | On air | On Air |  | 2012 | Permanent | 25.0621 | 56.3564 | Huawei | Outdoor | Site Sharing | Site Share | Outdoor Site Sharing-Etisalat Owned |  | Site Share | 2G+3G+4G | BTS3900 | LTE-3CC | 2T2R | U2100 (F2) + U900 (F1+F2) | L800+L1800F1+L1800F2 |  | 3000011 | 35 |  |  |  | 3 | [33 empty] | IIB | FUJ-2686-CSG-ASR920-LD-1
FUJ2687 | Site 10770 | NE | FUJ2687 | FUJ2687 | FUJL2687 | FUJNR2687 | On air | On air | On Air | On Air | 2011 | Permanent | 25.1403 | 56.3291 | Huawei | Outdoor | Site Sharing | Site Share | Outdoor Site Sharing-Etisalat Owned |  | Site Share | 2G+3G+4G+5G | BTS3900 | LTE-2CC | 2T2R | U2100 (F2) + U900 (F1+F2) | L800+L1800F1 | 2CC | 6081202 | 35 |  | 3 | N78 | 3 | 3 | [32 empty] | IIB | FUJ-2687-CSG-SAR-X-1
FUJ2688 | Site 10771 | NE |  | FUJ2688 | FUJL2688 | FUJNR2688 |  | On air | On Air | On Air | 2012 | Permanent | 25.1272 | 56.303 | Huawei | Outdoor | Site Sharing | Site Share | Outdoor Site Sharing-Etisalat Owned |  | Site Share | 3G+4G+5G | BTS3900A | LTE-3CC | 2T2R | U2100 (F2) + U900 (F1+F2) | L800+L1800F1+L1800F2 | 1CC | 6000200 | 25 |  | 3 | N41 | 3 | 3 | [32 empty] | IIB | FUJ-2688-CSG-SAR-X-1
FUJ2689 | Site 10772 | NE | FUJ2689 | FUJ2689 | FUJL2689 | FUJNR2689 | On air | On air | On Air | On Air | 2012 | Permanent | 25.0906 | 56.3436 | Huawei | Outdoor | EITC Passive Infrastructure | Green Field | Outdoor Green field-du Owned |  | Green Field | 2G+3G+4G+5G | BTS3900 | LTE-3CC | 2T2R | U2100 (F2) + U900 (F1+F2) | L800+L1800F1+L1800F2 | 1CC | 3000010 | 28.7 |  | 3 | N41 | 3 | 3 | [32 empty] | MW | 0
FUJ2691 | Site 10773 | NE | FUJ2691 | FUJ2691 | FUJL2691 |  | On air | On air | On Air |  | 2012 | Permanent | 24.8296 | 56.1276 | Huawei | Outdoor | Site Sharing | Site Share | Outdoor Site Sharing-Etisalat Owned |  | Site Share | 2G+3G+4G | BTS3900 | LTE-4CC | 2T2R | U2100 (F2) + U900 (F1+F2) | L800+L1800F1+L1800F2+L2100 |  | 9089100 | 40 |  |  |  | 3 | [33 empty] | IIB | FUJ-2691-CSG-IXR-E-1
FUJ2692 | Site 10774 | NE | FUJ2692 | FUJ2692 | FUJL2692 |  | On air | On air | On Air |  | 2012 | Permanent | 24.8506 | 56.0256 | Huawei | Outdoor | EITC Passive Infrastructure | Green Field | Outdoor Green field-du Owned |  | Green Field | 2G+3G+4G | BTS3900 | LTE-3CC | 2T2R | U2100 (F2) + U900 (F1+F2) | L800+L1800F1+L1800F2 |  | 4100000 | 28.7 |  |  |  | 3 | [33 empty] | IIB | FUJ-2692-CSG-IXR-E-1
FUJ2693 | Site 10775 | NE |  | FUJ2693 | FUJL2693 | FUJNR2693 |  | On air | On Air | On Air | 2012 | Permanent | 24.8219 | 56.0732 | Huawei | Outdoor | EITC Passive Infrastructure | Green Field | Outdoor Green field-du Owned |  | Green Field | 3G+4G+5G | BTS3900 | LTE-4CC | 2T2R | U2100 (F2) + U900 (F1+F2) | L800+L1800F1+L1800F2+L2100 | 1CC | 4100000 | 38.7 |  | 3 | N41 | 3 | 3 | [32 empty] | IIB | FUJ-2693-CSG-SAR-8-1
FUJ2694 | Site 10776 | NE | FUJ2694 | FUJ2694 | FUJL2694 | FUJNR2694 | On air | On air | On Air | On Air | 2010 | Permanent | 24.84 | 56.0771 | Huawei | Outdoor | EITC Passive Infrastructure | Green Field | Outdoor Green field-du Owned |  | Green Field | 2G+3G+4G+5G | BTS3900 | LTE-3CC | 2T2R | U2100 (F2) + U900 (F1+F2) | L800+L1800F1+L1800F2 | 1CC | 4100000 | 45 |  | 2 | N41 | 2 | 2 | [32 empty] | IIB | FUJ-2694-CSG-IXR-E-1
FUJ2696 | Site 10777 | NE | FUJ2696 | FUJ2696 | FUJL2696 |  | On air | On air | On Air |  | 2010 | Permanent | 24.9609 | 56.2189 | Huawei | Outdoor | EITC Passive Infrastructure | Green Field | Outdoor Green field-du Owned |  | Green Field | 2G+3G+4G | BTS3900A | LTE-4CC | 2T2R | U2100 (F2) + U900 (F1+F2) | L800+L1800F1+L1800F2+L2100 |  | 3000015 | 38.5 |  |  |  | 2 | [33 empty] | IIB | FUJ-2696-IBS-SAR-M-1
FUJ2697 | Site 10778 | NE |  | FUJ2697 | FUJL2697 |  |  | On air | On Air |  | 2015 | Permanent | 25.2209 | 56.3247 | Huawei | Outdoor | Site Sharing | Site Share | Outdoor Site Sharing-Etisalat Owned |  | Site Share | 3G+4G | BTS3900A | LTE-2CC | 2T2R | U2100 (F2) + U900 (F1+F2) | L800+L1800F1 |  | 6000200 | 30 |  |  |  | 3 | [33 empty] | MW | 0
FUJ2698 | Site 10779 | NE | FUJ2698 | FUJ2698 | FUJL2698 |  | On air | On air | On Air |  | 2011 | Permanent | 25.1173 | 56.3331 | Huawei | Outdoor | Site Sharing | Site Share | Outdoor Site Sharing-Etisalat Owned |  | Site Share | 2G+3G+4G | BTS3900 | LTE-2CC | 2T2R | U2100 (F2) + U900 (F1+F2) | L800+L1800F1 |  | 6000015 | 35 |  |  |  | 3 | [33 empty] | IIB | FUJ-2698-CSG-ASR920-LD-1
FUJ2699 | Site 10780 | NE |  | FUJ2699 | FUJL2699 |  |  | On air | On Air |  | 2019 | Permanent | 25.0007 | 56.2797 | Huawei | Outdoor | EITC Passive Infrastructure | Green Field | Outdoor Green field-du Owned- Light Pole |  | Green Field | 3G+4G | BTS5900A | LTE | 2T2R | U2100 (F2) + U900 (F1+F2) | L800 |  | 6000200 | 15 |  |  |  | 2 | [33 empty] | IIB | FUJ-2699-CSG-ASR920-LD-1
FUJ2795 | Site 10781 | NE | FUJ2795 | FUJ2795 | FUJL2795 |  | On air | On air | On Air |  | 2010 | Permanent | 25.3827 | 56.1684 | Huawei | Outdoor | Site Sharing | Site Share | Outdoor Site Sharing-Etisalat Owned |  | Site Share | 2G+3G+4G | BTS3900 | LTE-3CC | 2T2R | U2100 (F2) + U900 (F1+F2) | L800+L1800F1+L1800F2 |  | 6000100 | 55 |  |  |  | 4 | [33 empty] | MW | 0
FUJ2796 | Site 10782 | NE | FUJ2796 | FUJ2796 | FUJL2796 |  | On air | On air | On Air |  | 2013 | Permanent | 25.4473 | 56.197 | Huawei | Outdoor | EITC Passive Infrastructure | Green Field | Outdoor Green field-du Owned- Light Pole |  | Green Field | 2G+3G+4G | BTS3900 | LTE | 2T2R | U2100 (F2) + U900 (F1+F2) | L800 |  | 6000100 | 6 |  |  |  | 2 | [33 empty] | MW | 0
FUJ2797 | Site 10783 | NE |  | FUJ2797 | FUJL2797 |  |  | On air | On Air |  | 2019 | Permanent | 25.5028 | 56.2139 | Huawei | Outdoor | EITC Passive Infrastructure | Green Field | Outdoor Green field-du Owned |  | Green Field | 3G+4G | BTS3900A | LTE | 2T2R | U2100 (F2) + U900 (F1+F2) | L800 |  | 6000100 | 18.5 |  |  |  | 2 | [33 empty] | MW | 0
FUJ2798 | Site 10784 | NE | FUJ2798 | FUJ2798 | FUJL2798 | FUJNR2798 | On air | On air | On Air | On Air | 2010 | Permanent | 25.2968 | 56.0958 | Huawei | Outdoor | Site Sharing | Site Share | Outdoor Site Sharing-Etisalat Owned |  | Site Share | 2G+3G+4G+5G | BTS3900 | LTE-3CC | 2T2R | U2100 (F2) + U900 (F1+F2) | L800+L1800F1+L1800F2 | 1CC | 6000100 | 45 |  | 2 | N41 | 2 | 2 | [32 empty] | IIB | FUJ-2798-CSG-SAR-X-1
FUJ2799 | Site 10785 | NE |  | FUJ2799 | FUJL2799 | FUJNR2799 |  | On air | On Air | On Air | 2016 | Permanent | 24.8183 | 56.1633 | Huawei | Outdoor | EITC Passive Infrastructure | Green Field | Outdoor Green field-du Owned |  | Green Field | 3G+4G+5G | BTS3900A | LTE-4CC | 2T2R | U2100 (F2) + U900 (F1+F2) | L800+L1800F1+L1800F2+L2100 | 1CC | 9089100 | 43.5 |  | 3 | N41 | 3 | 3 | [32 empty] | MW | 0
FUJ2824 | Site 10786 | NE | FUJ2824 | FUJ2824 | FUJL2824 |  |  | On air | On Air |  | 2010 | Permanent | 24.9202 | 56.2736 | Huawei | Outdoor | EITC Passive Infrastructure | Green Field | Outdoor Green field-du Owned |  | Green Field | 3G+4G | BTS3900A | LTE | 2T2R | U2100 (F2) + U900 (F1+F2) | L800 |  | 3000015 | 28.7 |  |  |  | 3 | [33 empty] | IIB | FUJ-2824-CSG-IXR-E-1
FUJ2880 | Site 10787 | NE | FUJ2880 | FUJ2880 | FUJL2880 |  | On air | On air | On Air |  | 2010 | Permanent | 24.8101 | 56.1934 | Huawei | Outdoor | EITC Passive Infrastructure | Green Field | Outdoor Green field-du Owned |  | Green Field | 2G+3G+4G | BTS3900 | LTE-3CC | 2T2R | U2100 (F2) + U900 (F1+F2) | L800+L1800F1+L1800F2 |  | 9089100 | 20 |  |  |  | 2 | [33 empty] | MW | 0
FUJ2900 | Site 10788 | NE | FUJ2900 | FUJ2900 | FUJL2900 | FUJNR2900 | On air | On air | On Air | On Air | 2010 | Permanent | 25.2926 | 56.1046 | Huawei | Outdoor | EITC Passive Infrastructure | Green Field | Outdoor Green field-du Owned |  | Green Field | 2G+3G+4G+5G | BTS3900 | LTE-4CC | 2T2R | U2100 (F2) + U900 (F1+F2) | L800+L1800F1+L1800F2+L2100 | 1CC | 6000100 | 50 |  | 3 | N41 | 3 | 3 | [32 empty] | IIB | FUJ-5001-CSG-SAR-X-1
FUJ2901 | Site 10789 | NE | FUJ2901 | FUJ2901 | FUJL2901 | FUJNR2901 | On air | On air | On Air | On Air | 2010 | Permanent | 25.3065 | 56.1477 | Huawei | Outdoor | EITC Passive Infrastructure | Green Field | Outdoor Green field-du Owned |  | Green Field | 2G+3G+4G+5G | BTS3900 | LTE-3CC | 2T2R | U2100 (F2) + U900 (F1+F2) | L700+L800+L1800F1+L1800F2 | 1CC | 6000017 | 48 |  | 3 | N41 | 3 | 3 | [32 empty] | IIB | FUJ-5002-PREAGG-SR7-1
FUJ2902 | Site 10790 | NE | FUJ2902 | FUJ2902 | FUJL2902 | FUJNR2902 | On air | On air | On Air | On Air | 2010 | Permanent | 25.2516 | 56.1815 | Huawei | Outdoor | EITC Passive Infrastructure | Green Field | Outdoor Green field-du Owned |  | Green Field | 2G+3G+4G+5G | BTS3900 | LTE-3CC | 2T2R | U2100 (F2) + U900 (F1+F2) | L800+L1800F1+L1800F2 | 1CC | 7080201 | 56 |  | 2 | N41 | 2 | 2 | [32 empty] | IIB | FUJ-5003-PREAGG-SRa8-1
FUJ2903 | Site 10791 | NE | FUJ2903 | FUJ2903 | FUJL2903 |  | On air | On air | On Air |  | 2010 | Permanent | 25.1773 | 56.2455 | Huawei | Outdoor | EITC Passive Infrastructure | Green Field | Outdoor Green field-du Owned |  | Green Field | 2G+3G+4G | BTS3900 | LTE-3CC | 2T2R | U2100 (F2) + U900 (F1+F2) | L800+L1800F1+L1800F2 |  | 6000200 | 30 |  |  |  | 3 | [33 empty] | MW | 0
FUJ2904 | Site 10792 | NE | FUJ2904 | FUJ2904 | FUJL2904 |  | On air | On air | On Air |  | 2010 | Permanent | 25.3041 | 56.1681 | Huawei | Outdoor | Site Sharing | Site Share | Outdoor Site Sharing-Etisalat Owned |  | Site Share | 2G+3G+4G | BTS3900 | LTE-4CC | 4T4R | U2100 (F2) + U900 (F1+F2) | L800+L1800F1+L1800F2+L2100 |  | 6000017 | 40 |  |  |  | 3 | [33 empty] | IIB | FUJ-2904-CSG-IXR-E-1
FUJ2905 | Site 10793 | NE | FUJ2905 | FUJ2905 | FUJL2905 |  | On air | On air | On Air |  | 2012 | Permanent | 25.3214 | 56.1609 | Huawei | Outdoor | EITC Passive Infrastructure | Green Field | Outdoor Green field-du Owned |  | Green Field | 2G+3G+4G | BTS3900 | LTE-3CC | 2T2R | U2100 (F2) + U900 (F1+F2) | L800+L1800F1+L1800F2 |  | 7080100 | 42.7 |  |  |  | 2 | [33 empty] | MW | 0
FUJ2906 | Site 10794 | NE | FUJ2906 | FUJ2906 | FUJL2906 |  | On air | On air | On Air |  | 2010 | Permanent | 25.2002 | 56.0806 | Huawei | Outdoor | Site Sharing | Site Share | Outdoor Site Sharing-Etisalat Owned |  | Site Share | 2G+3G+4G | BTS3900 | LTE-3CC | 2T2R | U2100 (F2) + U900 (F1+F2) | L700+L800+L1800F1+L1800F2 |  | 7080300 | 70 |  |  |  | 3 | [33 empty] | IIB | FUJ-2906-CSG-IXR-E-1
FUJ2907 | Site 10795 | NE | FUJ2907 | FUJ2907 | FUJL2907 |  | On air | On air | On Air |  | 2014 | Permanent | 25.2335 | 56.0004 | Huawei | Outdoor | EITC Passive Infrastructure | Green Field | Outdoor Green field-du Owned |  | Green Field | 2G+3G+4G | BTS3900A | LTE-3CC | 2T2R | U2100 (F2) + U900 (F1+F2) | L700+L800+L1800F1+L1800F2 |  | 7080400 | 38.7 |  |  |  | 3 | [33 empty] | IIB | FUJ-2907-CSG-IXR-E-1
FUJ2960 | Site 10796 | NE | FUJ2960 | FUJ2960 | FUJL2960 |  | On air | On air | On Air |  | 2010 | Permanent | 25.0485 | 56.144 | Huawei | Outdoor | EITC Passive Infrastructure | Green Field | Outdoor Green field-du Owned- Light Pole |  | Green Field | 2G+3G+4G | DBS3900 | LTE-3CC | 2T2R | U2100 (F2) + U900 (F1+F2) | L800+L1800F1+L1800F2 |  | 7090100 | 12 |  |  |  | 2 | [33 empty] | IIB | FUJ-2960-CSG-IXR-E-1
FUJ2961 | Site 10797 | NE | FUJ2961 | FUJ2961 | FUJL2961 |  | On air | On air | On Air |  | 2010 | Permanent | 25.0257 | 56.157 | Huawei | Outdoor | EITC Passive Infrastructure | Green Field | Outdoor Green field-du Owned |  | Green Field | 2G+3G+4G | BTS3900A | LTE-3CC | 2T2R | U2100 (F2) + U900 (F1+F2) | L800+L1800F1+L1800F2 |  | 7090100 | 18 |  |  |  | 2 | [33 empty] | MW | 0
FUJ2962 | Site 10798 | NE | FUJ2962 | FUJ2962 | FUJL2962 |  | On air | On air | On Air |  | 2010 | Permanent | 25.017 | 56.1458 | Huawei | Outdoor | EITC Passive Infrastructure | Green Field | Outdoor Green field-du Owned- Light Pole |  | Green Field | 2G+3G+4G | BTS3900A | LTE-3CC | 2T2R | U2100 (F2) + U900 (F1+F2) | L800+L1800F1+L1800F2 |  | 7090100 | 12 |  |  |  | 2 | [33 empty] | IIB | FUJ-2962-CSG-IXR-E-1
FUJ2963 | Site 10799 | NE | FUJ2963 | FUJ2963 | FUJL2963 |  | On air | On air | On Air |  | 2010 | Permanent | 25.0182 | 56.1347 | Huawei | Outdoor | EITC Passive Infrastructure | Green Field | Outdoor Green field-du Owned- Light Pole |  | Green Field | 2G+3G+4G | BTS3900A | LTE-3CC | 2T2R | U2100 (F2) + U900 (F1+F2) | L800+L1800F1+L1800F2 |  | 7090100 | 9 |  |  |  | 3 | [33 empty] | IIB | FUJ-2963-CSG-SAR-X-1
FUJ2964 | Site 10800 | NE | FUJ2964 | FUJ2964 | FUJL2964 |  | On air | On air | On Air |  | 2010 | Permanent | 24.9943 | 56.1369 | Huawei | Outdoor | EITC Passive Infrastructure | Green Field | Outdoor Green field-du Owned- Light Pole |  | Green Field | 2G+3G+4G | BTS3900A | LTE-3CC | 2T2R | U2100 (F2) + U900 (F1+F2) | L800+L1800F1+L1800F2 |  | 7090200 | 9 |  |  |  | 2 | [33 empty] | IIB | FUJ-2964-CSG-SAR-X-1
FUJ2965 | Site 10801 | NE | FUJ2965 | FUJ2965 | FUJL2965 |  | On air | On air | On Air |  | 2010 | Permanent | 25.0086 | 56.1023 | Huawei | Outdoor | EITC Passive Infrastructure | Green Field | Outdoor Green field-du Owned- Light Pole |  | Green Field | 2G+3G+4G | DBS3900 | LTE-3CC | 2T2R | U2100 (F2) + U900 (F1+F2) | L800+L1800F1+L1800F2 |  | 7090300 | 9 |  |  |  | 2 | [33 empty] | IIB | FUJ-2965-CSG-SAR-X-1
FUJ2966 | Site 10802 | NE | FUJ2966 | FUJ2966 | FUJL2966 |  | On air | On air | On Air |  | 2010 | Permanent | 25.0313 | 56.0817 | Huawei | Outdoor | EITC Passive Infrastructure | Green Field | Outdoor Green field-du Owned- Light Pole |  | Green Field | 2G+3G+4G | BTS3900A | LTE-3CC | 2T2R | U2100 (F2) + U900 (F1+F2) | L800+L1800F1+L1800F2 |  | 7080900 | 9 |  |  |  | 2 | [33 empty] | IIB | FUJ-2966-CSG-SAR-X-1
FUJ2967 | Site 10803 | NE | FUJ2967 | FUJ2967 | FUJL2967 |  | On air | On air | On Air |  | 2010 | Permanent | 25.0762 | 56.048 | Huawei | Outdoor | EITC Passive Infrastructure | Green Field | Outdoor Green field-du Owned- Light Pole |  | Green Field | 2G+3G+4G | DBS3900 | LTE-3CC | 2T2R | U2100 (F2) + U900 (F1+F2) | L800+L1800F1+L1800F2 |  | 7080800 | 9 |  |  |  | 2 | [33 empty] | IIB | FUJ-2967-CSG-SAR-X-1
FUJ2968 | Site 10804 | NE | FUJ2968 | FUJ2968 | FUJL2968 | FUJNR2968 | On air | On air | On Air | On Air | 2012 | Permanent | 25.1745 | 56.351 | Huawei | Outdoor | EITC Passive Infrastructure | Roof Top | RT-du Owned |  | Roof Top | 2G+3G+4G+5G | BTS3900 | LTE-3CC | 2T2R | U2100 (F2) + U900 (F1+F2) | L800+L1800F1+L1800F2 | 1CC | 6000010 | 51 |  | 3 | N41 | 3 | 3 | [32 empty] | MW | 0
FUJ2969 | Site 10805 | NE | FUJ2969 | FUJ2969 | FUJL2969 | FUJNR2969 | On air | On air | On Air | On Air | 2010 | Permanent | 25.1548 | 56.1045 | Huawei | Outdoor | EITC Passive Infrastructure | Green Field | Outdoor Green field-du Owned |  | Green Field | 2G+3G+4G+5G | BTS3900 | LTE-3CC | 2T2R | U2100 (F2) + U900 (F1+F2) | L800+L1800F1+L1800F2 | 1CC | 7080500 | 38.5 |  | 3 | N41 | 3 | 3 | [32 empty] | IIB | FUJ-2969-CSG-SAR-X-1
FUJ2970 | Site 10806 | NE |  | FUJ2970 | FUJL2970 |  |  | On air | On Air |  | 2015 | Permanent | 25.2209 | 56.3378 | Huawei | Outdoor | Site Sharing | Site Share | Outdoor Site Sharing-Etisalat Owned |  | Site Share | 3G+4G | BTS3900A | LTE | 2T2R | U2100 (F2) + U900 (F1+F2) | L800 |  | 6000200 | 25 |  |  |  | 2 | [33 empty] | IIB | FUJ-2970-CSG-N540-LD-1
FUJ2971 | Site 10807 | NE | FUJ2971 | FUJ2971 | FUJL2971 |  | On air | On air | On Air |  | 2011 | Permanent | 25.111 | 56.2891 | Huawei | Outdoor | Site Sharing | Site Share | Outdoor Site Sharing-Etisalat Owned |  | Site Share | 2G+3G+4G | BTS3900A | LTE-4CC | 2T2R | U2100 (F2) + U900 (F1+F2) | L800+L1800F1+L1800F2+L2100 |  | 6000016 | 28.7 |  |  |  | 4 | [33 empty] | IIB | FUJ-2971-CSG-ASR920-LD-1
FUJ2974 | Site 10808 | NE |  | FUJ2974 | FUJL2974 |  |  | On air | On Air |  | 2016 | Permanent | 24.9685 | 56.1966 | Huawei | Outdoor | EITC Passive Infrastructure | Green Field | Outdoor Green field-du Owned |  | Green Field | 3G+4G | BTS3900A | LTE-3CC | 2T2R | U2100 (F2) + U900 (F1+F2) | L800+L1800F1+L1800F2 |  | 3000015 | 16.5 |  |  |  | 2 | [33 empty] | IIB | FUJ-2974-CSG-IXR-E-1
FUJ2995 | Site 10809 | NE | FUJ2995 | FUJ2995 | FUJL2995 |  | On air | On air | On Air |  | 2012 | Permanent | 25.2383 | 56.1063 | Huawei | Outdoor | EITC Passive Infrastructure | Green Field | Outdoor Green field-du Owned |  | Green Field | 2G+3G+4G | BTS3900 | LTE-4CC | 2T2R | U2100 (F2) + U900 (F1+F2) | L700+L800+L1800F1+L1800F2+L2100 |  | 6000100 | 38.7 |  |  |  | 3 | [33 empty] | IIB | FUJ-2995-CSG-IXR-E-1
FUJ2996 | Site 10810 | NE | FUJ2996 | FUJ2996 | FUJL2996 |  | On air | On air | On Air |  | 2011 | Permanent | 25.0788 | 56.2976 | Huawei | Outdoor | Site Sharing | Site Share | Outdoor Site Sharing-Etisalat Owned |  | Site Share | 2G+3G+4G | BTS3900A | LTE-4CC | 2T2R | U2100 (F2) + U900 (F1+F2) | L800+L1800F1+L1800F2+L2100 |  | 6000016 | 28.7 |  |  |  | 4 | [33 empty] | IIB | FUJ-2996-CSG-ASR920-LD-1
FUJ3047 | Site 10811 | NE |  | FUJ3047 | FUJL3047 | FUJNR3047 |  | On air | On Air | On Air | 2020 | Permanent | 24.7962 | 56.1228 | Huawei | Outdoor | Site Sharing | ET Capex | Outdoor Taawn-Etisalat Lead |  | ET Capex | 3G+4G+5G | BTS3900A | LTE-3CC | 2T2R | U2100 (F2) + U900 (F1+F2) | L700+L800+L1800F1+L1800F2 | 1CC | 9089100 | 30 |  | 3 | N41 | 3 | 3 | [32 empty] | IIB | Passive to FUJ-2433-SCSG-SR7-1
FUJ3051 | Site 10812 | NE |  | FUJ3051 | FUJL3051 |  |  | On air | On Air |  | 2010 | Permanent | 24.9104 | 56.0912 | Huawei | Outdoor | EITC Passive Infrastructure | Green Field | Outdoor Green field-du Owned |  | Green Field | 3G+4G | BTS3900A | LTE-3CC | 2T2R | U2100 (F2) + U900 (F1+F2) | L800+L1800F1+L1800F2 |  | 7090600 | 38.7 |  |  |  | 3 | [33 empty] | IIB | FUJ-3051-CSG-N540-LD-1
FUJ3052 | Site 10813 | NE | FUJ3052 | FUJ3052 | FUJL3052 | FUJNR3052 | On air | On air | On Air | On Air | 2010 | Permanent | 24.7842 | 56.1421 | Huawei | Outdoor | Site Sharing | Site Share | Outdoor Site Sharing-Etisalat Owned |  | Site Share | 2G+3G+4G+5G | BTS3900A | LTE-2CC | 2T2R | U2100 (F2) + U900 (F1+F2) | L800+L1800F1 | 1CC | 9089100 | 28.7 |  | 3 | N41 | 3 | 3 | [32 empty] | IIB | FUJ-3052-CSG-SAR-X-1
FUJ3053 | Site 10814 | NE |  | FUJ3053 | FUJL3053 |  |  | On air | On Air |  | 2021 | Permanent | 25.1064 | 56.202 | Huawei | Outdoor | Site Sharing | Site Share | Outdoor Site Sharing-Etisalat Owned |  | Site Share | 3G+4G | BTS3900A | LTE-3CC | 2T2R | U2100 (F2) + U900 (F1+F2) | L800+L1800F1+L1800F2 |  | 6000200 | 30 |  |  |  | 3 | [33 empty] | IIB | FUJ-3053-CSG-ASR920-LD-1
FUJ3054 | Site 10815 | NE | FUJ3054 | FUJ3054 | FUJL3054 |  | On air | On air | On Air |  | 2010 | Permanent | 24.9207 | 56.3224 | Huawei | Outdoor | EITC Passive Infrastructure | Green Field | Outdoor Green field-du Owned |  | Green Field | 2G+3G+4G | BTS3900 | LTE | 2T2R | U2100 (F2) + U900 (F1+F2) | L800 |  | 3000015 | 18.7 |  |  |  | 2 | [33 empty] | IIB | FUJ-3054-CSG-IXR-E-1
FUJ3056 | Site 10816 | NE |  | FUJ3056 | FUJL3056 |  |  | On air | On Air |  | 2015 | Permanent | 24.9148 | 56.1612 | Huawei | Outdoor | Site Sharing | Site Share | Outdoor Site Sharing-Etisalat Owned |  | Site Share | 3G+4G | BTS3900A | LTE-4CC | 2T2R | U2100 (F2) + U900 (F1+F2) | L800+L1800F1+L1800F2+L2100 |  | 7090600 | 40 |  |  |  | 3 | [33 empty] | IIB | FUJ-3056-CSG-SAR-X-1
FUJ3057 | Site 10817 | NE |  | FUJ3057 | FUJL3057 |  |  | On air | On Air |  | 2015 | Permanent | 25.0431 | 56.0062 | Huawei | Outdoor | EITC Passive Infrastructure | Green Field | Outdoor Green field-du Owned |  | Green Field | 3G+4G | BTS3900A | LTE-3CC | 2T2R | U2100 (F2) + U900 (F1+F2) | L800+L1800F1+L1800F2 |  | 7080900 | 60 |  |  |  | 4 | [33 empty] | MW | 0
FUJ3058 | Site 10818 | NE |  | FUJ3058 | FUJL3058 | FUJNR3058 |  | On air | On Air | On Air | 2017 | Permanent | 25.2712 | 56.175 | Huawei | Outdoor | EITC Passive Infrastructure | Green Field | Outdoor Green field-du Owned |  | Green Field | 3G+4G+5G | BTS3900A | LTE-3CC | 2T2R | U2100 (F2) + U900 (F1+F2) | L800+L1800F1+L1800F2 | 1CC | 7080201 | 55 |  | 3 | N41 | 4 | 3 | [32 empty] | IIB | FUJ-3058-CSG-IXR-E-1
FUJ3059 | Site 10819 | NE |  | FUJ3059 | FUJL3059 | FUJNR3059 |  | On air | On Air | On Air | 2015 | Permanent | 25.2621 | 56.3667 | Huawei | Outdoor | Site Sharing | Site Share | Outdoor Site Sharing-Etisalat Owned |  | Site Share | 3G+4G+5G | BTS3900A | LTE-4CC | 2T2R | U2100 (F2) + U900 (F1+F2) | L800+L1800F1+L1800F2+L2100 | 1CC | 6000006 | 45 |  | 3 | N41 | 4 | 3 | [32 empty] | iIB | FUJ-3059-CSG-SAR-X-1
FUJ3060 | Site 10820 | NE | FUJ3060 | FUJ3060 | FUJL3060 |  | On air | On air | On Air |  | 2010 | Permanent | 25.1465 | 56.2455 | Huawei | Outdoor | Site Sharing | Site Share | Outdoor Site Sharing-Etisalat Owned |  | Site Share | 2G+3G+4G | BTS3900A | LTE-3CC | 2T2R | U2100 (F2) + U900 (F1+F2) | L800+L1800F1+L1800F2 |  | 6000200 | 30 |  |  |  | 4 | [33 empty] | IIB | FUJ-3060-CSG-IXR-E-1
FUJ3061 | Site 10821 | NE | FUJ3061 | FUJ3061 | FUJL3061 |  | On air | On air | On Air |  | 2014 | Permanent | 25.0274 | 56.3175 | Huawei | Outdoor | Site Sharing | Site Share | Outdoor Site Sharing-Etisalat Owned |  | Site Share | 2G+3G+4G | BTS3900A | LTE-3CC | 2T2R | U2100 (F2) + U900 (F1+F2) | L800+L1800F1+L1800F2 |  | 6000200 | 25 |  |  |  | 4 | [33 empty] | MW | 0
FUJ3062 | Site 10822 | NE |  | FUJ3062 | FUJL3062 | FUJNR3062 |  | On air | On Air | On Air | 2023 | Permanent | 25.2911 | 56.2473 | Huawei | Outdoor | Site Sharing | Site Share | Outdoor Site Sharing-Etisalat Owned |  | Site Share | 3G+4G+5G | BTS3900A | LTE-4CC | 2T2R | U900 (F1+F2) | L800+L1800F1+L1800F2+L2100 | 1CC | 3000023 | 15 |  | 3 | N41 | 3 | 3 | [32 empty] | MW | 0
FUJ3063 | Site 10823 | NE |  | FUJ3063 | FUJL3063 |  |  | On air | On Air |  | 2016 | Permanent | 24.984 | 56.3604 | Huawei | Outdoor | EITC Passive Infrastructure | Roof Top | RT-du Owned |  | Roof Top | 3G+4G | BTS3900A | LTE | 2T2R | U2100 (F2) | L1800F1 |  | 3000025 | 15 |  |  |  | 3 | [33 empty] | IIB | FUJ-3063-CSG-IXR-E-1
FUJ3070 | Site 10824 | NE | FUJ3070 | FUJ3070 | FUJL3070 |  | On air | On air | On Air |  | 2010 | Permanent | 25.3232 | 56.173 | Huawei | Outdoor | EITC Passive Infrastructure | Roof Top | RT-du Owned |  | Roof Top | 2G+3G+4G | BTS3900A | LTE-3CC | 2T2R | U2100 (F2) + U900 (F1+F2) | L800+L1800F1+L1800F2 |  | 7080100 | 10 |  |  |  | 2 | [33 empty] | MW | 0
FUJ3071 | Site 10825 | NE | FUJ3071 | FUJ3071 | FUJL3071 | FUJNR3071 | On air | On air | On Air | On Air | 2010 | Permanent | 25.3249 | 56.1685 | Huawei | Outdoor | EITC Passive Infrastructure | Roof Top | RT-du Owned |  | Roof Top | 2G+3G+4G+5G | BTS3900A | LTE-4CC | 2T2R | U2100 (F2) + U900 (F1+F2) | L800+L1800F1+L1800F2+L2100 | 1CC | 7080100 | 20 |  | 3 | N41 | 3 | 3 | [32 empty] | MW | 0
FUJ3073 | Site 10826 | NE |  | FUJ3073 | FUJL3073 | FUJNR3073 |  | On air | On Air | On Air | 2016 | Permanent | 25.0253 | 56.363 | Huawei | Outdoor | EITC Passive Infrastructure | Green Field | Outdoor Green field-du Owned |  | Green Field | 3G+4G+5G | BTS3900A | LTE-3CC | 2T2R | U2100 (F2) + U900 (F1+F2) | L800+L1800F1+L1800F2 | 1CC | 3000025 | 33.5 |  | 3 | N41 | 3 | 3 | [32 empty] | MW | 0
FUJ3075 | Site 10827 | NE |  | FUJ3075 | FUJL3075 |  |  | On air | On Air |  | 2015 | Permanent | 25.2436 | 56.0639 | Huawei | Outdoor | EITC Passive Infrastructure | Green Field | Outdoor Green field-du Owned |  | Green Field | 3G+4G | BTS3900A | LTE-3CC | 2T2R | U2100 (F2) + U900 (F1+F2) | L800+L1800F1+L1800F2 |  | 6000100 | 45 |  |  |  | 3 | [33 empty] | IIB | FUJ-3075-CSG-N540-LD-1
FUJ3088 | Site 10828 | NE |  | FUJ3088 | FUJL3088 | FUJNR3088 |  | On air | On Air | On Air | 2019 | Permanent | 25.2638 | 56.3505 | Huawei | Outdoor | EITC Passive Infrastructure | Green Field | Outdoor Green field-du Owned |  | Green Field | 3G+4G+5G | BTS5900A | LTE-4CC | 2T2R | U2100 (F2) + U900 (F1+F2) | L800+L1800F1+L1800F2+L2100 | 1CC | 6000006 | 28.5 |  | 3 | N41 | 3 | 3 | [32 empty] | IIB | FUJ-3088-CSG-IXR-E-1
FUJ3208 | Site 10829 | NE |  | FUJ3208 | FUJL3208 | FUJNR3208 |  | On air | On Air | On Air | 2021 | Permanent | 25.2881 | 56.3506 | Huawei | Outdoor | EITC Passive Infrastructure | Green Field | Outdoor Green field-du Owned |  | Green Field | 3G+4G+5G | BTS3900A | LTE-4CC | 2T2R | U2100 (F2) + U900 (F1+F2) | L800+L1800F1+L1800F2+L2100 | 1CC | 6000006 | 18 |  | 3 | N41 | 3 | 3 | [32 empty] | IIB | FUj-3208-CSG-IXR-E-1
FUJ3213 | Site 10830 | NE |  | FUJ3213 | FUJL3213 | FUJNR3213 |  | On air | On Air | On Air | 2021 | Permanent | 25.2949 | 56.3534 | Huawei | Outdoor | EITC Passive Infrastructure | Green Field | Outdoor Taawn-du Lead |  | Green Field | 3G+4G+5G | BTS3900A | LTE-4CC | 2T2R | U2100 (F2) + U900 (F1+F2) | L800+L1800F1+L1800F2+L2100 | 1CC | 6000006 | 18 |  | 3 | N41 | 3 | 3 | [32 empty] | IIB | FUJ-3213-CSG-N540-LD-1
FUJ3227 | Site 10831 | NE |  | FUJ3227 | FUJL3227 |  |  | On air | On Air |  | 2014 | Permanent | 25.1551 | 56.3502 | Huawei | Outdoor | Site Sharing | Site Share | Outdoor Site Sharing-Etisalat Owned |  | Site Share | 3G+4G | BTS3900A | LTE | 2T2R | U2100 (F2) | L1800F1 |  | 6000013 | 25 |  |  |  | 3 | [33 empty] | IIB | FUJ-3227-CSG-SAR-X-1
FUJ3228 | Site 10832 | NE |  | FUJ3228 | FUJL3228 |  |  | On air | On Air |  | 2013 | Permanent | 24.8089 | 56.0575 | Huawei | Outdoor | EITC Passive Infrastructure | Green Field | Outdoor Green field-du Owned |  | Green Field | 3G+4G | BTS3900A | LTE-2CC | 2T2R | U2100 (F2) + U900 (F1+F2) | L800+L1800F1 |  | 4100000 | 28.7 |  |  |  | 4 | [33 empty] | IIB | FUJ-3228-CSG-IXR-E-1
FUJ3231 | Site 10833 | NE |  | FUJ3231 | FUJL3231 | FUJNR3231 |  | On air | On Air | On Air | 2012 | Permanent | 25.0334 | 56.346 | Huawei | Outdoor | Site Sharing | Site Share | Outdoor Site Sharing-Etisalat Owned |  | Site Share | 3G+4G+5G | BTS3900 | LTE-4CC | 2T2R | U900 (F1+F2) | L800+L1800F1+L1800F2+L2100 | 1CC | 3000014 | 30 |  | 3 | N41 | 3 | 3 | [32 empty] | IIB | FUJ-3231-CSG-SAR-X-1
FUJ3233 | Site 10834 | NE | FUJ3233 | FUJ3233 | FUJL3233 | FUJNR3233 | On air | On air | On Air | On Air | 2013 | Permanent | 24.8383 | 56.057 | Huawei | Outdoor | EITC Passive Infrastructure | Green Field | Outdoor Green field-du Owned |  | Green Field | 2G+3G+4G+5G | BTS3900A | LTE | 2T2R | U2100 (F2) + U900 (F1+F2) | L800 | 1CC | 4100000 | 30 |  | 3 | N41 | 3 | 3 | [32 empty] | MW | 0
FUJ3237 | Site 10835 | NE |  | FUJ3237 | FUJL3237 | FUJNR3237 |  | On air | On Air | On Air | 2015 | Permanent | 25.1054 | 56.0372 | Huawei | Outdoor | EITC Passive Infrastructure | Green Field | Outdoor Green field-du Owned |  | Green Field | 3G+4G+5G | BTS3900A | LTE-3CC | 2T2R | U2100 (F2) + U900 (F1+F2) | L700+L800+L1800F1+L1800F2 | 1CC | 7080800 | 30 |  | 3 | N41 | 3 | 3 | [32 empty] | IIB | FUJ-3237-CSG-N540-LD-1
FUJ3261 | Site 10836 | NE | FUJ3261 | FUJ3261 | FUJL3261 |  | On air | On air | On Air |  | 2010 | Permanent | 25.3048 | 56.0665 | Huawei | Outdoor | EITC Passive Infrastructure | Green Field | Outdoor Green field-du Owned |  | Green Field | 2G+3G+4G | BTS3900 | LTE-3CC | 2T2R | U2100 (F2) + U900 (F1+F2) | L800+L1800F1+L1800F2 |  | 6000100 | 40 |  |  |  | 3 | [33 empty] | IIB | FUJ-3261-CSG-IXR-E-1
FUJ3262 | Site 10837 | NE |  | FUJ3262 | FUJL3262 |  |  | On air | On Air |  | 2021 | Permanent | 24.8937 | 56.0899 | Huawei | Outdoor | EITC Passive Infrastructure | Green Field | Outdoor Taawn-du Lead |  | Green Field | 3G+4G | BTS3900A | LTE-4CC | 2T2R | U2100 (F2) + U900 (F1+F2) | L800+L1800F1+L1800F2+L2100 |  | 7090600 | 35 |  |  |  | 3 | [33 empty] | MW | 0
FUJ3263 | Site 10838 | NE | FUJ3263 | FUJ3263 | FUJL3263 |  | On air | On air | On Air |  | 2010 | Permanent | 25.0791 | 56.0262 | Huawei | Outdoor | EITC Passive Infrastructure | Green Field | Outdoor Green field-du Owned |  | Green Field | 2G+3G+4G | BTS3900 | LTE-3CC | 2T2R | U2100 (F2) + U900 (F1+F2) | L800+L1800F1+L1800F2 |  | 7080900 | 40 |  |  |  | 4 | [33 empty] | MW | 0
FUJ3264 | Site 10839 | NE | FUJ3264 | FUJ3264 | FUJL3264 | FUJNR3264 | On air | On air | On Air | On Air | 2010 | Permanent | 25.1584 | 56.1907 | Huawei | Outdoor | EITC Passive Infrastructure | Green Field | Outdoor Green field-du Owned- Light Pole |  | Green Field | 2G+3G+4G+5G | BTS3900A | LTE | 2T2R | U2100 (F2) + U900 (F1+F2) | L800 | 1CC | 6000200 | 12 |  | 2 | N41 | 3 | 2 | [32 empty] | IIB | FUJ-3264-CSG-SAR-X-1
FUJ3267 | Site 10840 | NE |  | FUJ3267 | FUJL3267 | FUJNR3267 |  | On air | On Air | On Air | 2010 | Permanent | 25.1352 | 56.3535 | Huawei | Outdoor | EITC Passive Infrastructure | Roof Top | RT-du Owned |  | Roof Top | 3G+4G+5G | BTS3900A | LTE-4CC | 2T2R | U2100 (F2) + U900 (F1+F2) | L800+L1800F1+L1800F2+L2100 | 2CC | 6000013 | 32 |  | 3 | N78 | 3 | 3 | [32 empty] | IIB | FUJ-3267-CSG-SAR-X-1
FUJ3269 | Site 10841 | NE | FUJ3269 | FUJ3269 | FUJL3269 | FUJNR3269 | On air | On air | On Air | On Air | 2010 | Permanent | 25.0376 | 56.358 | Huawei | Outdoor | EITC Passive Infrastructure | Green Field | Outdoor Green field-du Owned |  | Green Field | 2G+3G+4G+5G | BTS3900A | LTE-4CC | 2T2R | U2100 (F2) + U900 (F1+F2) | L800+L1800F1+L1800F2+L2100 | 1CC | 3000013 | 30 |  | 3 | N41 | 3 | 3 | [32 empty] | IIB | FUJ-3269-CSG-ASR920-LD-1
FUJ3270 | Site 10842 | NE | FUJ3270 | FUJ3270 | FUJL3270 | FUJNR3270 | On air | On air | On Air | On Air | 2018 | Permanent | 24.8481 | 56.0552 | Huawei | Outdoor | Site Sharing | Site Share | Outdoor Site Sharing-Etisalat Owned |  | Site Share | 2G+3G+4G+5G | BTS3900A | LTE | 2T2R | U2100 (F2) + U900 (F1+F2) | L800 | 1CC | 4100000 | 30 |  | 3 | N41 | 3 | 3 | [32 empty] | IIB | FUJ-3270-CSG-IXR-E-1
FUJ3271 | Site 10843 | NE |  | FUJ3271 | FUJL3271 | FUJNR3271 |  | On air | On Air | On Air | 2015 | Permanent | 24.8611 | 56.0667 | Huawei | Outdoor | EITC Passive Infrastructure | Green Field | Outdoor Green field-du Owned |  | Green Field | 3G+4G+5G | BTS3900A | LTE-2CC | 2T2R | U2100 (F2) + U900 (F1+F2) | L800+L1800F1 | 1CC | 4100000 | 43.5 |  | 2 | N41 | 2 | 2 | [32 empty] | IIB | FUJ-3271-CSG-N540-LD-1
FUJ3272 | Site 10844 | NE |  | FUJ3272 | FUJL3272 | FUJNR3272 |  | On air | On Air | On Air | 2015 | Permanent | 24.8648 | 56.0859 | Huawei | Outdoor | EITC Passive Infrastructure | Green Field | Outdoor Green field-du Owned |  | Green Field | 3G+4G+5G | BTS3900A | LTE | 2T2R | U2100 (F2) + U900 (F1+F2) | L800 | 1CC | 9089100 | 43.5 |  | 2 | N41 | 2 | 2 | [32 empty] | IIB | FUJ-3272-CSG-SAR-X-1
FUJ3273 | Site 10845 | NE |  | FUJ3273 | FUJL3273 | FUJNR3273 |  | On air | On Air | On Air | 2015 | Permanent | 24.8837 | 56.0942 | Huawei | Outdoor | EITC Passive Infrastructure | Green Field | Outdoor Green field-du Owned |  | Green Field | 3G+4G+5G | BTS3900A | LTE | 2T2R | U2100 (F2) + U900 (F1+F2) | L800 | 1CC | 7090600 | 38.5 |  | 3 | N41 | 3 | 3 | [32 empty] | IIB | FUJ-3273-CSG-SAR-X-1
FUJ3274 | Site 10846 | NE |  | FUJ3274 | FUJL3274 |  |  | On air | On Air |  | 2021 | Permanent | 25.1598 | 56.2542 | Huawei | Outdoor | EITC Passive Infrastructure | Green Field | Outdoor Green field-du Owned |  | Green Field | 3G+4G | BTS3900A | LTE-4CC | 2T2R | U2100 (F2) + U900 (F1+F2) | L800+L1800F1+L1800F2+L2100 |  | 6000200 | 38 |  |  |  | 3 | [33 empty] | MW | 0
FUJ3275 | Site 10847 | NE |  | FUJ3275 | FUJL3275 | FUJNR3275 |  | On air | On Air | On Air | 2016 | Permanent | 25.2861 | 56.3543 | Huawei | Outdoor | EITC Passive Infrastructure | Roof Top | RT-du Owned |  | Roof Top | 3G+4G+5G | BTS3900A | LTE-2CC | 2T2R | U2100 (F2) + U900 (F1+F2) | L800+L1800F1 | 1CC | 6000006 | 8 |  | 2 | N41 | 2 | 2 | [32 empty] | IIB | FUJ-3275-CSG-IXR-E-1
FUJ3276 | Site 10848 | NE | FUJ3276 | FUJ3276 | FUJL3276 | FUJNR3276 | On air | On air | On Air | On Air | 2013 | Permanent | 25.2727 | 56.3586 | Huawei | Outdoor | EITC Passive Infrastructure | Roof Top | RT-du Owned |  | Roof Top | 2G+3G+4G+5G | BTS3900A | LTE-3CC | 2T2R | U2100 (F2) + U900 (F1+F2) | L800+L1800F1+L1800F2 | 1CC | 6000006 | 17.7 |  | 3 | N41 | 3 | 3 | [32 empty] | IIB | FUJ-3276-CSG-IXR-E-1
FUJ3277 | Site 10849 | NE | FUJ3277 | FUJ3277 | FUJL3277 |  | On air | On air | On Air |  | 2010 | Permanent | 25.0928 | 56.2993 | Huawei | Outdoor | Site Sharing | Site Share | Outdoor Site Sharing-Etisalat Owned |  | Site Share | 2G+3G+4G | BTS3900A | LTE-4CC | 2T2R | U2100 (F2) + U900 (F1+F2) | L800+L1800F1+L1800F2+L2100 |  | 6000016 | 25 |  |  |  | 3 | [33 empty] | IIB | FUJ-3277-CSG-ASR920-LD-1
FUJ3278A | Site 10850 | NE |  | FUJ3278A |  |  |  | On air |  |  | 2017 | Permanent | 25.2713 | 56.0525 | Huawei | Small Cells | EITC Passive Infrastructure | Green Field | Outdoor Green field-du Owned- Small Cells |  | Green Field | 3G | BTS3911E | - | - | U2100 (F2) | - | - | 6000100 | 9 |  |  |  | 1 | [33 empty] | IIB | FUJ-3278A-CSG-N540-LD-1
FUJ3278B | Site 10851 | NE |  | FUJ3278B |  |  |  | On air |  |  | 2017 | Permanent | 25.2713 | 56.0525 | Huawei | Small Cells | EITC Passive Infrastructure | Green Field | Outdoor Green field-du Owned- Small Cells |  | Green Field | 3G | BTS3911E | - | - | U2100 (F2) | - | - | 6000100 | 9 |  |  |  | 1 | [33 empty] | mw | 0
FUJ3278C | Site 10852 | NE |  | FUJ3278C |  |  |  | On air |  |  | 2017 | Permanent | 25.2713 | 56.0525 | Huawei | Small Cells | EITC Passive Infrastructure | Green Field | Outdoor Green field-du Owned- Small Cells |  | Green Field | 3G | BTS3911E | - | - | U2100 (F2) | - | - | 6000100 | 9 |  |  |  | 1 | [33 empty] | mw | 0
FUJ3279 | Site 10853 | NE | FUJ3279 | FUJ3279 | FUJL3279 |  | On air | On air | On Air |  | 2015 | Permanent | 25.0054 | 56.3346 | Huawei | Outdoor | Site Sharing | Site Share | Outdoor Site Sharing-Etisalat Owned |  | Site Share | 2G+3G+4G | BTS3900A | LTE | 2T2R | U2100 (F2) + U900 (F1+F2) | L800 |  | 3000025 | 45 |  |  |  | 3 | [33 empty] | IIB | FUJ-3279-CSG-IXR-E-1
FUJ3394 | Site 10854 | NE |  | FUJ3394 | FUJL3394 | FUJNR3394 |  | On air | On Air | On Air | 2016 | Permanent | 25.2449 | 56.3399 | Huawei | Outdoor | EITC Passive Infrastructure | Green Field | Outdoor Green field-du Owned |  | Green Field | 3G+4G+5G | BTS3900A | LTE-3CC | 2T2R | U2100 (F2) + U900 (F1+F2) | L800+L1800F1+L1800F2 | 1CC | 6000006 | 28.5 |  | 3 | N41 | 3 | 3 | [32 empty] | IIB | FUJ-3394-CSG-IXR-E-1
FUJ3395 | Site 10855 | NE |  | FUJ3395 | FUJL3395 |  |  | On air | On Air |  | 2014 | Permanent | 24.8573 | 56.0581 | Huawei | Outdoor | EITC Passive Infrastructure | Green Field | Outdoor Green field-du Owned |  | Green Field | 3G+4G | BTS3900 | LTE-4CC | 2T2R | U2100 (F2) + U900 (F1+F2) | L800+L1800F1+L1800F2+L2100 |  | 4100000 | 30 |  |  |  | 3 | [33 empty] | IIB | FUJ-3395-CSG-IXR-E-1
FUJ3396 | Site 10856 | NE | FUJ3396 | FUJ3396 | FUJL3396 |  | On air | On air | On Air |  | 2014 | Permanent | 24.806 | 56.2017 | Huawei | Outdoor | Site Sharing | Site Share | Outdoor Site Sharing-Etisalat Owned |  | Site Share | 2G+3G+4G | BTS3900A | LTE | 2T2R | U2100 (F2) | L1800F1 |  | 9089100 | 28.5 |  |  |  | 3 | [33 empty] | MW | 0
FUJ3397 | Site 10857 | NE |  | FUJ3397 | FUJL3397 | FUJNR3397 |  | On air | On Air | On Air | 2018 | Permanent | 24.8441 | 56.0425 | Huawei | Outdoor | EITC Passive Infrastructure | Green Field | Outdoor Green field-du Owned |  | Green Field | 3G+4G+5G | BTS3900A | LTE-3CC | 2T2R | U2100 (F2) + U900 (F1+F2) | L800+L1800F1+L1800F2 | 1CC | 4100000 | 28.5 |  | 3 | N41 | 3 | 3 | [32 empty] | IIB | FUJ-3397-CSG-IXR-E-1
FUJ3399 | Site 10858 | NE |  | FUJ3399 | FUJL3399 | FUJNR3399 |  | On air | On Air | On Air | 2018 | Permanent | 24.7734 | 56.1654 | Huawei | Outdoor | Site Sharing | Site Share | Outdoor Site Sharing-Etisalat Owned |  | Site Share | 3G+4G+5G | BTS3900A | LTE | 2T2R | U2100 (F2) + U900 (F1+F2) | L1800F1 | 1CC | 9089100 | 30 |  | 3 | N41 | 3 | 3 | [32 empty] | IIB | FUJ-3399-CSG-SAR-X-1
FUJ3400 | Site 10859 | NE |  | FUJ3400 | FUJL3400 | FUJNR3400 |  | On air | On Air | On Air | 2015 | Permanent | 24.961 | 56.1058 | Huawei | Outdoor | EITC Passive Infrastructure | Green Field | Outdoor Green field-du Owned |  | Green Field | 3G+4G+5G | BTS3900A | LTE-3CC | 2T2R | U2100 (F2) + U900 (F1+F2) | L800+L1800F1+L1800F2 | 1CC | 7090300 | 28.5 |  | 3 | N41 | 3 | 3 | [32 empty] | IIB | FUJ-3400-CSG-SAR-X-1
FUJ3401 | Site 10860 | NE |  | FUJ3401 | FUJL3401 | FUJNR3401 |  | On air | On Air | On Air | 2015 | Permanent | 24.9374 | 56.1001 | Huawei | Outdoor | EITC Passive Infrastructure | Green Field | Outdoor Green field-du Owned |  | Green Field | 3G+4G+5G | BTS3900A | LTE | 2T2R | U2100 (F2) + U900 (F1+F2) | L800 | 1CC | 7090600 | 43.5 |  | 2 | N41 | 2 | 2 | [32 empty] | IIB | FUJ-3401-CSG-N540-LD-1
FUJ3403 | Site 10861 | NE |  | FUJ3403 | FUJL3403 |  |  | On air | On Air |  | 2016 | Permanent | 25.154 | 56.242 | Huawei | Outdoor | EITC Passive Infrastructure | Green Field | Outdoor Green field-du Owned |  | Green Field | 3G+4G | BTS3900A | LTE | 2T2R | U2100 (F2) + U900 (F1+F2) | L800 |  | 6000200 | 28.5 |  |  |  | 3 | [33 empty] | MW | 0
FUJ3404 | Site 10862 | NE |  | FUJ3404 | FUJL3404 | FUJNR3404 |  | On air | On Air | On Air | 2015 | Permanent | 24.8255 | 56.0363 | Huawei | Outdoor | EITC Passive Infrastructure | Green Field | Outdoor Green field-du Owned |  | Green Field | 3G+4G+5G | BTS3900A | LTE-2CC | 2T2R | U2100 (F2) + U900 (F1+F2) | L800+L1800F1 | 1CC | 4100000 | 28.5 |  | 3 | N41 | 3 | 3 | [32 empty] | IIB | FUJ-3404-CSG-IXR-E-1
FUJ3405 | Site 10863 | NE |  | FUJ3405 | FUJL3405 | FUJNR3405 |  | On air | On Air | On Air | 2016 | Permanent | 24.8078 | 56.1138 | Huawei | Outdoor | EITC Passive Infrastructure | Green Field | Outdoor Green field-du Owned |  | Green Field | 3G+4G+5G | BTS3900 | LTE-4CC | 2T2R | U2100 (F2) + U900 (F1+F2) | L800+L1800F1+L1800F2+L2100 | 1CC | 9089100 | 38.5 |  | 3 | N41 | 3 | 3 | [32 empty] | IIB | FUJ-3405-CSG-SAR-X-1
FUJ3406 | Site 10864 | NE |  | FUJ3406 | FUJL3406 |  |  | On air | On Air |  | 2016 | Permanent | 25.1426 | 56.2745 | Huawei | Outdoor | Site Sharing | Site Share | Outdoor Site Sharing-Etisalat Owned |  | Site Share | 3G+4G | BTS3900A | LTE-4CC | 2T2R | U2100 (F2) + U900 (F1+F2) | L800+L1800F1+L1800F2+L2100 |  | 6000200 | 60.5 |  |  |  | 3 | [33 empty] | IIB | FUJ-3406-CSG-SAR-X-1
FUJ3407 | Site 10865 | NE |  | FUJ3407 | FUJL3407 |  |  | On air | On Air |  | 2016 | Permanent | 25.1666 | 56.2855 | Huawei | Outdoor | Site Sharing | Site Share | Outdoor Site Sharing-Etisalat Owned |  | Site Share | 3G+4G | BTS3900A | LTE | 2T2R | U2100 (F2) + U900 (F1+F2) | L800 |  | 6000200 | 30 |  |  |  | 2 | [33 empty] | MW | 0
FUJ3408 | Site 10866 | NE |  | FUJ3408 | FUJL3408 |  |  | On air | On Air |  | 2018 | Permanent | 25.1809 | 56.2985 | Huawei | Outdoor | Site Sharing | Site Share | Outdoor Site Sharing-Etisalat Owned |  | Site Share | 3G+4G | BTS3900A | LTE | 2T2R | U2100 (F2) + U900 (F1+F2) | L800 |  | 6000200 | 28.5 |  |  |  | 2 | [33 empty] | IIB | FUJ-3408-CSG-ASR920-LD-1
FUJ3409 | Site 10867 | NE |  | FUJ3409 | FUJL3409 |  |  | On air | On Air |  | 2016 | Permanent | 25.174 | 56.3108 | Huawei | Outdoor | Site Sharing | Site Share | Outdoor Site Sharing-Etisalat Owned |  | Site Share | 3G+4G | BTS3900A | LTE | 2T2R | U2100 (F2) + U900 (F1+F2) | L800 |  | 6000200 | 30 |  |  |  | 2 | [33 empty] | MW | 0
FUJ3561 | Site 10868 | NE |  | FUJ3561 | FUJL3561 |  |  | On air | On Air |  | 2017 | Permanent | 24.8825 | 56.0031 | Huawei | Outdoor | EITC Passive Infrastructure | Green Field | Outdoor Green field-du Owned |  | Green Field | 3G+4G | BTS3900A | LTE | 2T2R | U2100 (F2) + U900 (F1+F2) | L1800F1 |  | 4100000 | 25 |  |  |  | 5 | [33 empty] | IIB | FUJ-3561-CSG-N540-LD-1
FUJ3562 | Site 10869 | NE |  | FUJ3562 | FUJL3562 |  |  | On air | On Air |  | 2015 | Permanent | 25.1875 | 56.234 | Huawei | Outdoor | Site Sharing | Site Share | Outdoor Site Sharing-Etisalat Owned |  | Site Share | 3G+4G | BTS3900 | LTE-3CC | 2T2R | U2100 (F2) + U900 (F1+F2) | L800+L1800F1+L1800F2 |  | 6000200 | 30 |  |  |  | 4 | [33 empty] | IIB | FUJ-3562-CSG-IXR-E-1
FUJ3564 | Site 10870 | NE |  | FUJ3564 | FUJL3564 | FUJNR3564 |  | On air | On Air | On Air | 2015 | Permanent | 25.2792 | 56.3604 | Huawei | Outdoor | Site Sharing | Site Share | Outdoor Site Sharing-Etisalat Owned |  | Site Share | 3G+4G+5G | BTS3900 | LTE-4CC | 4T4R | U2100 (F2) + U900 (F1+F2) | L800+L1800F1+L1800F2+L2100 | 1CC | 6000006 | 25 |  | 3 | N41 | 4 | 3 | [32 empty] | IIB | FUJ-3564-CSG-IXR-E-1
FUJ3565 | Site 10871 | NE |  | FUJ3565 | FUJL3565 |  |  | On air | On Air |  | 2016 | Permanent | 25.054 | 56.2756 | Huawei | Outdoor | EITC Passive Infrastructure | Green Field | Outdoor Green field-du Owned |  | Green Field | 3G+4G | BTS3900A | LTE-3CC | 2T2R | U2100 (F2) + U900 (F1+F2) | L700+L800+L1800F1+L1800F2 |  | 6000200 | 17.5 |  |  |  | 3 | [33 empty] | MW | 0
FUJ3568 | Site 10872 | NE |  | FUJ3568 | FUJL3568 | FUJNR3568 |  | On air | On Air | On Air | 2019 | Permanent | 25.2259 | 56.0928 | Huawei | Outdoor | EITC Passive Infrastructure | Green Field | Outdoor Green field-du Owned |  | Green Field | 3G+4G+5G | BTS3900A | LTE-3CC | 2T2R | U2100 (F2) + U900 (F1+F2) | L800+L1800F1+L1800F2 | 1CC | 7080300 | 35 |  | 2 | N41 | 2 | 2 | [32 empty] | IIB | FUJ-3568-CSG-N540-LD-1
FUJ3569 | Site 10873 | NE |  | FUJ3569 | FUJL3569 |  |  | On air | On Air |  | 2016 | Permanent | 25.2919 | 56.3519 | Huawei | Outdoor | Site Sharing | Site Share | Outdoor Site Sharing-Etisalat Owned |  | Site Share | 3G+4G | BTS3900A | LTE | 2T2R | U2100 (F2) | L1800F1 |  | 6000006 | 15.5 |  |  |  | 3 | [33 empty] | IIB | FUJ-3569-CSG-IXR-E-1
FUJ3570 | Site 10874 | NE |  | FUJ3570 | FUJL3570 |  |  | On air | On Air |  | 2023 | Permanent | 25.2719 | 56.2841 | Huawei | Outdoor | Site Sharing | Site Share | Outdoor Site Sharing-Etisalat Owned |  | Site Share | 3G+4G | BTS3900A | LTE-4CC | 2T2R | U900 (F1+F2) | L800+L1800F1+L1800F2+L2100 |  | 3000023 | 35 |  |  |  | 3 | [33 empty] | MW | 0
FUJ3571A | Site 10875 | NE |  | FUJ3571A |  |  |  | On air |  |  | 2017 | Permanent | 25.0821 | 56.2385 | Huawei | Small Cells | EITC Passive Infrastructure | Green Field | Outdoor Green field-du Owned- Small Cells |  | Green Field | 3G | BTS3911E | - | - | U2100 (F2) | - | - | 6000200 | 6 |  |  |  | 1 | [33 empty] | MW | 0
FUJ3571B | Site 10876 | NE |  | FUJ3571B |  |  |  | On air |  |  | 2017 | Permanent | 25.0821 | 56.2385 | Huawei | Small Cells | EITC Passive Infrastructure | Green Field | Outdoor Green field-du Owned- Small Cells |  | Green Field | 3G | BTS3911E | - | - | U2100 (F2) | - | - | 6000200 | 6 |  |  |  | 1 | [33 empty] | MW | 0
FUJ3571C | Site 10877 | NE |  | FUJ3571C |  |  |  | On air |  |  | 2017 | Permanent | 25.0821 | 56.2385 | Huawei | Small Cells | EITC Passive Infrastructure | Green Field | Outdoor Green field-du Owned- Small Cells |  | Green Field | 3G | BTS3911E | - | - | U2100 (F2) | - | - | 6000200 | 6 |  |  |  | 1 | [33 empty] | MW | 0
FUJ3572 | Site 10878 | NE |  | FUJ3572 | FUJL3572 | FUJNR3572 |  | On air | On Air | On Air | 2016 | Permanent | 25.1181 | 56.3482 | Huawei | Outdoor | EITC Passive Infrastructure | Green Field | Outdoor Green field-du Owned |  | Green Field | 3G+4G+5G | BTS3900A | LTE-4CC | 2T2R | U2100 (F2) + U900 (F1+F2) | L800+L1800F1+L1800F2+L2100 | 2CC | 6080901 | 28.5 |  | 3 | N78 | 3 | 3 | [32 empty] | IIB | FUJ-3572-CSG-SAR-X-1
FUJ3574 | Site 10879 | NE |  | FUJ3574 | FUJL3574 | FUJNR3574 |  | On air | On Air | On Air | 2019 | Permanent | 25.2189 | 56.0219 | Huawei | Outdoor | EITC Passive Infrastructure | Green Field | Outdoor Taawn-du Lead |  | Green Field | 3G+4G+5G | BTS3900A | LTE-3CC | 2T2R | U2100 (F2) + U900 (F1+F2) | L800+L1800F1+L1800F2 | 1CC | 7080400 | 35 |  | 2 | N41 | 2 | 2 | [32 empty] | IIB | FUJ-3574-CSG-N540-LD-1
FUJ3604 | Site 10880 | NE |  | FUJ3604 | FUJL3604 | FUJNR3604 |  | On air | On Air | On Air | 2020 | Permanent | 25.0968 | 55.9935 | Huawei | Outdoor | EITC Passive Infrastructure | Green Field | Outdoor Taawn-du Lead |  | Green Field | 3G+4G+5G | BTS3900A | LTE-3CC | 2T2R | U2100 (F2) + U900 (F1+F2) | L700+L800+L1800F1+L1800F2 | 1CC | 7080900 | 38 |  | 3 | N41 | 3 | 3 | [32 empty] | IIB | FUJ-3604-CSG-N540-LD-1
FUJ3634 | Site 10881 | NE |  | FUJ3634 | FUJL3634 | FUJNR3634 |  | On air | On Air | On Air | 2016 | Permanent | 25.1226 | 56.3288 | Huawei | Outdoor | EITC Passive Infrastructure | Roof Top | RT-du Owned |  | Roof Top | 3G+4G+5G | BTS3900A | LTE-4CC | 2T2R | U2100 (F2) + U900 (F1+F2) | L800+L1800F1+L1800F2+L2100 | 2CC | 6081203 | 19.5 |  | 3 | N78 | 3 | 3 | [32 empty] | IIB | FUJ-3634-CSG-SAR-X-1
FUJ3636 | Site 10882 | NE |  | FUJ3636 | FUJL3636 | FUJNR3636 |  | On air | On Air | On Air | 2020 | Permanent | 25.1395 | 56.3166 | Huawei | Outdoor | Site Sharing | ET Capex | Outdoor Taawn-Etisalat Lead |  | ET Capex | 3G+4G+5G | BTS3900A | LTE-3CC | 2T2R | U900 (F1+F2) | L800+L1800F1+L1800F2 | 1CC | 6000200 | 35 |  | 3 | N41 | 3 | 3 | [32 empty] | IIB | FUJ-3636-CSG-N540-LD-1
FUJ3637 | Site 10883 | NE |  | FUJ3637 | FUJL3637 | FUJNR3637 |  | On air | On Air | On Air | 2017 | Permanent | 25.1277 | 56.3308 | Huawei | Outdoor | Site Sharing | Site Share | Outdoor Site Sharing-Etisalat Owned |  | Site Share | 3G+4G+5G | BTS3900A | LTE-4CC | 4T4R | U2100 (F2) + U900 (F1+F2) | L800+L1800F1+L1800F2+L2100 | 2CC | 6081201 | 30 |  | 3 | N78 | 3 | 3 | [32 empty] | IIB | FUJ-3637-CSG-SAR-X-1
FUJ3639 | Site 10884 | NE |  | FUJ3639 | FUJL3639 |  |  | On air | On Air |  | 2017 | Permanent | 25.2922 | 56.1208 | Huawei | Outdoor | Site Sharing | Site share_ETI Plot | Outdoor Site Sharing-Etisalat Owned |  | Site share_ETI Plot | 3G+4G | BTS3900A | LTE-4CC | 2T2R | U2100 (F2) + U900 (F1+F2) | L800+L1800F1+L1800F2+L2100 |  | 6000017 | 10.5 |  |  |  | 3 | [33 empty] | IIB | FUJ-3639-CSG-SAR-X-1
FUJ3640 | Site 10885 | NE |  | FUJ3640 | FUJL3640 | FUJNR3640 |  | On air | On Air | On Air | 2017 | Permanent | 25.037 | 56.3075 | Huawei | Outdoor | EITC Passive Infrastructure | Green Field | Outdoor Green field-du Owned |  | Green Field | 3G+4G+5G | BTS3900A | LTE-3CC | 2T2R | U2100 (F2) + U900 (F1+F2) | L800+L1800F1+L1800F2 | 1CC | 6000200 | 38.5 |  | 3 | N41 | 3 | 3 | [32 empty] | IIB | FUJ-3640-CSG-N540-LD-1
FUJ3641 | Site 10886 | NE |  | FUJ3641 | FUJL3641 | FUJNR3641 |  | On air | On Air | On Air | 2017 | Permanent | 25.0289 | 56.3296 | Huawei | Outdoor | EITC Passive Infrastructure | Green Field | Outdoor Green field-du Owned |  | Green Field | 3G+4G+5G | BTS3900A | LTE-2CC | 2T2R | U2100 (F2) + U900 (F1+F2) | L800+L1800F1 | 1CC | 3000025 | 28.5 |  | 3 | N41 | 3 | 3 | [32 empty] | IIB | FUJ-3641-CSG-IXR-E-1
FUJ3642 | Site 10887 | NE |  | FUJ3642 | FUJL3642 |  |  | On air | On Air |  | 2017 | Permanent | 25.0179 | 56.3252 | Huawei | Outdoor | Site Sharing | Site Share | Outdoor Site Sharing-Etisalat Owned |  | Site Share | 3G+4G | BTS3900A | LTE-2CC | 2T2R | U2100 (F2) + U900 (F1+F2) | L800+L1800F1 |  | 3000025 | 25 |  |  |  | 3 | [33 empty] | IIB | FUJ-3642-CSG-SAR-X-1
FUJ3701 | Site 10888 | NE |  | FUJ3701 | FUJL3701 | FUJNR3701 |  | On air | On Air | On Air | 2017 | Permanent | 25.0126 | 56.3245 | Huawei | Outdoor | EITC Passive Infrastructure | Green Field | Outdoor Green field-du Owned |  | Green Field | 3G+4G+5G | BTS3900A | LTE-2CC | 2T2R | U2100 (F2) + U900 (F1+F2) | L800+L1800F1 | 1CC | 3000025 | 28.5 |  | 3 | N41 | 3 | 3 | [32 empty] | IIB | FUJ-3701-CSG-SAR-X-1
FUJ3703 | Site 10889 | NE |  | FUJ3703 | FUJL3703 | FUJNR3703 |  | On air | On Air | On Air | 2017 | Permanent | 24.9973 | 56.3252 | Huawei | Outdoor | EITC Passive Infrastructure | Green Field | Outdoor Green field-du Owned |  | Green Field | 3G+4G+5G | BTS3900A | LTE | 2T2R | U2100 (F2) + U900 (F1+F2) | L800 | 1CC | 3000025 | 33.5 |  | 3 | N41 | 3 | 3 | [32 empty] | IIB | FUJ-3703-CSG-SAR-X-1
FUJ3704 | Site 10890 | NE |  | FUJ3704 | FUJL3704 |  |  | On air | On Air |  | 2016 | Permanent | 25.0232 | 56.3378 | Huawei | Outdoor | Site Sharing | Site Share | Outdoor Site Sharing-Etisalat Owned |  | Site Share | 3G+4G | BTS3900A | LTE-2CC | 2T2R | U2100 (F2) + U900 (F1+F2) | L800+L1800F1 |  | 3000025 | 28.5 |  |  |  | 3 | [33 empty] | IIB | FUJ-3704-CSG-SAR-X-1
FUJ3705 | Site 10891 | NE |  | FUJ3705 | FUJL3705 |  |  | On air | On Air |  | 2016 | Permanent | 25.0145 | 56.3336 | Huawei | Outdoor | Site Sharing | Site Share | Outdoor Site Sharing-Etisalat Owned |  | Site Share | 3G+4G | BTS3900A | LTE-2CC | 2T2R | U2100 (F2) + U900 (F1+F2) | L800+L1800F1 |  | 3000025 | 28.5 |  |  |  | 3 | [33 empty] | IIB | FUJ-3705-CSG-IXR-E-1
FUJ3706 | Site 10892 | NE |  | FUJ3706 | FUJL3706 |  |  | On air | On Air |  | 2017 | Permanent | 25.1547 | 56.0109 | Huawei | Outdoor | Site Sharing | Site Share | Outdoor Site Sharing-Etisalat Owned |  | Site Share | 3G+4G | BTS3900A | LTE-3CC | 2T2R | U2100 (F2) + U900 (F1+F2) | L800+L1800F1+L1800F2 |  | 7080600 | 35 |  |  |  | 3 | [33 empty] | IIB | FUJ-3706-CSG-N540-LD-1
FUJ3708 | Site 10893 | NE |  | FUJ3708 | FUJL3708 |  |  | On air | On Air |  | 2017 | Permanent | 25.075 | 56.2493 | Huawei | Outdoor | EITC Passive Infrastructure | Green Field | Outdoor Green field-du Owned |  | Green Field | 3G+4G | BTS3900A | LTE-3CC | 2T2R | U2100 (F2) + U900 (F1+F2) | L800+L1800F1+L1800F2 |  | 6000200 | 33.5 |  |  |  | 2 | [33 empty] | MW | 0
FUJ3709 | Site 10894 | NE |  | FUJ3709 | FUJL3709 | FUJNR3709 |  | On air | On Air | On Air | 2016 | Permanent | 25.1543 | 56.3434 | Huawei | Outdoor | EITC Passive Infrastructure | Roof Top | RT-du Owned |  | Roof Top | 3G+4G+5G | BTS3900A | LTE-4CC | 2T2R | U2100 (F2) + U900 (F1+F2) | L800+L1800F1+L1800F2+L2100 | 2CC | 6000011 | 34 |  | 3 | N78 | 3 | 3 | [32 empty] | IIB | FUJ-3709-CSG-N540-LD-1
FUJ3710 | Site 10895 | NE |  | FUJ3710 | FUJL3710 | FUJNR3710 |  | On air | On Air | On Air | 2017 | Permanent | 25.1124 | 56.3421 | Huawei | Outdoor | EITC Passive Infrastructure | Green Field | Outdoor Green field-du Owned |  | Green Field | 3G+4G+5G | BTS3900A | LTE-4CC | 4T4R | U2100 (F2) + U900 (F1+F2) | L800+L1800F1+L1800F2+L2100 | 2CC | 6081102 | 28.5 |  | 3 | N78 | 4 | 3 | [32 empty] | IIB | FUJ-3710-CSG-SAR-X-1
FUJ3711 | Site 10896 | NE |  | FUJ3711 | FUJL3711 |  |  | On air | On Air |  | 2017 | Permanent | 25.0969 | 56.2681 | Huawei | Outdoor | EITC Passive Infrastructure | Green Field | Outdoor Green field-du Owned |  | Green Field | 3G+4G | BTS3900A | LTE-4CC | 2T2R | U2100 (F2) + U900 (F1+F2) | L700+L800+L1800F1+L1800F2+L2100 |  | 6000200 | 15 |  |  |  | 3 | [33 empty] | IIB | FUJ-3711-CSG-N540-LD-1
FUJ3712 | Site 10897 | NE |  | FUJ3712 | FUJL3712 | FUJNR3712 |  | On air | On Air | On Air | 2017 | Permanent | 25.0785 | 56.2905 | Huawei | Outdoor | EITC Passive Infrastructure | Green Field | Outdoor Green field-du Owned |  | Green Field | 3G+4G+5G | BTS3900A | LTE-4CC | 2T2R | U2100 (F2) + U900 (F1+F2) | L800+L1800F1+L1800F2+L2100 | 1CC | 6000016 | 28.5 |  | 3 | N41 | 3 | 3 | [32 empty] | IIB | FUJ-3712-CSG-ASR920-LD-1
FUJ3713 | Site 10898 | NE |  | FUJ3713 | FUJL3713 | FUJNR3713 |  | On air | On Air | On Air | 2017 | Permanent | 24.8038 | 56.1293 | Huawei | Outdoor | Site Sharing | Site Share | Outdoor Site Sharing-Etisalat Owned |  | Site Share | 3G+4G+5G | BTS3900A | LTE-3CC | 2T2R | U2100 (F2) + U900 (F1+F2) | L800+L1800F1+L1800F2 | 1CC | 9089100 | 30 |  | 3 | N41 | 3 | 3 | [32 empty] | IIB | FUJ-3713-CSG-SAR-X-1
FUJ3716 | Site 10899 | NE |  | FUJ3716 | FUJL3716 | FUJNR3716 |  | On air | On Air | On Air | 2018 | Permanent | 25.3539 | 56.0434 | Huawei | Outdoor | EITC Passive Infrastructure | Green Field | Outdoor Green field-du Owned |  | Green Field | 3G+4G+5G | BTS3900A | LTE-4CC | 2T2R | U2100 (F2) + U900 (F1+F2) | L800+L1800F1+L1800F2+L2100 | 1CC | 6000100 | 28.5 |  | 3 | N41 | 3 | 3 | [32 empty] | IIB | FUJ-3716-CSG-IXR-E-1
FUJ3747 | Site 10900 | NE |  | FUJ3747 | FUJL3747 | FUJNR3747 |  | On air | On Air | On Air | 2016 | Permanent | 25.1539 | 56.2069 | Huawei | Outdoor | Site Sharing | Site Share | Outdoor Site Sharing-Etisalat Owned |  | Site Share | 3G+4G+5G | BTS3900A | LTE-3CC | 2T2R | U2100 (F2) + U900 (F1+F2) | L800+L1800F1+L1800F2 | 1CC | 6000200 | 33.5 |  | 3 | N41 | 3 | 3 | [32 empty] | IIB | FUJ-3747-CSG-SAR-X-1
FUJ3749 | Site 10901 | NE |  | FUJ3749 | FUJL3749 | FUJNR3749 |  | On air | On Air | On Air | 2017 | Permanent | 25.1454 | 56.3531 | Huawei | Outdoor | Site Sharing | Site Share | Outdoor Site Sharing-Etisalat Owned |  | Site Share | 3G+4G+5G | BTS3900A | LTE-4CC | 2T2R | U2100 (F2) + U900 (F1+F2) | L800+L1800F1+L1800F2+L2100 | 2CC | 6000013 | 25 |  | 3 | N78 | 3 | 3 | [32 empty] | IIB | FUJ-3749-CSG-SAR-X-1
FUJ3750 | Site 10902 | NE |  | FUJ3750 | FUJL3750 | FUJNR3750 |  | On air | On Air | On Air | 2020 | Permanent | 24.785 | 56.1142 | Huawei | Outdoor | EITC Passive Infrastructure | Green Field | Outdoor Green field-du Owned |  | Green Field | 3G+4G+5G | BTS3900A | LTE-4CC | 2T2R | U2100 (F2) + U900 (F1+F2) | L800+L1800F1+L1800F2+L2100 | 1CC | 9089100 | 33 |  | 3 | N41 | 4 | 3 | [32 empty] | IIB | FUJ-3750-CSG-IXR-E-1
FUJ3751 | Site 10903 | NE |  | FUJ3751 | FUJL3751 |  |  | On air | On Air |  | 2021 | Permanent | 25.0621 | 56.0133 | Huawei | Outdoor | EITC Passive Infrastructure | Green Field | Outdoor Taawn-du Lead |  | Green Field | 3G+4G | BTS3900A | LTE-4CC | 2T2R | U2100 (F2) + U900 (F1+F2) | L800+L1800F1+L1800F2+L2100 |  | 7080900 | 38 |  |  |  | 3 | [33 empty] | MW | 0
FUJ3752 | Site 10904 | NE |  | FUJ3752 | FUJL3752 | FUJNR3752 |  | On air | On Air | On Air | 2017 | Permanent | 25.2796 | 56.349 | Huawei | Outdoor | EITC Passive Infrastructure | Green Field | Outdoor Green field-du Owned |  | Green Field | 3G+4G+5G | BTS3900A | LTE-2CC | 2T2R | U2100 (F2) + U900 (F1+F2) | L800+L1800F1 | 1CC | 6000006 | 18 |  | 2 | N41 | 3 | 2 | [32 empty] | IIB | FUJ-3752-CSG-IXR-E-1
FUJ3793 | Site 10905 | NE |  | FUJ3793 | FUJL3793 | FUJNR3793 |  | On air | On Air | On Air | 2021 | Permanent | 25.0664 | 56.3108 | Huawei | Outdoor | Site Sharing | ET Capex | Outdoor Taawn-Etisalat Lead |  | ET Capex | 3G+4G+5G | BTS3900A | LTE-4CC | 4T4R | U2100 (F2) + U900 (F1+F2) | L800+L1800F1+L1800F2+L2100 | 1CC | 6000200 | 35 |  | 3 | N41 | 3 | 3 | [32 empty] | IIB | FUJ-3793-CSG-ASR920-LD-1
FUJ3829 | Site 10906 | NE |  | FUJ3829 | FUJL3829 | FUJNR3829 |  | On air | On Air | On Air | 2021 | Permanent | 24.833 | 56.0911 | Huawei | Outdoor | EITC Passive Infrastructure | Green Field | Outdoor Taawn-du Lead |  | Green Field | 3G+4G+5G | BTS3900A | LTE-4CC | 2T2R | U2100 (F2) + U900 (F1+F2) | L800+L1800F1+L1800F2+L2100 | 1CC | 4100000 | 60 |  | 3 | N41 | 4 | 3 | [32 empty] | IIB | FUJ-3829-CSG-IXR-E-1
FUJ3831 | Site 10907 | NE |  | FUJ3831 | FUJL3831 | FUJNR3831 |  | On air | On Air | On Air | 2019 | Permanent | 24.779 | 56.1575 | Huawei | Outdoor | EITC Passive Infrastructure | Green Field | Outdoor Taawn-du Lead |  | Green Field | 3G+4G+5G | BTS5900A | LTE-2CC | 2T2R | U2100 (F2) + U900 (F1+F2) | L800+L1800F1 | 1CC | 9089100 | 28.5 |  | 3 | N41 | 3 | 3 | [32 empty] | IIB | FUJ-3831-CSG-SAR-X-1
FUJ3834 | Site 10908 | NE |  | FUJ3834 | FUJL3834 | FUJNR3834 |  | On air | On Air | On Air | 2018 | Permanent | 25.2982 | 56.1662 | Huawei | Outdoor | EITC Passive Infrastructure | Roof Top | RT-du Owned |  | Roof Top | 3G+4G+5G | BTS3900A | LTE-3CC | 2T2R | U2100 (F2) + U900 (F1+F2) | L800+L1800F1+L1800F2 | 1CC | 6000017 | 18 |  | 3 | N41 | 3 | 3 | [32 empty] | IIB | FUJ-3834-CSG-IXR-E-1
FUJ3835 | Site 10909 | NE |  | FUJ3835 | FUJL3835 |  |  | On air | On Air |  | 2023 | Permanent | 24.8843 | 56.1875 | Huawei | Outdoor | EITC Passive Infrastructure | Green Field | Outdoor Green field-du Owned |  | Green Field | 3G+4G | BTS3900A | LTE-4CC | 2T2R | U900 (F1+F2) | L800+L1800F1+L1800F2+L2100 |  | 7090400 | 38 |  |  |  | 2 | [33 empty] | MW | 0
FUJ3836 | Site 10910 | NE |  | FUJ3836 | FUJL3836 |  |  | On air | On Air |  | 2021 | Permanent | 24.9913 | 56.0514 | Huawei | Outdoor | EITC Passive Infrastructure | Green Field | Outdoor Taawn-du Lead |  | Green Field | 3G+4G | BTS3900A | LTE-4CC | 2T2R | U2100 (F2) + U900 (F1+F2) | L800+L1800F1+L1800F2+L2100 |  | 7080900 | 38.5 |  |  |  | 2 | [33 empty] | MW | 0
FUJ3837 | Site 10911 | NE |  | FUJ3837 | FUJL3837 | FUJNR3837 |  | On air | On Air | On Air | 2021 | Permanent | 24.9949 | 56.0189 | Huawei | Outdoor | EITC Passive Infrastructure | Green Field | Outdoor Taawn-du Lead |  | Green Field | 3G+4G+5G | BTS3900A | LTE-3CC | 2T2R | U2100 (F2) + U900 (F1+F2) | L800+L1800F1+L1800F2 | 1CC | 7080900 | 38.5 |  | 2 | N41 | 2 | 2 | [32 empty] | MW | 0
FUJ3838 | Site 10912 | NE |  | FUJ3838 | FUJL3838 | FUJNR3838 |  | On air | On Air | On Air | 2018 | Permanent | 24.8195 | 56.1415 | Huawei | Outdoor | Site Sharing | ET Capex | Outdoor Taawn-Etisalat Lead |  | ET Capex | 3G+4G+5G | BTS3900A | LTE-2CC | 2T2R | U2100 (F2) + U900 (F1+F2) | L800+L1800F1 | 1CC | 9089100 | 38.5 |  | 3 | N41 | 3 | 3 | [32 empty] | IIB | FUJ-3838-CSG-SAR-X-1
FUJ3877 | Site 10913 | NE |  | FUJ3877 | FUJL3877 |  |  | On air | On Air |  | 2018 | Permanent | 24.9747 | 56.077 | Huawei | Small Cells | EITC Passive Infrastructure | Green Field | Outdoor Taawn-du Lead |  | Green Field | 3G+4G | AAU3940 | LTE | 2T2R | U2100 (F2) | L1800F1 |  | 7090300 | 6 |  |  |  | 2 | [33 empty] | mw | 0
FUJ3891 | Site 10914 | NE |  | FUJ3891 | FUJL3891 | FUJNR3891 |  | On air | On Air | On Air | 2018 | Permanent | 25.087 | 56.2829 | Huawei | Outdoor | EITC Passive Infrastructure | Green Field | Outdoor Green field-du Owned |  | Green Field | 3G+4G+5G | BTS3900A | LTE-4CC | 2T2R | U2100 (F2) + U900 (F1+F2) | L700+L800+L1800F1+L1800F2+L2100 | 1CC | 6000016 | 38.5 |  | 3 | N41 | 4 | 3 | [32 empty] | IIB | FUJ-3891-CSG-ASR920-LD-1
FUJ3893 | Site 10915 | NE |  | FUJ3893 | FUJL3893 | FUJNR3893 |  | On air | On Air | On Air | 2021 | Permanent | 25.1016 | 56.279 | Huawei | Outdoor | EITC Passive Infrastructure | Green Field | Outdoor Taawn-du Lead |  | Green Field | 3G+4G+5G | BTS3900A | LTE-4CC | 4T4R | U2100 (F2) + U900 (F1+F2) | L800+L1800F1+L1800F2+L2100 | 1CC | 6000016 | 28 |  | 3 | N41 | 3 | 3 | [32 empty] | IIB | FUJ-3893-CSG-ASR920-LD-1
FUJ3915 | Site 10916 | NE |  | FUJ3915 | FUJL3915 | FUJNR3915 |  | On air | On Air | On Air | 2021 | Permanent | 25.2503 | 56.3405 | Huawei | Outdoor | EITC Passive Infrastructure | Green Field | Outdoor Green field-du Owned |  | Green Field | 3G+4G+5G | BTS3900A | LTE-3CC | 2T2R | U900 (F1+F2) | L800+L1800F1+L1800F2 | 1CC | 6000200 | 18 |  | 2 | N41 | 2 | 2 | [32 empty] | MW | 0
FUJ3921 | Site 10917 | NE |  | FUJ3921 | FUJL3921 |  |  | On air | On Air |  | 2023 | Permanent | 24.8866 | 56.2893 | Huawei | Outdoor | EITC Passive Infrastructure | Green Field | Outdoor Green field-du Owned |  | Green Field | 3G+4G | BTS3900A | LTE-3CC | 2T2R | U2100 (F2) + U900 (F1+F2) | L800+L1800F1+L1800F2 |  | 3000015 | 38 |  |  |  | 2 | [33 empty] | MW | 0
FUJ3924 | Site 10918 | NE |  | FUJ3924 | FUJL3924 |  |  | On air | On Air |  | 2021 | Permanent | 24.8409 | 56.0827 | Huawei | Small Cells | EITC Passive Infrastructure | Green Field | Outdoor Green field-du Owned |  | Green Field | 3G+4G | AAU3940 | LTE | 2T2R | U2100 (F2) | L1800F1 |  | 4100000 | 18.5 |  |  |  | 2 | [33 empty] | IIB | FUJ-3924-CSG-IXR-E-1
FUJ3926 | Site 10919 | NE |  | FUJ3926 | FUJL3926 | FUJNR3926 |  | On air | On Air | On Air | 2023 | Permanent | 25.0984 | 56.322 | Huawei | Outdoor | EITC Passive Infrastructure | Green Field | Outdoor Green field-du Owned |  | Green Field | 3G+4G+5G | BTS3900A | LTE-4CC | 2T2R | U900 (F1+F2) | L800+L1800F1+L1800F2+L2100 | 1CC | 3000010 | 38 |  | 3 | N41 | 3 | 3 | [32 empty] | MW | 0
FUJ3927 | Site 10920 | NE |  | FUJ3927 | FUJL3927 | FUJNR3927 |  | On air | On Air | On Air | 2019 | Permanent | 25.0739 | 56.31 | Huawei | Outdoor | Site Sharing | ET Capex | Outdoor Taawn-Etisalat Lead |  | ET Capex | 3G+4G+5G | BTS3900A | LTE-2CC | 2T2R | U2100 (F2) + U900 (F1+F2) | L800+L1800F1 | 1CC | 3000010 | 35 |  | 3 | N41 | 3 | 3 | [32 empty] | IIB | FUJ-3927-CSG-IXR-E-1
FUJ3961 | Site 10921 | NE |  | FUJ3961 | FUJL3961 | FUJNR3961 |  | On air | On Air | On Air | 2019 | Permanent | 25.2203 | 56.0677 | Huawei | Outdoor | EITC Passive Infrastructure | Green Field | Outdoor Taawn-du Lead |  | Green Field | 3G+4G+5G | BTS3900A | LTE-4CC | 2T2R | U2100 (F2) + U900 (F1+F2) | L800+L1800F1+L1800F2+L2100 | 1CC | 7080300 | 40 |  | 2 | N41 | 2 | 2 | [32 empty] | IIB | FUJ-3961-CSG-IXR-E-1
FUJ3962 | Site 10922 | NE |  | FUJ3962 | FUJL3962 | FUJNR3962 |  | On air | On Air | On Air | 2019 | Permanent | 25.2294 | 56.1312 | Huawei | Outdoor | EITC Passive Infrastructure | Green Field | Outdoor Taawn-du Lead |  | Green Field | 3G+4G+5G | BTS3900A | LTE-3CC | 2T2R | U2100 (F2) + U900 (F1+F2) | L800+L1800F1+L1800F2 | 1CC | 7080300 | 40 |  | 2 | N41 | 2 | 2 | [32 empty] | IIB | FUJ-3962-CSG-IXR-E-1
FUJ3964 | Site 10923 | NE |  | FUJ3964 | FUJL3964 | FUJNR3964 |  | On air | On Air | On Air | 2019 | Permanent | 25.2459 | 56.163 | Huawei | Outdoor | EITC Passive Infrastructure | Green Field | Outdoor Taawn-du Lead |  | Green Field | 3G+4G+5G | BTS3900A | LTE-3CC | 2T2R | U2100 (F2) + U900 (F1+F2) | L800+L1800F1+L1800F2 | 1CC | 7080300 | 40 |  | 2 | N41 | 2 | 2 | [32 empty] | MW | 0
FUJ3984 | Site 10924 | NE |  | FUJ3984 | FUJL3984 | FUJNR3984 |  | On air | On Air | On Air | 2023 | Permanent | 25.0552 | 56.3252 | Huawei | Outdoor | EITC Passive Infrastructure | Green Field | Outdoor Green field-du Owned |  | Green Field | 3G+4G+5G | BTS3900A | LTE-4CC | 2T2R | U900 (F1+F2) | L800+L1800F1+L1800F2+L2100 | 1CC | 3000015 | 38 |  | 3 | N41 | 3 | 3 | [32 empty] | IIB | FUJ-3984-CSG-N540-LD-1
FUJ3985 | Site 10925 | NE |  | FUJ3985 | FUJL3985 | FUJNR3985 |  | On air | On Air | On Air | 2023 | Permanent | 25.0844 | 56.3177 | Huawei | Outdoor | EITC Passive Infrastructure | Green Field | Outdoor Green field-du Owned |  | Green Field | 3G+4G+5G | BTS3900A | LTE-4CC | 2T2R | U900 (F1+F2) | L800+L1800F1+L1800F2+L2100 | 1CC | 3000010 | 38 |  | 3 | N41 | 3 | 3 | [32 empty] | IIB | FUJ-3985-CSG-IXR-E-1
FUJ6314 | Site 10926 | NE |  | FUJ6314 | FUJL6314 |  |  | On air | On Air |  | 2021 | Permanent | 24.8668 | 55.9902 | Huawei | Outdoor | EITC Passive Infrastructure | Capex_DU | Outdoor Taawn-du Lead |  | Capex_DU | 3G+4G | BTS3900A | LTE-4CC | 2T2R | U2100 (F2) + U900 (F1+F2) | L800+L1800F1+L1800F2+L2100 |  | 4100000 | 33 |  |  |  | 3 | [33 empty] | IIB | FUJ-6314-CSG-N540-LD-1
FUR2420 | Site 10927 | NE | FUR2420 | FUR2420 | FURL2420 | FURNR2420 | On air | On air | On Air | On Air | 2011 | Permanent | 25.128 | 56.3226 | Huawei | Outdoor | EITC Passive Infrastructure | Green Field | Outdoor Green field-du Owned |  | Green Field | 2G+3G+4G+5G | BTS3900 | LTE-3CC | 2T2R | U2100 (F2) + U900 (F1+F2) | L800+L1800F1+L1800F2 | 2CC | 6081204 | 28.5 |  | 3 | N78 | 3 | 3 | [32 empty] | IIB | FUR-2420-CSG-IXR-E-1
FUR2488 | Site 10928 | NE | FUR2488 | FUR2488 | FURL2488 | FURNR2488 | On air | On air | On Air | On Air | 2010 | Permanent | 25.147 | 56.2249 | Huawei | Outdoor | EITC Passive Infrastructure | Green Field | Outdoor Green field-du Owned |  | Green Field | 2G+3G+4G+5G | BTS3900 | LTE-3CC | 2T2R | U2100 (F2) + U900 (F1) | L800+L1800F1+L1800F2 | 1CC | 6000200 | 38.7 |  | 2 | N41 | 3 | 2 | [32 empty] | MW | 0
FUT3066 | Site 10929 | NE | FUT3066 | FUT3066 | FUTL3066 |  | On air | On air | On Air |  | 2010 | Permanent | 25.1333 | 56.2398 | Huawei | Outdoor | EITC Passive Infrastructure | Green Field | Outdoor Green field-du Owned- Light Pole |  | Green Field | 2G+3G+4G | BTS3900A | LTE | 2T2R | U2100 (F2) + U900 (F1+F2) | L800 |  | 6000200 | 18.7 |  |  |  | 3 | [33 empty] | MW | 0
FUT3229 | Site 10930 | NE | FUT3229 | FUT3229 | FUTL3229 |  | On air | On air | On Air |  | 2012 | Permanent | 25.2028 | 56.0127 | Huawei | Outdoor | EITC Passive Infrastructure | Green Field | Outdoor Green field-du Owned |  | Green Field | 2G+3G+4G | BTS3900 | LTE-3CC | 2T2R | U2100 (F2) + U900 (F1+F2) | L800+L1800F1+L1800F2 |  | 7080600 | 18.7 |  |  |  | 3 | [33 empty] | MW | 0
FUT3239 | Site 10931 | NE | FUT3239 | FUT3239 | FUTL3239 | FUTNR3239 | On air | On air | On Air | On Air | 2010 | Permanent | 25.1571 | 56.1599 | Huawei | Outdoor | EITC Passive Infrastructure | Green Field | Outdoor Green field-du Owned |  | Green Field | 2G+3G+4G+5G | BTS3900 | LTE-4CC | 2T2R | U2100 (F2) + U900 (F1+F2) | L800+L1800F1+L1800F2+L2100 | 1CC | 7080500 | 28 |  | 2 | N41 | 2 | 2 | [32 empty] | IIB | FUJ-3239-CSG-SAR-X-1 / MW kept for SPOF
KFN1052 | Site 10932 | NE |  | KFN1052 | KFNL1052 | KFNNR1052 |  | On air | On Air | On Air | 2020 | Permanent | 25.3331 | 56.348 | Huawei | Outdoor | EITC Passive Infrastructure | Roof Top | RT-du Owned |  | Roof Top | 3G+4G+5G | BTS3900A | LTE-4CC | 2T2R | U2100 (F2) + U900 (F1+F2) | L800+L1800F1+L1800F2+L2100 | 2CC | 3000006 | 23 |  | 3 | N78 | 3 | 3 | [32 empty] | IIB | KFN-1052-CSG-ASR920-LD-1
KFN1091 | Site 10933 | NE |  | KFN1091 | KFNL1091 | KFNNR1091 |  | On air | On Air | On Air | 2021 | Permanent | 25.5919 | 56.2728 | Huawei | Outdoor | EITC Passive Infrastructure | Roof Top | RT-du Owned |  | Roof Top | 3G+4G+5G | BTS3900A | LTE-4CC | 2T2R | U2100 (F2) + U900 (F1) | L800+L1800F1+L1800F2+L2100 | 1CC | 6000002 | 27 |  | 3 | N41 | 3 | 3 | [32 empty] | IIB | KFN-1091-CSG-IXR-E-1
KFN1113 | Site 10934 | NE |  | KFN1113 | KFNL1113 |  |  | On air | On Air |  | 2021 | Permanent | 25.6155 | 56.2753 | Huawei | Outdoor | EITC Passive Infrastructure | Roof Top | RT-du Owned |  | Roof Top | 3G+4G | BTS3900A | LTE-4CC | 2T2R | U2100 (F2) + U900 (F1+F2) | L800+L1800F1+L1800F2+L2100 |  | 6000001 | 16 |  |  |  | 3 | [33 empty] | MW | 0
KFN1114 | Site 10935 | NE |  | KFN1114 | KFNL1114 | KFNNR1114 |  | On air | On Air | On Air | 2022 | Permanent | 25.5149 | 56.3045 | Huawei | Outdoor | EITC Passive Infrastructure | Green Field | Outdoor Green field-du Owned |  | Green Field | 3G+4G+5G | BTS3900A | LTE-3CC | 2T2R | U2100 (F2) + U900 (F1) | L800+L1800F1+L1800F2 | 1CC | 6000100 | 28 |  | 3 | N41 | 3 | 3 | [32 empty] | MW | 0
KFN1148 | Site 10936 | NE |  | KFN1148 | KFNL1148 |  |  | On air | On Air |  | 2022 | Permanent | 25.3699 | 56.3151 | Huawei | Outdoor | EITC Passive Infrastructure | Green Field | Outdoor Taawn-du Lead |  | Green Field | 3G+4G | BTS3900A | LTE-3CC | 2T2R | U2100 (F2) + U900 (F1) | L800+L1800F1+L1800F2 |  | 3000023 | 38 |  |  |  | 3 | [33 empty] | MW | 0
KFN1149 | Site 10937 | NE |  | KFN1149 | KFNL1149 | KFNNR1149 |  | On air | On Air | On Air | 2020 | Permanent | 25.502 | 56.3606 | Huawei | Outdoor | EITC Passive Infrastructure | Roof Top | RT-du Owned |  | Roof Top | 3G+4G+5G | BTS3900A | LTE-CA | 2T2R | U2100 (F2) + U900 (F1+F2) | L1800F1+L1800F2 | 1CC | 6000004 | 19.5 |  | 3 | N41 | 3 | 3 | [32 empty] | IIB | KFN-1149-CSG-IXR-E-1
KFN1152 | Site 10938 | NE |  | KFN1152 | KFNL1152 | KFNNR1152 |  | On air | On Air | On Air | 2023 | Permanent | 25.3795 | 56.3293 | Huawei | Outdoor | EITC Passive Infrastructure | Green Field | Outdoor Taawn-du Lead |  | Green Field | 3G+4G+5G | BTS3900A | LTE-4CC | 2T2R | U900 (F1+F2) | L800+L1800F1+L1800F2+L2100 | 1CC | 3000023 | 18 |  | 3 | N41 | 3 | 3 | [32 empty] | MW | 0
KFN1161 | Site 10939 | NE |  | KFN1161 | KFNL1161 |  |  | On air | On Air |  | 2023 | Permanent | 25.3881 | 56.353 | Huawei | Outdoor | EITC Passive Infrastructure | ET Capex | Outdoor Green field-du Owned |  | ET Capex | 3G+4G | BTS3900A | LTE-4CC | 2T2R | U900 (F1+F2) | L800+L1800F1+L1800F2+L2100 |  | 3000001 | 30 |  |  |  | 3 | [33 empty] | IIB | KFN-1161-CSG-N540-LD-1
KFN1181 | Site 10940 | NE |  | KFN1181 | KFNL1181 | KFNNR1181 |  | On air | On Air | On Air | 2021 | Permanent | 25.6023 | 56.2717 | Huawei | Outdoor | EITC Passive Infrastructure | Roof Top | RT-du Owned |  | Roof Top | 3G+4G+5G | BTS3900A | LTE-4CC | 2T2R | U2100 (F2) + U900 (F1+F2) | L800+L1800F1+L1800F2+L2100 | 1CC | 6000002 | 28 |  | 3 | N41 | 3 | 3 | [32 empty] | IIB | KFN-1181-CSG-IXR-E-1
KFN1182 | Site 10941 | NE |  | KFN1182 | KFNL1182 | KFNNR1182 |  | On air | On Air | On Air | 2020 | Permanent | 25.4948 | 56.3597 | Huawei | Outdoor | Site Sharing | Site Share | Outdoor Site Sharing-Etisalat Owned |  | Site Share | 3G+4G+5G | BTS3900A | LTE-2CC | 2T2R | U2100 (F2) + U900 (F1+F2) | L800+L1800F1 | 1CC | 6000004 | 35 |  | 3 | N41 | 3 | 3 | [32 empty] | IIB | KFN-1182-CSG-IXR-E-1
KFN1215 | Site 10942 | NE |  | KFN1215 | KFNL1215 | KFNNR1215 |  | On air | On Air | On Air | 2022 | Permanent | 25.5875 | 56.2686 | Huawei | Outdoor | EITC Passive Infrastructure | Roof Top | RT-du Owned |  | Roof Top | 3G+4G+5G | BTS3900A | LTE-4CC | 2T2R | U2100 (F2) + U900 (F1) | L800+L1800F1+L1800F2+L2100 | 1CC | 6000002 | 35 |  | 3 | N41 | 3 | 3 | [32 empty] | IIB | KFN-1215-CSG-IXR-E-1
KFN1326 | Site 10943 | NE |  | KFN1326 | KFNL1326 |  |  | On air | On Air |  | 2022 | Permanent | 25.3633 | 56.1738 | Huawei | Outdoor | EITC Passive Infrastructure | Green Field | Outdoor Taawn-du Lead |  | Green Field | 3G+4G | BTS3900A | LTE-4CC | 2T2R | U2100 (F2) + U900 (F1+F2) | L800+L1800F1+L1800F2+L2100 |  | 6000100 | 38 |  |  |  | 2 | [33 empty] | MW | 0
KFN2469 | Site 10944 | NE | KFN2469 | KFN2469 | KFNL2469 | KFNNR2469 |  | On air | On Air | On Air | 2012 | Permanent | 25.3342 | 56.3513 | Huawei | Outdoor | EITC Passive Infrastructure | Roof Top | RT-du Owned |  | Roof Top | 3G+4G+5G | BTS3900 | LTE-4CC | 2T2R | U2100 (F2) + U900 (F1+F2) | L800+L1800F1+L1800F2+L2100 | 2CC | 3000005 | 28.7 |  | 3 | N78 | 3 | 3 | [32 empty] | MW | 0
KFN2477 | Site 10945 | NE | KFN2477 | KFN2477 | KFNL2477 | KFNNR2477 | On air | On air | On Air | On Air | 2014 | Permanent | 25.5952 | 56.3 | Huawei | Outdoor | EITC Passive Infrastructure | Green Field | Outdoor Green field-du Owned |  | Green Field | 2G+3G+4G+5G | BTS3900A | LTE-4CC | 4T4R | U2100 (F2) + U900 (F1+F2) | L800+L1800F1+L1800F2+L2100 | 1CC | 6000003 | 38.5 |  | 3 | N41 | 3 | 3 | [32 empty] | IIB | KFN-2477-CSG-ASR920-LD-1
KFN2601 | Site 10946 | NE | KFN2601 | KFN2601 | KFNL2601 | KFNNR2601 | On air | On air | On Air | On Air | 2009 | Permanent | 25.3395 | 56.3491 | Huawei | Outdoor | EITC Passive Infrastructure | Roof Top | RT-du Owned |  | Roof Top | 2G+3G+4G+5G | BTS3900 | LTE-4CC | 4T4R | U2100 (F2) + U900 (F1+F2) | L800+L1800F1+L1800F2+L2100 | 2CC | 3000005 | 28.5 |  | 3 | N78 | 3 | 3 | [32 empty] | IIB | KFN-2601-CSG-IXR-E-1
KFN2602 | Site 10947 | NE | KFN2602 | KFN2602 | KFNL2602 | KFNNR2602 | On air | On air | On Air | On Air | 2009 | Permanent | 25.3583 | 56.345 | Huawei | Outdoor | EITC Passive Infrastructure | Green Field | Outdoor Green field-du Owned |  | Green Field | 2G+3G+4G+5G | BTS3900 | LTE-4CC | 2T2R | U2100 (F2) + U900 (F1+F2) | L700+L800+L1800F1+L1800F2+L2100 | 2CC | 3000002 | 28.5 |  | 3 | N78 | 4 | 3 | [32 empty] | IIB | KFN-2002-CSG-SAR-X-1
KFN2603 | Site 10948 | NE | KFN2603 | KFN2603 | KFNL2603 | KFNNR2603 | On air | On air | On Air | On Air | 2013 | Permanent | 25.5783 | 56.3487 | Huawei | Outdoor | Site Sharing | Site Share | Outdoor Site Sharing-Etisalat Owned |  | Site Share | 2G+3G+4G+5G | BTS3900A | LTE-4CC | 2T2R | U2100 (F2) + U900 (F1+F2) | L700+L800+L1800F1+L1800F2+L2100 | 1CC | 6000100 | 25 |  | 3 | N41 | 3 | 3 | [32 empty] | IIB | KFN-2603-CSG-IXR-E-1
KFN2604 | Site 10949 | NE | KFN2604 | KFN2604 | KFNL2604 | KFNNR2604 | On air | On air | On Air | On Air | 2010 | Permanent | 25.4351 | 56.344 | Huawei | Outdoor | EITC Passive Infrastructure | Green Field | Outdoor Green field-du Owned |  | Green Field | 2G+3G+4G+5G | BTS3900 | LTE-4CC | 2T2R | U2100 (F2) + U900 (F1+F2) | L800+L1800F1+L1800F2+L2100 | 1CC | 6000005 | 28.5 |  | 3 | N41 | 3 | 3 | [32 empty] | IIB | KFN-2604-CSG-IXR-E-1
KFN2605 | Site 10950 | NE | KFN2605 | KFN2605 | KFNL2605 |  |  | On air | On Air |  | 2012 | Permanent | 25.4697 | 56.3553 | Huawei | Outdoor | Site Sharing | Site Share | Outdoor Site Sharing-Etisalat Owned |  | Site Share | 3G+4G | BTS3900 | LTE | 2T2R | U2100 (F2) + U900 (F1+F2) | L800 |  | 6000005 | 35 |  |  |  | 3 | [33 empty] | IIB | KFN-2605-CSG-N540-LD-1
KFN2607 | Site 10951 | NE | KFN2607 | KFN2607 | KFNL2607 | KFNNR2607 | On air | On air | On Air | On Air | 2012 | Permanent | 25.5202 | 56.3463 | Huawei | Outdoor | Site Sharing | Site Share | Outdoor Site Sharing-Etisalat Owned |  | Site Share | 2G+3G+4G+5G | BTS3900 | LTE | 2T2R | U2100 (F2) + U900 (F1+F2) | L800 | 1CC | 6000004 | 30 |  | 3 | N41 | 3 | 3 | [32 empty] | IIB | KFN-2607-CSG-IXR-E-1
KFN2608 | Site 10952 | NE | KFN2608 | KFN2608 | KFNL2608 | KFNNR2608 | On air | On air | On Air | On Air | 2010 | Permanent | 25.5941 | 56.3509 | Huawei | Outdoor | Site Sharing | Site Share | Outdoor Site Sharing-Etisalat Owned |  | Site Share | 2G+3G+4G+5G | BTS3900 | LTE-3CC | 2T2R | U2100 (F2) + U900 (F1+F2) | L800+L1800F1+L1800F2 | 1CC | 6000003 | 45 |  | 3 | N41 | 3 | 3 | [32 empty] | IIB | KFN-2608-CSG-IXR-E-1
KFN2609 | Site 10953 | NE |  | KFN2609 | KFNL2609 | KFNNR2609 |  | On air | On Air | On Air | 2010 | Permanent | 25.6018 | 56.3138 | Huawei | Outdoor | Site Sharing | Site Share | Outdoor Site Sharing-Etisalat Owned |  | Site Share | 3G+4G+5G | BTS3900 | LTE-4CC | 2T2R | U2100 (F2) + U900 (F1+F2) | L800+L1800F1+L1800F2+L2100 | 1CC | 6000003 | 35 |  | 3 | N41 | 3 | 3 | [32 empty] | IIB | KFN-2609-CSG-ASR920-LD-1
KFN2610 | Site 10954 | NE | KFN2610 | KFN2610 | KFNL2610 | KFNNR2610 | On air | On air | On Air | On Air | 2010 | Permanent | 25.5986 | 56.2702 | Huawei | Outdoor | Site Sharing | Site Share | Outdoor Site Sharing-Etisalat Owned |  | Site Share | 2G+3G+4G+5G | BTS3900 | LTE-4CC | 2T2R | U2100 (F2) + U900 (F1+F2) | L800+L1800F1+L1800F2+L2100 | 1CC | 6000002 | 30 |  | 3 | N41 | 3 | 3 | [32 empty] | IIB | KFN-2610-CSG-SAR-X-1
KFN2611 | Site 10955 | NE | KFN2611 | KFN2611 | KFNL2611 | KFNNR2611 | On air | On air | On Air | On Air | 2009 | Permanent | 25.5923 | 56.2651 | Huawei | Outdoor | EITC Passive Infrastructure | Green Field | Outdoor Green field-du Owned |  | Green Field | 2G+3G+4G+5G | BTS3900 | LTE-4CC | 2T2R | U2100 (F2) + U900 (F1+F2) | L800+L1800F1+L1800F2+L2100 | 1CC | 6000002 | 38 |  | 3 | N41 | 3 | 3 | [32 empty] | OSN/IIB | KFN-2611-CSG-ASR907-1
KFN2612 | Site 10956 | NE |  | KFN2612 | KFNL2612 | KFNNR2612 |  | On air | On Air | On Air | 2009 | Permanent | 25.3307 | 56.3429 | Huawei | Outdoor | EITC Passive Infrastructure | Green Field | Outdoor Green field-du Owned |  | Green Field | 3G+4G+5G | BTS3900 | LTE-4CC | 2T2R | U2100 (F2) + U900 (F1+F2) | L800+L1800F1+L1800F2+L2100 | 2CC | 3000009 | 36.5 |  | 3 | N78 | 4 | 3 | [32 empty] | IIB | KFN-2612-CSG-IXR-E-1
KFN2613 | Site 10957 | NE | KFN2613 | KFN2613 | KFNL2613 | KFNNR2613 | On air | On air | On Air | On Air | 2009 | Permanent | 25.3732 | 56.3434 | Huawei | Outdoor | EITC Passive Infrastructure | Green Field | Outdoor Green field-du Owned |  | Green Field | 2G+3G+4G+5G | BTS3900 | LTE-4CC | 2T2R | U2100 (F2) + U900 (F1+F2) | L800+L1800F1+L1800F2+L2100 | 2CC | 3000002 | 28 |  | 3 | N78 | 4 | 3 | [32 empty] | IIB | KFN-2101-IBS-SAR-M-1
KFN2614 | Site 10958 | NE | KFN2614 | KFN2614 | KFNL2614 | KFNNR2614 | On air | On air | On Air | On Air | 2010 | Permanent | 25.5307 | 56.1504 | Huawei | Outdoor | EITC Passive Infrastructure | Green Field | Outdoor Green field-du Owned |  | Green Field | 2G+3G+4G+5G | BTS3900 | LTE-3CC | 2T2R | U2100 (F2) + U900 (F1+F2) | L800+L1800F1+L1800F2 | 1CC | 6000100 | 43.5 |  | 3 | N41 | 3 | 3 | [32 empty] | IIB | KFN-2614-CSG-IXR-E-1
KFN2615 | Site 10959 | NE | KFN2615 | KFN2615 | KFNL2615 | KFNNR2615 | On air | On air | On Air | On Air | 2010 | Permanent | 25.5511 | 56.1721 | Huawei | Outdoor | EITC Passive Infrastructure | Green Field | Outdoor Green field-du Owned |  | Green Field | 2G+3G+4G+5G | BTS3900 | LTE-3CC | 2T2R | U2100 (F2) + U900 (F1+F2) | L800+L1800F1+L1800F2 | 1CC | 6000100 | 28.5 |  | 2 | N41 | 2 | 2 | [32 empty] | IIB | KFN-2615-CSG-SAR-X-1
KFN2616 | Site 10960 | NE | KFN2616 | KFN2616 | KFNL2616 |  | On air | On air | On Air |  | 2010 | Permanent | 25.4439 | 56.1272 | Huawei | Outdoor | EITC Passive Infrastructure | Green Field | Outdoor Green field-du Owned |  | Green Field | 2G+3G+4G | BTS3900 | LTE-3CC | 2T2R | U2100 (F2) + U900 (F1+F2) | L700+L800+L1800F1+L1800F2 |  | 6000100 | 35 |  |  |  | 3 | [33 empty] | IIB | KFN-2616-CSG-IXR-E-1
KFN2617 | Site 10961 | NE | KFN2617 | KFN2617 | KFNL2617 | KFNNR2617 | On air | On air | On Air | On Air | 2010 | Permanent | 25.3283 | 56.1336 | Huawei | Outdoor | EITC Passive Infrastructure | Green Field | Outdoor Green field-du Owned |  | Green Field | 2G+3G+4G+5G | BTS3900 | LTE-3CC | 2T2R | U2100 (F2) + U900 (F1+F2) | L800+L1800F1+L1800F2 | 1CC | 6000017 | 28.5 |  | 3 | N41 | 3 | 3 | [32 empty] | IIB | KFN-2617-CSG-IXR-E-1
KFN2618 | Site 10962 | NE | KFN2618 | KFN2618 | KFNL2618 |  | On air | On air | On Air |  | 2010 | Permanent | 25.3374 | 56.1043 | Huawei | Outdoor | EITC Passive Infrastructure | Green Field | Outdoor Green field-du Owned |  | Green Field | 2G+3G+4G | BTS3900 | LTE-3CC | 2T2R | U2100 (F2) + U900 (F1+F2) | L800+L1800F1+L1800F2 |  | 6000100 | 43.5 |  |  |  | 2 | [33 empty] | MW | 0
KFN2619 | Site 10963 | NE | KFN2619 | KFN2619 | KFNL2619 | KFNNR2619 | On air | On air | On Air | On Air | 2010 | Permanent | 25.6176 | 56.2697 | Huawei | Outdoor | Site Sharing | Site Share | Outdoor Site Sharing-Etisalat Owned |  | Site Share | 2G+3G+4G+5G | BTS3900A | LTE | 2T2R | U2100 (F2) + U900 (F1+F2) | L800 | 1CC | 6000001 | 25 |  | 2 | N41 | 2 | 2 | [32 empty] | IIB | KFN-2619-CSG-IXR-E-1
KFN2620 | Site 10964 | NE | KFN2620 | KFN2620 | KFNL2620 | KFNNR2620 | On air | On air | On Air | On Air | 2010 | Permanent | 25.345 | 56.3443 | Huawei | Outdoor | Site Sharing | Site Share | Outdoor Site Sharing-Etisalat Owned |  | Site Share | 2G+3G+4G+5G | BTS3900 | LTE-4CC | 2T2R | U2100 (F2) + U900 (F1+F2) | L800+L1800F1+L1800F2+L2100 | 2CC | 3000007 | 22 |  | 3 | N78 | 4 | 3 | [32 empty] | IIB | KFN-2108-IBS-SAR-M-1
KFN2621 | Site 10965 | NE | KFN2621 | KFN2621 | KFNL2621 | KFNNR2621 | On air | On air | On Air | On Air | 2009 | Permanent | 25.2972 | 56.3577 | Huawei | Outdoor | EITC Passive Infrastructure | Green Field | Outdoor Green field-du Owned |  | Green Field | 2G+3G+4G+5G | BTS3900 | LTE-4CC | 2T2R | U2100 (F2) + U900 (F1+F2) | L800+L1800F1+L1800F2+L2100 | 1CC | 6000006 | 44.3 |  | 3 | N41 | 4 | 3 | [32 empty] | IIB | KFN-2110-IBS-SAR-M-1
KFN2622 | Site 10966 | NE | KFN2622 | KFN2622 | KFNL2622 | KFNNR2622 | On air | On air | On Air | On Air | 2010 | Permanent | 25.3432 | 56.3542 | Huawei | Outdoor | EITC Passive Infrastructure | Roof Top | RT-du Owned |  | Roof Top | 2G+3G+4G+5G | BTS3900 | LTE-4CC | 2T2R | U2100 (F2) + U900 (F1+F2) | L800+L1800F1+L1800F2+L2100 | 2CC | 3000005 | 16.7 |  | 3 | N78 | 4 | 3 | [32 empty] | IIB | KFN-2622-CSG-ASR920-LD-1
KFN2623 | Site 10967 | NE | KFN2623 | KFN2623 | KFNL2623 | KFNNR2623 | On air | On air | On Air | On Air | 2010 | Permanent | 25.6033 | 56.3012 | Huawei | Outdoor | EITC Passive Infrastructure | Green Field | Outdoor Green field-du Owned |  | Green Field | 2G+3G+4G+5G | BTS3900 | LTE-4CC | 4T4R | U2100 (F2) + U900 (F1+F2) | L800+L1800F1+L1800F2+L2100 | 1CC | 6000003 | 30 |  | 3 | N41 | 4 | 3 | [32 empty] | IIB | KFN-2623-CSG-ASR920-LD-1
KFN2624 | Site 10968 | NE | KFN2624 | KFN2624 | KFNL2624 | KFNNR2624 | On air | On air | On Air | On Air | 2010 | Permanent | 25.5551 | 56.3467 | Huawei | Outdoor | Site Sharing | Site Share | Outdoor Site Sharing-Etisalat Owned |  | Site Share | 2G+3G+4G+5G | BTS3900A | LTE-4CC | 2T2R | U2100 (F2) + U900 (F1+F2) | L800+L1800F1+L1800F2+L2100 | 1CC | 6000004 | 33 |  | 3 | N41 | 3 | 3 | [32 empty] | IIB | KFN-2624-CSG-IXR-E-1
KFN2625 | Site 10969 | NE | KFN2625 | KFN2625 | KFNL2625 | KFNNR2625 | On air | On air | On Air | On Air | 2010 | Permanent | 25.5629 | 56.2037 | Huawei | Outdoor | EITC Passive Infrastructure | Green Field | Outdoor Green field-du Owned |  | Green Field | 2G+3G+4G+5G | BTS3900 | LTE-3CC | 2T2R | U2100 (F2) + U900 (F1+F2) | L800+L1800F1+L1800F2 | 1CC | 6000100 | 28.5 |  | 3 | N41 | 3 | 3 | [32 empty] | IIB | Passive to KFN-2115-SCSG-SR7-1
KFN2626 | Site 10970 | NE | KFN2626 | KFN2626 | KFNL2626 | KFNNR2626 | On air | On air | On Air | On Air | 2009 | Permanent | 25.6027 | 56.2322 | Huawei | Outdoor | EITC Passive Infrastructure | Green Field | Outdoor Green field-du Owned |  | Green Field | 2G+3G+4G+5G | BTS3900 | LTE | 2T2R | U2100 (F2) + U900 (F1+F2) | L800 | 1CC | 6000100 | 28.5 |  | 2 | N41 | 3 | 2 | [32 empty] | IIB | KFN-2626-CSG-IXR-E-1
KFN2627 | Site 10971 | NE | KFN2627 | KFN2627 | KFNL2627 |  | On air | On air | On Air |  | 2010 | Permanent | 25.4323 | 56.1405 | Huawei | Outdoor | EITC Passive Infrastructure | Green Field | Outdoor Green field-du Owned |  | Green Field | 2G+3G+4G | BTS3900 | LTE-3CC | 2T2R | U2100 (F2) + U900 (F1+F2) | L700+L800+L1800F1+L1800F2 |  | 6000100 | 43.8 |  |  |  | 3 | [33 empty] | IIB | KFN-2627-CSG-IXR-E-1
KFN2628 | Site 10972 | NE | KFN2628 | KFN2628 | KFNL2628 | KFNNR2628 | On air | On air | On Air | On Air | 2010 | Permanent | 25.4162 | 56.3432 | Huawei | Outdoor | EITC Passive Infrastructure | Green Field | Outdoor Green field-du Owned |  | Green Field | 2G+3G+4G+5G | BTS3900 | LTE-4CC | 2T2R | U2100 (F2) + U900 (F1+F2) | L800+L1800F1+L1800F2+L2100 | 1CC | 6000005 | 38.5 |  | 3 | N41 | 3 | 3 | [32 empty] | IIB | KFN-2628-CSG-SAR-X-1
KFN2629 | Site 10973 | NE | KFN2629 | KFN2629 | KFNL2629 | KFNNR2629 | On air | On air | On Air | On Air | 2011 | Permanent | 25.4466 | 56.3583 | Huawei | Outdoor | Site Sharing | Site Share | Outdoor Site Sharing-Etisalat Owned |  | Site Share | 2G+3G+4G+5G | BTS3900A | LTE | 2T2R | U2100 (F2) + U900 (F1+F2) | L800 | 1CC | 6000005 | 28.5 |  | 3 | N41 | 3 | 3 | [32 empty] | IIB | KFN-2629-CSG-IXR-E-1
KFN2630 | Site 10974 | NE | KFN2630 | KFN2630 | KFNL2630 | KFNNR2630 | On air | On air | On Air | On Air | 2010 | Permanent | 25.5204 | 56.1006 | Huawei | Outdoor | EITC Passive Infrastructure | Green Field | Outdoor Green field-du Owned |  | Green Field | 2G+3G+4G+5G | BTS3900 | LTE-3CC | 2T2R | U2100 (F2) + U900 (F1+F2) | L800+L1800F1+L1800F2 | 1CC | 6000100 | 43.5 |  | 2 | N41 | 2 | 2 | [32 empty] | IIB | KFN-2120-CSG-SAR-X-1
KFN2676 | Site 10975 | NE | KFN2676 | KFN2676 | KFNL2676 | KFNNR2676 | On air | On air | On Air | On Air | 2010 | Permanent | 25.5348 | 56.1262 | Huawei | Outdoor | EITC Passive Infrastructure | Green Field | Outdoor Green field-du Owned |  | Green Field | 2G+3G+4G+5G | BTS3900 | LTE-3CC | 2T2R | U2100 (F2) + U900 (F1+F2) | L800+L1800F1+L1800F2 | 1CC | 6000100 | 28.5 |  | 2 | N41 | 2 | 2 | [32 empty] | IIB | KFN-2121-CSG-SAR-X-1
KFN2677 | Site 10976 | NE | KFN2677 | KFN2677 | KFNL2677 | KFNNR2677 | On air | On air | On Air | On Air | 2010 | Permanent | 25.4286 | 56.3509 | Huawei | Outdoor | EITC Passive Infrastructure | Green Field | Outdoor Green field-du Owned |  | Green Field | 2G+3G+4G+5G | BTS3900 | LTE-4CC | 2T2R | U2100 (F2) + U900 (F1+F2) | L800+L1800F1+L1800F2+L2100 | 1CC | 6000005 | 28.5 |  | 3 | N41 | 3 | 3 | [32 empty] | IIB | KFN-2677-CSG-IXR-E-1
KFN2678 | Site 10977 | NE | KFN2678 | KFN2678 | KFNL2678 | KFNNR2678 | On air | On air | On Air | On Air | 2010 | Permanent | 25.5152 | 56.359 | Huawei | Outdoor | EITC Passive Infrastructure | Green Field | Outdoor Green field-du Owned |  | Green Field | 2G+3G+4G+5G | BTS3900 | LTE-4CC | 2T2R | U2100 (F2) + U900 (F1+F2) | L800+L1800F1+L1800F2+L2100 | 1CC | 6000004 | 28.5 |  | 3 | N41 | 5 | 3 | [32 empty] | IIB | KFN-2678-CSG-IXR-E-1
KFN2679 | Site 10978 | NE | KFN2679 | KFN2679 | KFNL2679 | KFNNR2679 | On air | On air | On Air | On Air | 2011 | Permanent | 25.6085 | 56.2689 | Huawei | Outdoor | EITC Passive Infrastructure | Roof Top | RT-du Owned |  | Roof Top | 2G+3G+4G+5G | BTS3900 | LTE-2CC | 2T2R | U2100 (F2) + U900 (F1+F2) | L800+L1800F1 | 1CC | 6000001 | 14.35 |  | 2 | N41 | 2 | 2 | [32 empty] | IIB | KFN-2679-CSG-ASR920-LD-1
KFN2680 | Site 10979 | NE | KFN2680 | KFN2680 | KFNL2680 | KFNNR2680 | On air | On air | On Air | On Air | 2010 | Permanent | 25.4249 | 56.3593 | Huawei | Outdoor | Site Sharing | Site Share | Outdoor Site Sharing-Etisalat Owned |  | Site Share | 2G+3G+4G+5G | BTS3900 | LTE-2CC | 2T2R | U2100 (F2) + U900 (F1+F2) | L800+L1800F1 | 1CC | 6000005 | 13.5 |  | 2 | N41 | 2 | 2 | [32 empty] | MW | 0
KFN2681 | Site 10980 | NE | KFN2681 | KFN2681 | KFNL2681 |  | On air | On air | On Air |  | 2010 | Permanent | 25.4241 | 56.1519 | Huawei | Outdoor | EITC Passive Infrastructure | Green Field | Outdoor Green field-du Owned |  | Green Field | 2G+3G+4G | BTS3900 | LTE-3CC | 2T2R | U2100 (F2) + U900 (F1+F2) | L800+L1800F1+L1800F2 |  | 6000100 | 73.5 |  |  |  | 2 | [33 empty] | IIB | KFN-2681-CSG-IXR-E-1
KFN2682 | Site 10981 | NE | KFN2682 | KFN2682 | KFNL2682 |  | On air | On air | On Air |  | 2010 | Permanent | 25.575 | 56.2261 | Huawei | Outdoor | EITC Passive Infrastructure | Green Field | Outdoor Green field-du Owned |  | Green Field | 2G+3G+4G | BTS3900 | LTE-3CC | 2T2R | U2100 (F2) + U900 (F1+F2) | L800+L1800F1+L1800F2 |  | 6000100 | 38.5 |  |  |  | 3 | [33 empty] | IIB | KFN-2682-CSG-IXR-E-1
KFN2792 | Site 10982 | NE |  | KFN2792 | KFNL2792 | KFNNR2792 |  | On air | On Air | On Air | 2017 | Permanent | 25.5154 | 56.3375 | Huawei | Outdoor | EITC Passive Infrastructure | Green Field | Outdoor Green field-du Owned |  | Green Field | 3G+4G+5G | BTS3900A | LTE-3CC | 2T2R | U2100 (F2) + U900 (F1+F2) | L800+L1800F1+L1800F2 | 1CC | 6000004 | 38.5 |  | 3 | N41 | 3 | 3 | [32 empty] | IIB | KFN-2792-CSG-SAR-X-1
KFN2793 | Site 10983 | NE | KFN2793 | KFN2793 | KFNL2793 |  | On air | On air | On Air |  | 2011 | Permanent | 25.3961 | 56.3515 | Huawei | Outdoor | Site Sharing | Site Share | Outdoor Site Sharing-Etisalat Owned |  | Site Share | 2G+3G+4G | BTS3900 | LTE-4CC | 2T2R | U2100 (F2) + U900 (F1+F2) | L800+L1800F1+L1800F2+L2100 |  | 3000001 | 35 |  |  |  | 3 | [33 empty] | IIB | KFN-2793-CSG-SAR-X-1
KFN2794 | Site 10984 | NE | KFN2794 | KFN2794 | KFNL2794 | KFNNR2794 | On air | On air | On Air | On Air | 2010 | Permanent | 25.3505 | 56.368 | Huawei | Outdoor | Site Sharing | Site Share | Outdoor Site Sharing-Etisalat Owned |  | Site Share | 2G+3G+4G+5G | BTS3900 | LTE-4CC | 2T2R | U2100 (F2) + U900 (F1+F2) | L800+L1800F1+L1800F2+L2100 | 1CC | 3000003 | 48.7 |  | 3 | N41 | 3 | 3 | [32 empty] | MW | 0
KFN2830 | Site 10985 | NE |  | KFN2830 | KFNL2830 | KFNNR2830 |  | On air | On Air | On Air | 2011 | Permanent | 25.6138 | 56.2794 | Huawei | Outdoor | EITC Passive Infrastructure | Green Field | Outdoor Green field-du Owned |  | Green Field | 3G+4G+5G | BTS3900 | LTE-4CC | 2T2R | U2100 (F2) + U900 (F1+F2) | L800+L1800F1+L1800F2+L2100 | 1CC | 6000001 | 28.7 |  | 3 | N41 | 3 | 3 | [32 empty] | IIB | KFN-2830-CSG-ASR920-LD-1
KFN2831 | Site 10986 | NE | KFN2831 | KFN2831 | KFNL2831 | KFNNR2831 | On air | On air | On Air | On Air | 2011 | Permanent | 25.5995 | 56.2877 | Huawei | Outdoor | Site Sharing | Site Share | Outdoor Site Sharing-Etisalat Owned |  | Site Share | 2G+3G+4G+5G | BTS3900 | LTE-3CC | 2T2R | U2100 (F2) + U900 (F1+F2) | L800+L1800F1+L1800F2 | 1CC | 6000003 | 25 |  | 2 | N41 | 3 | 2 | [32 empty] | IIB | KFN-2831-CSG-IXR-E-1
KFN2832 | Site 10987 | NE | KFN2832 | KFN2832 | KFNL2832 |  | On air | On air | On Air |  | 2011 | Permanent | 25.4035 | 56.1495 | Huawei | Outdoor | Site Sharing | Site Share | Outdoor Site Sharing-Etisalat Owned |  | Site Share | 2G+3G+4G | BTS3900 | LTE-4CC | 2T2R | U2100 (F2) + U900 (F1+F2) | L800+L1800F1+L1800F2+L2100 |  | 7070900 | 35 |  |  |  | 3 | [33 empty] | MW | 0
KFN2834 | Site 10988 | NE | KFN2834 | KFN2834 | KFNL2834 | KFNNR2834 | On air | On air | On Air | On Air | 2010 | Permanent | 25.6119 | 56.2719 | Huawei | Outdoor | EITC Passive Infrastructure | Roof Top | RT-du Owned |  | Roof Top | 2G+3G+4G+5G | BTS3900 | LTE-3CC | 2T2R | U2100 (F2) + U900 (F1+F2) | L800+L1800F1+L1800F2 | 1CC | 6000001 | 14 |  | 3 | N41 | 4 | 3 | [32 empty] | IIB | KFN-2834-CSG-ASR920-LD-1
KFN2835 | Site 10989 | NE | KFN2835 | KFN2835 | KFNL2835 | KFNNR2835 | On air | On air | On Air | On Air | 2010 | Permanent | 25.6207 | 56.2727 | Huawei | Outdoor | EITC Passive Infrastructure | Roof Top | RT-du Owned |  | Roof Top | 2G+3G+4G+5G | BTS3900 | LTE-3CC | 2T2R | U2100 (F2) + U900 (F1+F2) | L800+L1800F1+L1800F2 | 1CC | 6000001 | 15 |  | 3 | N41 | 3 | 3 | [32 empty] | IIB | KFN-2835-CSG-IXR-E-1
KFN2837 | Site 10990 | NE | KFN2837 | KFN2837 | KFNL2837 | KFNNR2837 | On air | On air | On Air | On Air | 2010 | Permanent | 25.5327 | 56.342 | Huawei | Outdoor | EITC Passive Infrastructure | Green Field | Outdoor Green field-du Owned |  | Green Field | 2G+3G+4G+5G | BTS3900 | LTE-2CC | 2T2R | U2100 (F2) + U900 (F1+F2) | L800+L1800F1 | 1CC | 6000004 | 38.5 |  | 3 | N41 | 3 | 3 | [32 empty] | IIB | KFN-2837-CSG-IXR-E-1
KFN2838 | Site 10991 | NE | KFN2838 | KFN2838 | KFNL2838 | KFNNR2838 | On air | On air | On Air | On Air | 2011 | Permanent | 25.4033 | 56.3586 | Huawei | Outdoor | Site Sharing | Site Share | Outdoor Site Sharing-Etisalat Owned |  | Site Share | 2G+3G+4G+5G | BTS3900 | LTE-3CC | 2T2R | U2100 (F2) + U900 (F1+F2) | L800+L1800F1+L1800F2 | 1CC | 3000001 | 25 |  | 3 | N41 | 3 | 3 | [32 empty] | IIB | KFN-2838-CSG-SAR-X-1
KFN2839 | Site 10992 | NE | KFN2839 | KFN2839 | KFNL2839 | KFNNR2839 | On air | On air | On Air | On Air | 2010 | Permanent | 25.5271 | 56.3562 | Huawei | Outdoor | Site Sharing | Site Share | Outdoor Site Sharing-Etisalat Owned |  | Site Share | 2G+3G+4G+5G | BTS3900A | LTE-4CC | 2T2R | U2100 (F2) + U900 (F1+F2) | L800+L1800F1+L1800F2+L2100 | 1CC | 6000004 | 25 |  | 3 | N41 | 3 | 3 | [32 empty] | IIB | KFN-2839-CSG-N540-LD-1
KFN2841 | Site 10993 | NE | KFN2841 | KFN2841 | KFNL2841 | KFNNR2841 | On air | On air | On Air | On Air | 2010 | Permanent | 25.6021 | 56.3377 | Huawei | Outdoor | EITC Passive Infrastructure | Roof Top | RT-du Owned |  | Roof Top | 2G+3G+4G+5G | BTS3900A | LTE-3CC | 2T2R | U2100 (F2) + U900 (F1+F2) | L800+L1800F1+L1800F2 | 1CC | 6000003 | 15 |  | 3 | N41 | 3 | 3 | [32 empty] | IIB | KFN-2841-CSG-IXR-E-1
KFN2842 | Site 10994 | NE | KFN2842 | KFN2842 | KFNL2842 |  | On air | On air | On Air |  | 2012 | Permanent | 25.4721 | 56.3612 | Huawei | Outdoor | Site Sharing | Site Share | Outdoor Site Sharing-Etisalat Owned |  | Site Share | 2G+3G+4G | BTS3900 | LTE | 2T2R | U2100 (F2) + U900 (F1+F2) | L800 |  | 6000005 | 30 |  |  |  | 2 | [33 empty] | IIB | KFN-2842-CSG-SAR-X-1
KFN2843 | Site 10995 | NE | KFN2843 | KFN2843 | KFNL2843 |  | On air | On air | On Air |  | 2013 | Permanent | 25.3966 | 56.1664 | Huawei | Outdoor | Site Sharing | Site Share | Outdoor Site Sharing-Etisalat Owned |  | Site Share | 2G+3G+4G | BTS3900 | LTE-3CC | 2T2R | U2100 (F2) + U900 (F1+F2) | L800+L1800F1+L1800F2 |  | 6000100 | 28.7 |  |  |  | 3 | [33 empty] | MW | 0
KFN2934 | Site 10996 | NE |  | KFN2934 | KFNL2934 | KFNNR2934 |  | On air | On Air | On Air | 2021 | Permanent | 25.5977 | 56.2539 | Huawei | Outdoor | EITC Passive Infrastructure | Green Field | Outdoor Green field-du Owned |  | Green Field | 3G+4G+5G | BTS3900A | LTE-4CC | 2T2R | U2100 (F2) + U900 (F1+F2) | L800+L1800F1+L1800F2+L2100 | 1CC | 6000100 | 18 |  | 3 | N41 | 3 | 3 | [32 empty] | IIB | KFN-2934-CSG-IXR-E-1
KFN2949 | Site 10997 | NE |  | KFN2949 | KFNL2949 |  |  | On air | On Air |  | 2015 | Permanent | 25.3807 | 56.3047 | Huawei | Outdoor | Site Sharing | Site Share | Outdoor Site Sharing-Etisalat Owned |  | Site Share | 3G+4G | BTS3900A | LTE | 2T2R | U2100 (F2) + U900 (F1+F2) | L800 |  | 3000023 | 60 |  |  |  | 3 | [33 empty] | MW | 0
KFN2951 | Site 10998 | NE | KFN2951 | KFN2951 | KFNL2951 |  | On air | On air | On Air |  | 2010 | Permanent | 25.3622 | 56.1635 | Huawei | Outdoor | EITC Passive Infrastructure | Green Field | Outdoor Green field-du Owned |  | Green Field | 2G+3G+4G | BTS3900 | LTE-3CC | 2T2R | U2100 (F2) + U900 (F1+F2) | L800+L1800F1+L1800F2 |  | 6000100 | 40 |  |  |  | 2 | [33 empty] | MW | 0
KFN2952 | Site 10999 | NE | KFN2952 | KFN2952 | KFNL2952 |  |  | On air | On Air |  | 2015 | Permanent | 25.4134 | 56.1924 | Huawei | Outdoor | Site Sharing | Site Share | Outdoor Site Sharing-Etisalat Owned |  | Site Share | 3G+4G | BTS3900 | LTE-3CC | 2T2R | U2100 (F2) + U900 (F1+F2) | L800+L1800F1+L1800F2 |  | 6000100 | 30 |  |  |  | 2 | [33 empty] | MW | 0
KFN2953 | Site 11000 | NE | KFN2953 | KFN2953 | KFNL2953 |  | On air | On air | On Air |  | 2010 | Permanent | 25.4793 | 56.1835 | Huawei | Outdoor | Site Sharing | Site Share | Outdoor Site Sharing-Etisalat Owned |  | Site Share | 2G+3G+4G | BTS3900 | LTE-3CC | 2T2R | U2100 (F2) + U900 (F1+F2) | L800+L1800F1+L1800F2 |  | 6000100 | 60 |  |  |  | 3 | [33 empty] | MW | 0
KFN2954 | Site 11001 | NE | KFN2954 | KFN2954 | KFNL2954 |  | On air | On air | On Air |  | 2010 | Permanent | 25.5398 | 56.2308 | Huawei | Outdoor | Site Sharing | Site Share | Outdoor Site Sharing-Etisalat Owned |  | Site Share | 2G+3G+4G | BTS3900 | LTE-3CC | 2T2R | U2100 (F2) + U900 (F1+F2) | L800+L1800F1+L1800F2 |  | 6000100 | 45 |  |  |  | 4 | [33 empty] | IIB | KFN-2954-CSG-IXR-E-1
KFN2955 | Site 11002 | NE | KFN2955 | KFN2955 | KFNL2955 |  | On air | On air | On Air |  | 2012 | Permanent | 25.3394 | 56.1723 | Huawei | Outdoor | Site Sharing | Site Share | Outdoor Site Sharing-Etisalat Owned |  | Site Share | 2G+3G+4G | BTS3900 | LTE-3CC | 2T2R | U2100 (F2) + U900 (F1+F2) | L800+L1800F1+L1800F2 |  | 7080100 | 40 |  |  |  | 3 | [33 empty] | MW | 0
KFN2956 | Site 11003 | NE | KFN2956 | KFN2956 | KFNL2956 |  | On air | On air | On Air |  | 2010 | Permanent | 25.4186 | 56.1558 | Huawei | Outdoor | EITC Passive Infrastructure | Green Field | Outdoor Green field-du Owned |  | Green Field | 2G+3G+4G | BTS3900 | LTE-3CC | 2T2R | U2100 (F2) + U900 (F1+F2) | L800+L1800F1+L1800F2 |  | 6000100 | 45 |  |  |  | 2 | [33 empty] | MW | 0
KFN2957 | Site 11004 | NE | KFN2957 | KFN2957 | KFNL2957 | KFNNR2957 | On air | On air | On Air | On Air | 2010 | Permanent | 25.3475 | 56.3486 | Huawei | Outdoor | EITC Passive Infrastructure | Roof Top | RT-du Owned |  | Roof Top | 2G+3G+4G+5G | BTS3900 | LTE-4CC | 4T4R | U2100 (F2) + U900 (F1+F2) | L800+L1800F1+L1800F2+L2100 | 2CC | 3000005 | 21.2 |  | 3 | N78 | 5 | 3 | [32 empty] | IIB | KFN-2957-CSG-IXR-E-1
KFN3078 | Site 11005 | NE |  | KFN3078 | KFNL3078 |  |  | On air | On Air |  | 2016 | Permanent | 25.4991 | 56.1375 | Huawei | Outdoor | EITC Passive Infrastructure | Green Field | Outdoor Green field-du Owned- Light Pole |  | Green Field | 3G+4G | BTS3900A | LTE-3CC | 2T2R | U2100 (F2) + U900 (F1+F2) | L800+L1800F1+L1800F2 |  | 6000100 | 12 |  |  |  | 3 | [33 empty] | MW | 0
KFN3080 | Site 11006 | NE |  | KFN3080 | KFNL3080 |  |  | On air | On Air |  | 2020 | Permanent | 25.5256 | 56.1987 | Huawei | Outdoor | EITC Passive Infrastructure | Green Field | Outdoor Taawn-du Lead |  | Green Field | 3G+4G | BTS3900A | LTE-3CC | 2T2R | U2100 (F2) + U900 (F1+F2) | L700+L800+L1800F1+L1800F2 |  | 6000100 | 38.5 |  |  |  | 3 | [33 empty] | MW | 0
KFN3082 | Site 11007 | NE | KFN3082 | KFN3082 | KFNL3082 | KFNNR3082 | On air | On air | On Air | On Air | 2010 | Permanent | 25.3118 | 56.3432 | Huawei | Outdoor | EITC Passive Infrastructure | Green Field | Outdoor Green field-du Owned- Light Pole |  | Green Field | 2G+3G+4G+5G | BTS3900A | LTE | 2T2R | U2100 (F2) + U900 (F1+F2) | L1800F1 | 1CC | 3000023 | 6 |  | 2 | N41 | 2 | 2 | [32 empty] | IIB | KFN-3082-CSG-IXR-E-1
KFN3086 | Site 11008 | NE |  | KFN3086 | KFNL3086 | KFNNR3086 |  | On air | On Air | On Air | 2016 | Permanent | 25.621 | 56.2644 | Huawei | Outdoor | EITC Passive Infrastructure | Roof Top | RT-du Owned |  | Roof Top | 3G+4G+5G | BTS3900A | LTE | 2T2R | U2100 (F2) + U900 (F1+F2) | L1800F1 | 1CC | 6000001 | 13 |  | 3 | N41 | 3 | 3 | [32 empty] | IIB | KFN-3086-CSG-ASR920-LD-1
KFN3089 | Site 11009 | NE |  | KFN3089 | KFNL3089 |  |  | On air | On Air |  | 2018 | Permanent | 25.61 | 56.2629 | Huawei | Outdoor | Site Sharing | Site Share | Outdoor Site Sharing-Etisalat Owned |  | Site Share | 3G+4G | BTS3900A | LTE-CA | 2T2R | U2100 (F2) | L1800F1+L1800F2 |  | 6000001 | 20 |  |  |  | 4 | [33 empty] | IIB | KFN-3089-CSG-IXR-E-1
KFN3090 | Site 11010 | NE |  | KFN3090 | KFNL3090 |  |  | On air | On Air |  | 2018 | Permanent | 25.6153 | 56.2605 | Huawei | Outdoor | Site Sharing | Site Share | Outdoor Site Sharing-Etisalat Owned |  | Site Share | 3G+4G | BTS3900A | LTE | 2T2R | U2100 (F2) | L1800F1 |  | 6000001 | 25 |  |  |  | 3 | [33 empty] | IIB | KFN-3090-CSG-IXR-E-1
KFN3091 | Site 11011 | NE | KFN3091 | KFN3091 | KFNL3091 | KFNNR3091 | On air | On air | On Air | On Air | 2014 | Permanent | 25.5992 | 56.2766 | Huawei | Outdoor | EITC Passive Infrastructure | Roof Top | RT-du Owned |  | Roof Top | 2G+3G+4G+5G | BTS3900A | LTE-4CC | 2T2R | U2100 (F2) + U900 (F1+F2) | L800+L1800F1+L1800F2+L2100 | 1CC | 6000002 | 21 |  | 3 | N41 | 3 | 3 | [32 empty] | IIB | KFN-3091-CSG-ASR920-LD-1
KFN3095 | Site 11012 | NE |  | KFN3095 | KFNL3095 | KFNNR3095 |  | On air | On Air | On Air | 2021 | Permanent | 25.4772 | 56.3615 | Huawei | Outdoor | EITC Passive Infrastructure | Roof Top | RT-du Owned |  | Roof Top | 3G+4G+5G | BTS3900A | LTE-4CC | 2T2R | U2100 (F2) + U900 (F1+F2) | L800+L1800F1+L1800F2+L2100 | 1CC | 6000100 | 30 |  | 3 | N41 | 3 | 3 | [32 empty] | IIB | KFN-3095-CSG-N540-LD-1
KFN3096 | Site 11013 | NE | KFN3096 | KFN3096 | KFNL3096 | KFNNR3096 | On air | On air | On Air | On Air | 2014 | Permanent | 25.6038 | 56.2685 | Huawei | Outdoor | EITC Passive Infrastructure | Roof Top | RT-du Owned |  | Roof Top | 2G+3G+4G+5G | BTS3900A | LTE | 2T2R | U2100 (F2) + U900 (F1+F2) | L800 | 1CC | 6000002 | 15 |  | 3 | N41 | 3 | 3 | [32 empty] | IIB | KFN-3096-CSG-SAR-X-1
KFN3097 | Site 11014 | NE |  | KFN3097 | KFNL3097 | KFNNR3097 |  | On air | On Air | On Air | 2021 | Permanent | 25.5512 | 56.2314 | Huawei | Outdoor | EITC Passive Infrastructure | Green Field | Outdoor Green field-du Owned |  | Green Field | 3G+4G+5G | BTS3900A | LTE-4CC | 2T2R | U2100 (F2) + U900 (F1+F2) | L800+L1800F1+L1800F2+L2100 | 1CC | 6000100 | 38 |  | 3 | N41 | 3 | 3 | [32 empty] | IIB | KFN-3097-CSG-N540-LD-1
KFN3100 | Site 11015 | NE | KFN3100 | KFN3100 | KFNL3100 |  | On air | On air | On Air |  | 2010 | Permanent | 25.2931 | 56.3664 | Huawei | Outdoor | Site Sharing | Site Share | Outdoor Site Sharing-Etisalat Owned |  | Site Share | 2G+3G+4G | BTS3900A | LTE-2CC | 2T2R | U2100 (F2) + U900 (F1+F2) | L800+L1800F1 |  | 6000006 | 40 |  |  |  | 3 | [33 empty] | IIB | KFN-3100-CSG-IXR-E-1
KFN3161 | Site 11016 | NE |  | KFN3161 | KFNL3161 | KFNNR3161 |  | On air | On Air | On Air | 2020 | Permanent | 25.4456 | 56.3509 | Huawei | Small Cells | EITC Passive Infrastructure | Green Field | Outdoor Green field-du Owned |  | Green Field | 3G+4G+5G | AAU3940 | LTE | 2T2R | U2100 (F2) | L1800F1 | 1CC | 6000005 | 12 |  | 2 | N41 | 2 | 2 | [32 empty] | IIB | KFN-3161-CSG-IXR-E-1
KFN3291 | Site 11017 | NE |  | KFN3291 | KFNL3291 | KFNNR3291 |  | On air | On Air | On Air | 2010 | Permanent | 25.5821 | 56.2583 | Huawei | Outdoor | Site Sharing | Site Share | Outdoor Site Sharing-Etisalat Owned |  | Site Share | 3G+4G+5G | BTS3900A | LTE-4CC | 2T2R | U2100 (F2) + U900 (F1+F2) | L800+L1800F1+L1800F2+L2100 | 1CC | 6000002 | 40 |  | 3 | N41 | 3 | 3 | [32 empty] | IIB | KFN-3291-CSG-IXR-E-1
KFN3293 | Site 11018 | NE |  | KFN3293 | KFNL3293 | KFNNR3293 |  | On air | On Air | On Air | 2018 | Permanent | 25.3939 | 56.3576 | Huawei | Outdoor | Site Sharing | Site Share | Outdoor Site Sharing-Etisalat Owned |  | Site Share | 3G+4G+5G | BTS3900A | LTE-4CC | 2T2R | U2100 (F2) + U900 (F1+F2) | L800+L1800F1+L1800F2+L2100 | 1CC | 3000001 | 30 |  | 3 | N41 | 3 | 3 | [32 empty] | IIB | KFN-3293-CSG-SAR-X-1
KFN3295 | Site 11019 | NE |  | KFN3295 | KFNL3295 | KFNNR3295 |  | On air | On Air | On Air | 2021 | Permanent | 25.4053 | 56.3502 | Huawei | Outdoor | EITC Passive Infrastructure | Roof Top | RT-du Owned |  | Roof Top | 3G+4G+5G | BTS3900A | LTE-4CC | 2T2R | U2100 (F2) + U900 (F1+F2) | L800+L1800F1+L1800F2+L2100 | 1CC | 3000001 | 26 |  | 3 | N41 | 3 | 3 | [32 empty] | IIB | KFN-3295-CSG-ASR920-LD-1
KFN3296 | Site 11020 | NE |  | KFN3296 | KFNL3296 | KFNNR3296 |  | On air | On Air | On Air | 2021 | Permanent | 25.5982 | 56.263 | Huawei | Outdoor | Site Sharing | ET Capex | Outdoor Taawn-Etisalat Lead |  | ET Capex | 3G+4G+5G | BTS3900A | LTE-4CC | 2T2R | U2100 (F2) + U900 (F1+F2) | L800+L1800F1+L1800F2+L2100 | 1CC | 6000002 | 30 |  | 3 | N41 | 3 | 3 | [32 empty] | IIB | KFN-3296-CSG-IXR-E-1
KFN3298 | Site 11021 | NE |  | KFN3298 | KFNL3298 | KFNNR3298 |  | On air | On Air | On Air | 2016 | Permanent | 25.595 | 56.2595 | Huawei | Outdoor | Site Sharing | Site Share | Outdoor Site Sharing-Etisalat Owned |  | Site Share | 3G+4G+5G | BTS3900A | LTE | 2T2R | U2100 (F2) | L1800F1 | 1CC | 6000002 | 15 |  | 3 | N41 | 3 | 3 | [32 empty] | IIB | KFN-3298-CSG-SAR-X-1
KFN3299 | Site 11022 | NE |  | KFN3299 | KFNL3299 |  |  | On air | On Air |  | 2015 | Permanent | 25.5891 | 56.2564 | Huawei | Outdoor | Site Sharing | Site Share | Outdoor Site Sharing-Etisalat Owned |  | Site Share | 3G+4G | BTS3900A | LTE-3CC | 2T2R | U2100 (F2) + U900 (F1+F2) | L800+L1800F1+L1800F2 |  | 6000002 | 40 |  |  |  | 3 | [33 empty] | IIB | KFN-3299-CSG-IXR-E-1
KFN3316 | Site 11023 | NE |  | KFN3316 | KFNL3316 |  |  | On air | On Air |  | 2021 | Permanent | 25.5306 | 56.1186 | Huawei | Outdoor | EITC Passive Infrastructure | Green Field | Outdoor Taawn-du Lead |  | Green Field | 3G+4G | BTS3900A | LTE-4CC | 2T2R | U2100 (F2) + U900 (F1+F2) | L700+L800+L1800F1+L1800F2+L2100 |  | 6000100 | 28 |  |  |  | 3 | [33 empty] | IIB | KFN-3316-CSG-N540-LD-1
KFN3453 | Site 11024 | NE |  | KFN3453 | KFNL3453 |  |  | On air | On Air |  | 2015 | Permanent | 25.3679 | 56.1858 | Huawei | Outdoor | Site Sharing | Site Share | Outdoor Site Sharing-Etisalat Owned |  | Site Share | 3G+4G | BTS3900A | LTE-3CC | 2T2R | U2100 (F2) + U900 (F1+F2) | L800+L1800F1+L1800F2 |  | 6000100 | 35 |  |  |  | 2 | [33 empty] | MW | 0
KFN3456 | Site 11025 | NE |  | KFN3456 | KFNL3456 | KFNNR3456 |  | On air | On Air | On Air | 2018 | Permanent | 25.5936 | 56.2726 | Huawei | Outdoor | EITC Passive Infrastructure | Roof Top | RT-du Owned |  | Roof Top | 3G+4G+5G | BTS3900A | LTE-3CC | 2T2R | U2100 (F2) + U900 (F1+F2) | L800+L1800F1+L1800F2 | 1CC | 6000002 | 19.5 |  | 3 | N41 | 3 | 3 | [32 empty] | IIB | KFN-3456-CSG-ASR920-LD-1
KFN3460 | Site 11026 | NE | KFN3460 | KFN3460 | KFNL3460 |  | On air | On air | On Air |  | 2014 | Permanent | 25.3452 | 56.3629 | Huawei | Outdoor | EITC Passive Infrastructure | Roof Top | RT-du Owned |  | Roof Top | 2G+3G+4G | BTS3900A | LTE-3CC | 2T2R | U2100 (F2) + U900 (F1+F2) | L800+L1800F1+L1800F2 |  | 3000003 | 32 |  |  |  | 3 | [33 empty] | MW | 0
KFN3462 | Site 11027 | NE |  | KFN3462 | KFNL3462 | KFNNR3462 |  | On air | On Air | On Air | 2015 | Permanent | 25.583 | 56.2478 | Huawei | Outdoor | EITC Passive Infrastructure | Green Field | Outdoor Green field-du Owned |  | Green Field | 3G+4G+5G | BTS3900A | LTE-3CC | 2T2R | U2100 (F2) + U900 (F1+F2) | L800+L1800F1+L1800F2 | 1CC | 6000002 | 38.5 |  | 3 | N41 | 3 | 3 | [32 empty] | IIB | KFN-3462-CSG-N540-LD-1
KFN3463 | Site 11028 | NE |  | KFN3463 | KFNL3463 | KFNNR3463 |  | On air | On Air | On Air | 2016 | Permanent | 25.5859 | 56.2446 | Huawei | Outdoor | Site Sharing | Site Share | Outdoor Site Sharing-Etisalat Owned |  | Site Share | 3G+4G+5G | BTS3900A | LTE-3CC | 2T2R | U2100 (F2) + U900 (F1+F2) | L800+L1800F1+L1800F2 | 1CC | 6000002 | 25 |  | 3 | N41 | 3 | 3 | [32 empty] | IIB | KFN-3463-CSG-IXR-E-1
KFN3465 | Site 11029 | NE |  | KFN3465 | KFNL3465 |  |  | On air | On Air |  | 2020 | Permanent | 25.4794 | 56.1379 | Huawei | Outdoor | EITC Passive Infrastructure | Green Field | Outdoor Green field-du Owned |  | Green Field | 3G+4G | BTS3900A | LTE | 2T2R | U900 (F1+F2) | L800 |  | 6000100 | 18 |  |  |  | 3 | [33 empty] | MW | 0
KFN3466 | Site 11030 | NE |  | KFN3466 | KFNL3466 | KFNNR3466 |  | On air | On Air | On Air | 2015 | Permanent | 25.5089 | 56.3634 | Huawei | Outdoor | EITC Passive Infrastructure | Roof Top | RT-du Owned |  | Roof Top | 3G+4G+5G | BTS3900 | LTE-2CC | 2T2R | U2100 (F2) + U900 (F1+F2) | L800+L1800F1 | 1CC | 6000004 | 18 |  | 3 | N41 | 3 | 3 | [32 empty] | IIB | KFN-3466-CSG-N540-LD-1
KFN3467 | Site 11031 | NE |  | KFN3467 | KFNL3467 | KFNNR3467 |  | On air | On Air | On Air | 2015 | Permanent | 25.6189 | 56.2609 | Huawei | Outdoor | Site Sharing | Site Share | Outdoor Site Sharing-Etisalat Owned |  | Site Share | 3G+4G+5G | BTS3900A | LTE | 2T2R | U2100 (F2) | L1800F1 | 1CC | 6000001 | 20 |  | 2 | N41 | 2 | 2 | [32 empty] | IIB | KFN-3467-CSG-ASR920-LD-1
KFN3470 | Site 11032 | NE |  | KFN3470 | KFNL3470 | KFNNR3470 |  | On air | On Air | On Air | 2015 | Permanent | 25.6256 | 56.2698 | Huawei | Outdoor | Site Sharing | Site Share | Outdoor Site Sharing-Etisalat Owned |  | Site Share | 3G+4G+5G | BTS3900A | LTE-CA | 2T2R | U2100 (F2) + U900 (F1+F2) | L1800F1+L1800F2 | 1CC | 6000001 | 25 |  | 2 | N41 | 4 | 2 | [32 empty] | IIB | KFN-3470-CSG-IXR-E-1
KFN3531 | Site 11033 | NE |  | KFN3531 | KFNL3531 |  |  | On air | On Air |  | 2022 | Permanent | 25.5068 | 56.1788 | Huawei | Outdoor | EITC Passive Infrastructure | Green Field | Outdoor Green field-du Owned |  | Green Field | 3G+4G | BTS3900A | LTE-3CC | 2T2R | U2100 (F2) + U900 (F1+F2) | L800+L1800F1+L1800F2 |  | 6000100 | 28 |  |  |  | 3 | [33 empty] | MW | 0
KFN3573 | Site 11034 | NE |  | KFN3573 | KFNL3573 |  |  | On air | On Air |  | 2015 | Permanent | 25.4426 | 56.3397 | Huawei | Outdoor | Site Sharing | Site Share | Outdoor Site Sharing-Etisalat Owned |  | Site Share | 3G+4G | BTS3900A | LTE | 2T2R | U2100 (F2) + U900 (F1+F2) | L800 |  | 6000005 | 30 |  |  |  | 3 | [33 empty] | IIB | KFN-3573-CSG-N540-LD-1
KFN3576 | Site 11035 | NE |  | KFN3576 | KFNL3576 | KFNNR3576 |  | On air | On Air | On Air | 2017 | Permanent | 25.3233 | 56.3426 | Huawei | Outdoor | EITC Passive Infrastructure | Roof Top | RT-du Owned |  | Roof Top | 3G+4G+5G | BTS3900A | LTE-3CC | 2T2R | U2100 (F2) + U900 (F1+F2) | L800+L1800F1+L1800F2 | 2CC | 3000009 | 21.5 |  | 3 | N78 | 3 | 3 | [32 empty] | IIB | KFN-3576-CSG-IXR-E-1
KFN3577 | Site 11036 | NE |  | KFN3577 | KFNL3577 | KFNNR3577 |  | On air | On Air | On Air | 2017 | Permanent | 25.3174 | 56.3298 | Huawei | Outdoor | EITC Passive Infrastructure | Green Field | Outdoor Green field-du Owned |  | Green Field | 3G+4G+5G | BTS3900A | LTE | 2T2R | U2100 (F2) + U900 (F1+F2) | L1800F1 | 2CC | 3000023 | 28.5 |  | 3 | N78 | 3 | 3 | [32 empty] | IIB | KFN-3577-CSG-IXR-E-1
KFN3597 | Site 11037 | NE |  | KFN3597 | KFNL3597 | KFNNR3597 |  | On air | On Air | On Air | 2022 | Permanent | 25.4649 | 56.3659 | Huawei | Outdoor | Site Sharing | ET Capex | Outdoor Taawn-Etisalat Lead |  | ET Capex | 3G+4G+5G | BTS3900A | LTE-4CC | 2T2R | U2100 (F2) + U900 (F1+F2) | L800+L1800F1+L1800F2+L2100 | 1CC | 6000005 | 30 |  | 3 | N41 | 3 | 3 | [32 empty] | IIB | KFN-3597-CSG-IXR-E-1
KFN3625 | Site 11038 | NE |  | KFN3625 | KFNL3625 | KFNNR3625 |  | On air | On Air | On Air | 2016 | Permanent | 25.5383 | 56.3562 | Huawei | Outdoor | EITC Passive Infrastructure | Green Field | Outdoor Green field-du Owned |  | Green Field | 3G+4G+5G | BTS3900A | LTE-2CC | 2T2R | U2100 (F2) + U900 (F1+F2) | L800+L1800F1 | 1CC | 6000004 | 28.5 |  | 3 | N41 | 3 | 3 | [32 empty] | IIB | KFN-3625-CSG-IXR-E-1
KFN3628 | Site 11039 | NE |  | KFN3628 | KFNL3628 |  |  | On air | On Air |  | 2016 | Permanent | 25.3883 | 56.1874 | Huawei | Outdoor | Site Sharing | Site Share | Outdoor Site Sharing-Etisalat Owned |  | Site Share | 3G+4G | BTS3900A | LTE-3CC | 2T2R | U2100 (F2) + U900 (F1+F2) | L800+L1800F1+L1800F2 |  | 6000100 | 35 |  |  |  | 2 | [33 empty] | MW | 0
KFN3629 | Site 11040 | NE |  | KFN3629 | KFNL3629 | KFNNR3629 |  | On air | On Air | On Air | 2017 | Permanent | 25.4231 | 56.3343 | Huawei | Outdoor | Site Sharing | Site Share | Outdoor Site Sharing-Etisalat Owned |  | Site Share | 3G+4G+5G | BTS3900A | LTE-3CC | 2T2R | U2100 (F2) + U900 (F1+F2) | L800+L1800F1+L1800F2 | 1CC | 6000005 | 35 |  | 3 | N41 | 3 | 3 | [32 empty] | IIB | KFN-3629-CSG-N540-LD-1
KFN3630 | Site 11041 | NE |  | KFN3630 | KFNL3630 |  |  | On air | On Air |  | 2016 | Permanent | 25.459 | 56.1372 | Huawei | Outdoor | EITC Passive Infrastructure | Green Field | Outdoor Green field-du Owned |  | Green Field | 3G+4G | BTS3900A | LTE-3CC | 2T2R | U2100 (F2) + U900 (F1+F2) | L700+L800+L1800F1+L1800F2 |  | 6000100 | 33.5 |  |  |  | 2 | [33 empty] | IIB | KFN-3630-CSG-N540-LD-1
KFN3632 | Site 11042 | NE |  | KFN3632 | KFNL3632 | KFNNR3632 |  | On air | On Air | On Air | 2017 | Permanent | 25.5375 | 56.3414 | Huawei | Outdoor | EITC Passive Infrastructure | Green Field | Outdoor Green field-du Owned |  | Green Field | 3G+4G+5G | BTS3900A | LTE-2CC | 2T2R | U2100 (F2) + U900 (F1+F2) | L800+L1800F1 | 1CC | 6000004 | 28.5 |  | 3 | N41 | 3 | 3 | [32 empty] | IIB | KFN-3632-CSG-SAR-X-1
KFN3633 | Site 11043 | NE |  | KFN3633 | KFNL3633 | KFNNR3633 |  | On air | On Air | On Air | 2017 | Permanent | 25.541 | 56.3352 | Huawei | Outdoor | EITC Passive Infrastructure | Green Field | Outdoor Green field-du Owned |  | Green Field | 3G+4G+5G | BTS3900A | LTE-2CC | 2T2R | U2100 (F2) + U900 (F1+F2) | L800+L1800F1 | 1CC | 6000004 | 28.5 |  | 3 | N41 | 3 | 3 | [32 empty] | IIB | KFN-3633-CSG-SAR-X-1
KFN3672 | Site 11044 | NE |  | KFN3672 | KFNL3672 |  |  | On air | On Air |  | 2019 | Permanent | 25.4111 | 56.1714 | Huawei | Outdoor | EITC Passive Infrastructure | Green Field | Outdoor Green field-du Owned |  | Green Field | 3G+4G | BTS5900A | LTE-3CC | 2T2R | U2100 (F2) + U900 (F1+F2) | L700+L800+L1800F1+L1800F2 |  | 6000100 | 38.5 |  |  |  | 2 | [33 empty] | MW | 0
KFN3673 | Site 11045 | NE |  | KFN3673 | KFNL3673 | KFNNR3673 |  | On air | On Air | On Air | 2017 | Permanent | 25.4227 | 56.3447 | Huawei | Outdoor | EITC Passive Infrastructure | Green Field | Outdoor Green field-du Owned |  | Green Field | 3G+4G+5G | BTS3900A | LTE-3CC | 2T2R | U2100 (F2) + U900 (F1+F2) | L800+L1800F1+L1800F2 | 1CC | 6000005 | 38.5 |  | 3 | N41 | 3 | 3 | [32 empty] | IIB | KFN-3673-CSG-IXR-E-1
KFN3674 | Site 11046 | NE |  | KFN3674 | KFNL3674 | KFNNR3674 |  | On air | On Air | On Air | 2021 | Permanent | 25.5952 | 56.2261 | Huawei | Outdoor | EITC Passive Infrastructure | Green Field | Outdoor Taawn-du Lead |  | Green Field | 3G+4G+5G | BTS3900A | LTE-4CC | 2T2R | U2100 (F2) + U900 (F1+F2) | L800+L1800F1+L1800F2+L2100 | 1CC | 6000100 | 28 |  | 3 | N41 | 3 | 3 | [32 empty] | MW | 0
KFN3675 | Site 11047 | NE |  | KFN3675 | KFNL3675 | KFNNR3675 |  | On air | On Air | On Air | 2017 | Permanent | 25.5825 | 56.2395 | Huawei | Outdoor | EITC Passive Infrastructure | Green Field | Outdoor Green field-du Owned |  | Green Field | 3G+4G+5G | BTS3900A | LTE-2CC | 2T2R | U2100 (F2) + U900 (F1+F2) | L800+L1800F1 | 1CC | 6000002 | 33.5 |  | 3 | N41 | 3 | 3 | [32 empty] | IIB | KFN-3675-CSG-IXR-E-1
KFN3769 | Site 11048 | NE |  | KFN3769 | KFNL3769 | KFNNR3769 |  | On air | On Air | On Air | 2022 | Permanent | 25.5474 | 56.2024 | Huawei | Outdoor | EITC Passive Infrastructure | Green Field | Outdoor Taawn-du Lead |  | Green Field | 3G+4G+5G | BTS3900A | LTE-3CC | 2T2R | U2100 (F2) + U900 (F1) | L800+L1800F1+L1800F2 | 1CC | 6000100 | 38 |  | 3 | N41 | 3 | 3 | [32 empty] | IIB | KFN-3769-CSG-IXR-E-1
KFN3774 | Site 11049 | NE |  | KFN3774 | KFNL3774 | KFNNR3774 |  | On air | On Air | On Air | 2019 | Permanent | 25.3999 | 56.3366 | Huawei | Outdoor | Site Sharing | ET Capex | Outdoor Taawn-Etisalat Lead |  | ET Capex | 3G+4G+5G | BTS5900A | LTE-3CC | 2T2R | U2100 (F2) + U900 (F1+F2) | L800+L1800F1+L1800F2 | 1CC | 3000026 | 35 |  | 3 | N41 | 3 | 3 | [32 empty] | IIB | KFN-3774-CSG-ASR920-LD-1
KFN3775 | Site 11050 | NE |  | KFN3775 | KFNL3775 |  |  | On air | On Air |  | 2017 | Permanent | 25.3915 | 56.3275 | Huawei | Outdoor | Site Sharing | Site Share | Outdoor Site Sharing-Etisalat Owned |  | Site Share | 3G+4G | BTS3900A | LTE | 2T2R | U2100 (F2) + U900 (F1+F2) | L800 |  | 3000026 | 30.5 |  |  |  | 3 | [33 empty] | MW | 0
KFN3776 | Site 11051 | NE |  | KFN3776 | KFNL3776 | KFNNR3776 |  | On air | On Air | On Air | 2017 | Permanent | 25.3584 | 56.3488 | Huawei | Outdoor | EITC Passive Infrastructure | Roof Top | RT-du Owned |  | Roof Top | 3G+4G+5G | BTS3900A | LTE-4CC | 2T2R | U2100 (F2) + U900 (F1+F2) | L700+L800+L1800F1+L1800F2+L2100 | 2CC | 3000002 | 16.5 |  | 3 | N78 | 3 | 3 | [32 empty] | IIB | KFN-3776-CSG-SAR-X-1
KFN3777 | Site 11052 | NE |  | KFN3777 | KFNL3777 |  |  | On air | On Air |  | 2017 | Permanent | 25.5865 | 56.3563 | Huawei | Outdoor | EITC Passive Infrastructure | Roof Top | RT-du Owned |  | Roof Top | 3G+4G | BTS3900A | LTE-3CC | 2T2R | U2100 (F2) + U900 (F1+F2) | L700+L800+L1800F1+L1800F2 |  | 6000003 | 14.5 |  |  |  | 3 | [33 empty] | MW | 0
KFN3799 | Site 11053 | NE |  | KFN3799 | KFNL3799 |  |  | On air | On Air |  | 2021 | Permanent | 25.3917 | 56.1618 | Huawei | Outdoor | EITC Passive Infrastructure | Green Field | Outdoor Green field-du Owned |  | Green Field | 3G+4G | BTS3900A | LTE-4CC | 2T2R | U2100 (F2) + U900 (F1+F2) | L800+L1800F1+L1800F2+L2100 |  | 7070900 | 38 |  |  |  | 3 | [33 empty] | MW | 0
KFN3839 | Site 11054 | NE |  | KFN3839 | KFNL3839 | KFNNR3839 |  | On air | On Air | On Air | 2018 | Permanent | 25.5797 | 56.2614 | Huawei | Outdoor | EITC Passive Infrastructure | Roof Top | RT-du Owned |  | Roof Top | 3G+4G+5G | BTS5900A | LTE-4CC | 2T2R | U2100 (F2) + U900 (F1+F2) | L800+L1800F1+L1800F2+L2100 | 1CC | 6000002 | 22 |  | 3 | N41 | 3 | 3 | [32 empty] | IIB | KFN-3839-CSG-IXR-E-1
KFN3843 | Site 11055 | NE |  | KFN3843 | KFNL3843 | KFNNR3843 |  | On air | On Air | On Air | 2020 | Permanent | 25.5958 | 56.3103 | Huawei | Outdoor | Site Sharing | ET Capex | Outdoor Taawn-Etisalat Lead |  | ET Capex | 3G+4G+5G | BTS3900A | LTE-4CC | 4T4R | U2100 (F2) + U900 (F1+F2) | L800+L1800F1+L1800F2+L2100 | 1CC | 6000003 | 30 |  | 3 | N41 | 3 | 3 | [32 empty] | IIB | KFN-3843-CSG-ASR920-LD-1
KFN3845 | Site 11056 | NE |  | KFN3845 | KFNL3845 | KFNNR3845 |  | On air | On Air | On Air | 2022 | Permanent | 25.3237 | 56.3511 | Huawei | Outdoor | Site Sharing | ET Capex | Outdoor Taawn-Etisalat Lead |  | ET Capex | 3G+4G+5G | BTS3900A | LTE-4CC | 2T2R | U2100 (F2) + U900 (F1+F2) | L800+L1800F1+L1800F2+L2100 | 2CC | 3000006 | 33.5 |  | 3 | N78 | 3 | 3 | [32 empty] | IIB | KFN-3845-CSG-N540-LD-1
KFN3946 | Site 11057 | NE |  | KFN3946 | KFNL3946 |  |  | On air | On Air |  | 2019 | Permanent | 25.2833 | 56.1999 | Huawei | Outdoor | Site Sharing | Site Share | Outdoor Site Sharing-Etisalat Owned |  | Site Share | 3G+4G | BTS3900A | LTE-3CC | 2T2R | U2100 (F2) + U900 (F1+F2) | L800+L1800F1+L1800F2 |  | 7080201 | 18 |  |  |  | 2 | [33 empty] | IIB | KFN-3946-CSG-IXR-E-1
KFN3947 | Site 11058 | NE |  | KFN3947 | KFNL3947 |  |  | On air | On Air |  | 2019 | Permanent | 25.2873 | 56.1999 | Huawei | Outdoor | Site Sharing | Site Share | Outdoor Site Sharing-Etisalat Owned |  | Site Share | 3G+4G | BTS3900A | LTE-3CC | 2T2R | U2100 (F2) + U900 (F1+F2) | L800+L1800F1+L1800F2 |  | 7080201 | 18 |  |  |  | 2 | [33 empty] | IIB | KFN-3947-CSG-IXR-E-1
KFN3951 | Site 11059 | NE |  | KFN3951 | KFNL3951 |  |  | On air | On Air |  | 2020 | Permanent | 25.3473 | 56.2874 | Huawei | Outdoor | Site Sharing | ET Capex | Outdoor Taawn-Etisalat Lead |  | ET Capex | 3G+4G | BTS3900A | LTE-3CC | 2T2R | U900 (F1+F2) | L800+L1800F1+L1800F2 |  | 3000023 | 15 |  |  |  | 2 | [33 empty] | MW | Surveyed ¦ OSP Issue
KFN3953 | Site 11060 | NE |  | KFN3953 | KFNL3953 |  |  | On air | On Air |  | 2019 | Permanent | 25.3448 | 56.3021 | Huawei | Outdoor | Site Sharing | ET Capex | Outdoor Taawn-Etisalat Lead |  | ET Capex | 3G+4G | BTS3900A | LTE-3CC | 2T2R | U2100 (F2) + U900 (F1+F2) | L700+L800+L1800F1+L1800F2 |  | 3000023 | 15 |  |  |  | 2 | [33 empty] | MW | Cascading on KFN3970
KFN3954 | Site 11061 | NE |  | KFN3954 | KFNL3954 |  |  | On air | On Air |  | 2019 | Permanent | 25.3499 | 56.3162 | Huawei | Outdoor | Site Sharing | ET Capex | Outdoor Taawn-Etisalat Lead |  | ET Capex | 3G+4G | BTS5900A | LTE-3CC | 2T2R | U2100 (F2) + U900 (F1+F2) | L700+L800+L1800F1+L1800F2 |  | 3000023 | 15 |  |  |  | 3 | [33 empty] | MW | 0
KFN3965 | Site 11062 | NE |  | KFN3965 | KFNL3965 | KFNNR3965 |  | On air | On Air | On Air | 2019 | Permanent | 25.295 | 56.2314 | Huawei | Outdoor | Site Sharing | ET Capex | Outdoor Taawn-Etisalat Lead |  | ET Capex | 3G+4G+5G | BTS3900A | LTE-3CC | 2T2R | U2100 (F2) + U900 (F1+F2) | L700+L800+L1800F1+L1800F2 | 1CC | 3000023 | 35 |  | 2 | N41 | 2 | 2 | [32 empty] | IIB | KFN-3965-CSG-IXR-E-1
KFN3966 | Site 11063 | NE |  | KFN3966 | KFNL3966 | KFNNR3966 |  | On air | On Air | On Air | 2019 | Permanent | 25.3088 | 56.241 | Huawei | Outdoor | Site Sharing | ET Capex | Outdoor Taawn-Etisalat Lead |  | ET Capex | 3G+4G+5G | BTS3900A | LTE-3CC | 2T2R | U2100 (F2) + U900 (F1+F2) | L800+L1800F1+L1800F2 | 1CC | 3000023 | 35 |  | 2 | N41 | 2 | 2 | [32 empty] | IIB | KFN-3966-CSG-N540-LD-1
KFN3970 | Site 11064 | NE |  | KFN3970 | KFNL3970 | KFNNR3970 |  | On air | On Air | On Air | 2019 | Permanent | 25.3413 | 56.2566 | Huawei | Outdoor | Site Sharing | ET Capex | Outdoor Taawn-Etisalat Lead |  | ET Capex | 3G+4G+5G | BTS3900A | LTE-3CC | 2T2R | U2100 (F2) + U900 (F1+F2) | L800+L1800F1+L1800F2 | 1CC | 6000100 | 35 |  | 2 | N41 | 2 | 2 | [32 empty] | IIB | KFN-3970-CSG-IXR-E-1
KFN3983 | Site 11065 | NE |  | KFN3983 | KFNL3983 | KFNNR3983 |  | On air | On Air | On Air | 2019 | Permanent | 25.5791 | 56.2521 | Huawei | Outdoor | EITC Passive Infrastructure | Green Field | Outdoor Taawn-du Lead |  | Green Field | 3G+4G+5G | BTS3900A | LTE-3CC | 2T2R | U2100 (F2) + U900 (F1+F2) | L800+L1800F1+L1800F2 | 1CC | 6000100 | 33.5 |  | 3 | N41 | 4 | 3 | [32 empty] | IIB | KFN-3983-CSG-ASR920-LD-1
KFN6312 | Site 11066 | NE |  | KFN6312 | KFNL6312 |  |  | On air | On Air |  | 2021 | Permanent | 25.3274 | 56.1392 | Huawei | Outdoor | EITC Passive Infrastructure | Green Field | Outdoor Taawn-du Lead |  | Green Field | 3G+4G | BTS3900A | LTE-4CC | 2T2R | U2100 (F2) + U900 (F1+F2) | L800+L1800F1+L1800F2+L2100 |  | 6000017 | 33 |  |  |  | 3 | [33 empty] | IIB | KFN-6312-CSG-IXR-E-1
KFN6313 | Site 11067 | NE |  | KFN6313 | KFNL6313 |  |  | On air | On Air |  | 2021 | Permanent | 25.3513 | 56.1636 | Huawei | Outdoor | EITC Passive Infrastructure | Green Field | Outdoor Green field-du Owned |  | Green Field | 3G+4G | BTS3900A | LTE-4CC | 2T2R | U2100 (F2) + U900 (F1+F2) | L700+L800+L1800F1+L1800F2+L2100 |  | 6000100 | 28 |  |  |  | 3 | [33 empty] | MW | 0
KFN6315 | Site 11068 | NE |  | KFN6315 | KFNL6315 |  |  | On air | On Air |  | 2021 | Permanent | 25.4608 | 56.1747 | Huawei | Outdoor | EITC Passive Infrastructure | Green Field | Outdoor Taawn-du Lead |  | Green Field | 3G+4G | BTS3900A | LTE-3CC | 2T2R | U2100 (F2) + U900 (F1+F2) | L800+L1800F1+L1800F2 |  | 6000100 | 38 |  |  |  | 3 | [33 empty] | MW | 0
KFN6316 | Site 11069 | NE |  | KFN6316 | KFNL6316 |  |  | On air | On Air |  | 2021 | Permanent | 25.4669 | 56.1889 | Huawei | Outdoor | EITC Passive Infrastructure | Green Field | Outdoor Green field-du Owned |  | Green Field | 3G+4G | BTS3900A | LTE-4CC | 2T2R | U2100 (F2) + U900 (F1+F2) | L800+L1800F1+L1800F2+L2100 |  | 6000100 | 18 |  |  |  | 3 | [33 empty] | MW | 0
KFT3098 | Site 11070 | NE | KFT3098 | KFT3098 | KFTL3098 |  | On air | On air | On Air |  | 2010 | Permanent | 25.5206 | 56.3656 | Huawei | Outdoor | Site Sharing | Site Share | Outdoor Site Sharing-Etisalat Owned |  | Site Share | 2G+3G+4G | DBS3900 | LTE-4CC | 2T2R | U2100 (F2) + U900 (F1+F2) | L800+L1800F1+L1800F2+L2100 |  | 6000004 | 20 |  |  |  | 1 | [33 empty] | MW | 0
RAK1032 | Site 11071 | NE |  | RAK1032 | RAKL1032 | RAKNR1032 |  | On air | On Air | On Air | 2020 | Permanent | 25.7537 | 55.9738 | Huawei | Outdoor | EITC Passive Infrastructure | Roof Top | RT-du Owned |  | Roof Top | 3G+4G+5G | BTS3900A | LTE-4CC | 2T2R | U900 (F1+F2) | L800+L1800F1+L1800F2+L2100 | 1CC | 7040100 | 34 |  | 3 | N41 | 3 | 3 | [32 empty] | IIB | RAK-1032-CSG-ASR920-LD-1
RAK1048 | Site 11072 | NE |  | RAK1048 | RAKL1048 | RAKNR1048 |  | On air | On Air | On Air | 2021 | Permanent | 25.6743 | 55.8115 | Huawei | Outdoor | Site Sharing | ET Capex | Outdoor Taawn-Etisalat Lead |  | ET Capex | 3G+4G+5G | BTS3900A | LTE-4CC | 2T2R | U2100 (F2) + U900 (F1+F2) | L800+L1800F1+L1800F2+L2100 | 1CC | 7060500 | 30 |  | 3 | N41 | 3 | 3 | [32 empty] | MW | 0
RAK1053 | Site 11073 | NE |  | RAK1053 | RAKL1053 | RAKNR1053 |  | On air | On Air | On Air | 2021 | Permanent | 25.8264 | 56.0154 | Huawei | Outdoor | Site Sharing | ET Capex | Outdoor Taawn-Etisalat Lead |  | ET Capex | 3G+4G+5G | BTS3900A | LTE-4CC | 2T2R | U2100 (F2) + U900 (F1+F2) | L800+L1800F1+L1800F2+L2100 | 1CC | 7020400 | 30 |  | 3 | N41 | 3 | 3 | [32 empty] | IIB | RAK-1053-CSG-N540-LD-1
RAK1066 | Site 11074 | NE |  | RAK1066 | RAKL1066 |  |  | On air | On Air |  | 2020 | Permanent | 25.7476 | 56.0067 | Huawei | Outdoor | EITC Passive Infrastructure | Roof Top | RT-du Owned |  | Roof Top | 3G+4G | BTS5900A | LTE | 2T2R | U900 (F1) | L800 |  | 7021400 | 10 |  |  |  | 3 | [33 empty] | MW | 0
RAK1106 | Site 11075 | NE |  | RAK1106 | RAKL1106 | RAKNR1106 |  | On air | On Air | On Air | 2022 | Permanent | 25.7206 | 55.9506 | Huawei | Outdoor | Site Sharing | Site Share | Outdoor Site Sharing-Etisalat Owned |  | Site Share | 3G+4G+5G | BTS3900A | LTE-4CC | 2T2R | U2100 (F2) + U900 (F1+F2) | L800+L1800F1+L1800F2+L2100 | 1CC | 7040600 | 30 |  | 3 | N41 | 3 | 3 | [32 empty] | IIB | RAK-1106-CSG-IXR-E-1
RAK1110 | Site 11076 | NE |  | RAK1110 | RAKL1110 |  |  | On air | On Air |  | 2023 | Permanent | 25.7243 | 55.9665 | Huawei | Outdoor | Site Sharing | Site Share | Outdoor Site Sharing-Etisalat Owned |  | Site Share | 3G+4G | BTS3900A | LTE-4CC | 2T2R | U900 (F1+F2) | L800+L1800F1+L1800F2+L2100 |  | 7040300 | 30 |  |  |  | 3 | [33 empty] | IIB | RAK-1110-CSG-IXR-E-1
RAK1136 | Site 11077 | NE |  | RAK1136 | RAKL1136 | RAKNR1136 |  | On air | On Air | On Air | 2021 | Permanent | 25.773 | 55.9245 | Huawei | Outdoor | EITC Passive Infrastructure | Roof Top | RT-du Owned |  | Roof Top | 3G+4G+5G | BTS3900A | LTE-4CC | 2T2R | U2100 (F2) + U900 (F1+F2) | L800+L1800F1+L1800F2+L2100 | 2CC | 7031500 | 28 |  | 3 | N78 | 3 | 3 | [32 empty] | IIB | RAK-2711-PREAGG-SR7-1
RAK1140 | Site 11078 | NE |  | RAK1140 | RAKL1140 | RAKNR1140 |  | On air | On Air | On Air | 2022 | Permanent | 25.5008 | 56.1057 | Huawei | Outdoor | Site Sharing | ET Capex | Outdoor Taawn-Etisalat Lead |  | ET Capex | 3G+4G+5G | BTS3900A | LTE-3CC | 2T2R | U2100 (F2) + U900 (F1+F2) | L800+L1800F1+L1800F2 | 1CC | 6000100 | 35 |  | 3 | N41 | 3 | 3 | [32 empty] | IIB | RAK-1140-CSG-IXR-E-1
RAK1162 | Site 11079 | NE |  | RAK1162 | RAKL1162 | RAKNR1162 |  | On air | On Air | On Air | 2022 | Permanent | 25.6892 | 55.9931 | Huawei | Outdoor | Site Sharing | ET Capex | Outdoor Taawn-Etisalat Lead |  | ET Capex | 3G+4G+5G | BTS3900A | LTE-3CC | 2T2R | U2100 (F2) + U900 (F1) | L800+L1800F1+L1800F2 | 1CC | 7050300 | 35 |  | 3 | N41 | 3 | 3 | [32 empty] | IIB | RAK-1162-CSG-IXR-E-1
RAK1183 | Site 11080 | NE |  | RAK1183 | RAKL1183 |  |  | On air | On Air |  | 2021 | Permanent | 25.8313 | 56.1172 | Huawei | Outdoor | Site Sharing | Site Share | Outdoor Site Sharing-Etisalat Owned |  | Site Share | 3G+4G | BTS3900A | LTE-4CC | 2T2R | U2100 (F2) + U900 (F1+F2) | L800+L1800F1+L1800F2+L2100 |  | 7020100 | 35 |  |  |  | 3 | [33 empty] | MW | 0
RAK1196 | Site 11081 | NE |  | RAK1196 | RAKL1196 | RAKNR1196 |  | On air | On Air | On Air | 2022 | Permanent | 25.548 | 55.9345 | Huawei | Outdoor | EITC Passive Infrastructure | Green Field | Outdoor Green field-du Owned |  | Green Field | 3G+4G+5G | BTS3900A | LTE-4CC | 2T2R | U2100 (F2) + U900 (F1+F2) | L800+L1800F1+L1800F2+L2100 | 1CC | 7051000 | 38.5 |  | 3 | N41 | 3 | 3 | [32 empty] | IIB | RAK-1196-CSG-IXR-E-1
RAK1201 | Site 11082 | NE |  | RAK1201 | RAKL1201 |  |  | On air | On Air |  | 2022 | Permanent | 25.5413 | 55.9475 | Huawei | Outdoor | EITC Passive Infrastructure | Green Field | Outdoor Green field-du Owned |  | Green Field | 3G+4G | BTS3900A | LTE-3CC | 2T2R | U2100 (F2) + U900 (F1+F2) | L800+L1800F1+L1800F2 |  | 7051000 | 38 |  |  |  | 3 | [33 empty] | MW | 0
RAK1203 | Site 11083 | NE |  | RAK1203 | RAKL1203 | RAKNR1203 |  | On air | On Air | On Air | 2022 | Permanent | 25.5352 | 55.9603 | Huawei | Outdoor | EITC Passive Infrastructure | Green Field | Outdoor Taawn-du Lead |  | Green Field | 3G+4G+5G | BTS3900A | LTE-3CC | 2T2R | U2100 (F2) + U900 (F1+F2) | L800+L1800F1+L1800F2 | 1CC | 7051000 | 38 |  | 3 | N41 | 3 | 3 | [32 empty] | MW | 0
RAK1209 | Site 11084 | NE |  | RAK1209 | RAKL1209 |  |  | On air | On Air |  | 2021 | Permanent | 25.8028 | 56.0649 | Huawei | Small Cells | Site Sharing | ET Capex | Outdoor Taawn-Etisalat Lead |  | ET Capex | 3G+4G | AAU5942 | LTE | 2T2R | U2100 (F2) | L1800F1 |  | 7020100 | 15 |  |  |  | 2 | [33 empty] | MW | 0
RAK1221 | Site 11085 | NE |  | RAK1221 | RAKL1221 | RAKNR1221 |  | On air | On Air | On Air | 2022 | Permanent | 25.7445 | 55.954 | Huawei | Outdoor | Site Sharing | ET Capex | Outdoor Taawn-Etisalat Lead |  | ET Capex | 3G+4G+5G | BTS3900A | LTE-4CC | 2T2R | U2100 (F2) + U900 (F1+F2) | L800+L1800F1+L1800F2+L2100 | 2CC | 7040500 | 30 |  | 3 | N78 | 3 | 3 | [32 empty] | IIB | RAK-1221-CSG-IXR-E-1
RAK1232 | Site 11086 | NE |  | RAK1232 | RAKL1232 |  |  | On air | On Air |  | 2022 | Permanent | 25.5716 | 55.9568 | Huawei | Outdoor | EITC Passive Infrastructure | Green Field | Outdoor Taawn-du Lead |  | Green Field | 3G+4G | BTS3900A | LTE-4CC | 2T2R | U2100 (F2) + U900 (F1+F2) | L800+L1800F1+L1800F2+L2100 |  | 7051000 | 38 |  |  |  | 4 | [33 empty] | MW | 0
RAK1244 | Site 11087 | NE |  | RAK1244 | RAKL1244 | RAKNR1244 |  | On air | On Air | On Air | 2023 | Permanent | 25.8001 | 55.992 | Huawei | Outdoor | EITC Passive Infrastructure | Green Field | Outdoor Green field-du Owned |  | Green Field | 3G+4G+5G | BTS3900A | LTE-4CC | 2T2R | U900 (F1+F2) | L800+L1800F1+L1800F2+L2100 | 1CC | 7020600 | 38 |  | 3 | N41 | 3 | 3 | [32 empty] | MW | 0
RAK1245 | Site 11088 | NE |  | RAK1245 | RAKL1245 |  |  | On air | On Air |  | 2023 | Permanent | 25.6224 | 55.9249 | Huawei | Outdoor | Site Sharing | Site Share | Outdoor Site Sharing-Etisalat Owned |  | Site Share | 3G+4G | BTS3900A | LTE-4CC | 2T2R | U900 (F1+F2) | L800+L1800F1+L1800F2+L2100 |  | 7050900 | 25 |  |  |  | 3 | [33 empty] | MW | 0
RAK1278 | Site 11089 | NE |  | RAK1278 | RAKL1278 | RAKNR1278 |  | On air | On Air | On Air | 2022 | Permanent | 25.8067 | 56.0464 | Huawei | Outdoor | EITC Passive Infrastructure | Green Field | Outdoor Taawn-du Lead |  | Green Field | 3G+4G+5G | BTS3900A | LTE-4CC | 2T2R | U2100 (F2) + U900 (F1+F2) | L800+L1800F1+L1800F2+L2100 | 1CC | 7020300 | 38 |  | 3 | N41 | 3 | 3 | [32 empty] | IIB | RAK-1278-CSG-N540-LD-1
RAK1330 | Site 11090 | NE |  | RAK1330 | RAKL1330 |  |  | On air | On Air |  | 2022 | Temporary | 25.6359 | 55.8974 | Huawei | Outdoor | EITC Passive Infrastructure | Green Field | Outdoor Green field-du Owned |  | Green Field | 3G+4G | BTS3900A | LTE-3CC | 2T2R | U2100 (F2) + U900 (F1+F2) | L800+L1800F1+L1800F2 |  | 7050800 | 28.5 |  |  |  | 3 | [33 empty] | IIB | RAK-1330-CSG-N540-LD-1
RAK1426 | Site 11091 | NE |  | RAK1426 | RAKL1426 |  |  | On air | On Air |  | 2023 | Permanent | 25.6105 | 56.0507 | Huawei | Outdoor | EITC Passive Infrastructure | Green Field | Outdoor Taawn-du Lead |  | Green Field | 3G+4G | BTS3900A | LTE-4CC | 2T2R | U900 (F1+F2) | L800+L1800F1+L1800F2+L2100 |  | 7050400 | 38 |  |  |  | 3 | [33 empty] | MW | 0
RAK1427 | Site 11092 | NE |  | RAK1427 | RAKL1427 |  |  | On air | On Air |  | 2023 | Permanent | 25.6209 | 56.0301 | Huawei | Outdoor | EITC Passive Infrastructure | Green Field | Outdoor Taawn-du Lead |  | Green Field | 3G+4G | BTS3900A | LTE-4CC | 2T2R | U900 (F1+F2) | L800+L1800F1+L1800F2+L2100 |  | 7050400 | 38 |  |  |  | 3 | [33 empty] | MW | 0
RAK1443 | Site 11093 | NE |  | RAK1443 | RAKL1443 |  |  | On air | On Air |  | 2023 | Permanent | 25.8421 | 56.0768 | Huawei | Outdoor | Site Sharing | ET Capex | Outdoor Taawn-Etisalat Lead |  | ET Capex | 3G+4G | BTS3900A | LTE-4CC | 2T2R | U900 (F1+F2) | L800+L1800F1+L1800F2+L2100 |  | 7020100 | 35 |  |  |  | 2 | [33 empty] | MW | 0
RAK1508 | Site 11094 | NE |  | RAK1508 | RAKL1508 | RAKNR1508 |  | On air | On Air | On Air | 2022 | Permanent | 25.6998 | 55.9874 | Huawei | Outdoor | Site Sharing | Site Share | Outdoor Site Sharing-Etisalat Owned |  | Site Share | 3G+4G+5G | BTS3900A | LTE-4CC | 2T2R | U2100 (F2) + U900 (F1+F2) | L800+L1800F1+L1800F2+L2100 | 1CC | 7021500 | 35 |  | 3 | N41 | 4 | 3 | [32 empty] | IIB | RAK-1508-CSG-IXR-E-1
RAK2014 | Site 11095 | NE | RAK2014 | RAK2014 | RAKL2014 | RAKNR2014 | On air | On air | On Air | On Air | 2008 | Permanent | 25.7933 | 55.9486 | Huawei | Outdoor | EITC Passive Infrastructure | Roof Top | RT-du Owned |  | Roof Top | 2G+3G+4G+5G | BTS3900 | LTE-4CC | 4T4R | U2100 (F2) + U900 (F1+F2) | L800+L1800F1+L1800F2+L2100 | 2CC | 7031500 | 29.5 |  | 3 | N78 | 3 | 3 | [32 empty] | IIB | RAK-2014-CSG-ASR920-LD-1
RAK2380 | Site 11096 | NE |  | RAK2380 | RAKL2380 | RAKNR2380 |  | On air | On Air | On Air | 2020 | Permanent | 25.7636 | 55.9341 | Huawei | Outdoor | Site Sharing | ET Capex | Outdoor Taawn-Etisalat Lead |  | ET Capex | 3G+4G+5G | BTS3900A | LTE-3CC | 2T2R | U2100 (F2) + U900 (F1+F2) | L800+L1800F1+L1800F2 | 2CC | 7040200 | 30 |  | 3 | N78 | 3 | 3 | [32 empty] | IIB | Passive RAK-2711-PREAGG-SR7-1
RAK2381 | Site 11097 | NE | RAK2381 | RAK2381 | RAKL2381 | RAKNR2381 | On air | On air | On Air | On Air | 2012 | Permanent | 25.7623 | 55.9489 | Huawei | Outdoor | Site Sharing | Site Share | Outdoor Site Sharing-Etisalat Owned |  | Site Share | 2G+3G+4G+5G | BTS3900 | LTE | 2T2R | U2100 (F2)+U900(F1+F2) | L1800F1 | 2CC | 7040200 | 28.7 |  | 3 | N78 | 4 | 3 | [32 empty] | IIB | RAK-2381-CSG-ASR920-LD-1
RAK2382 | Site 11098 | NE |  | RAK2382 | RAKL2382 | RAKNR2382 |  | On air | On Air | On Air | 2015 | Permanent | 25.7616 | 55.9757 | Huawei | Outdoor | Site Sharing | Site Share | Outdoor Site Sharing-Etisalat Owned |  | Site Share | 3G+4G+5G | BTS3900A | LTE-4CC | 2T2R | U2100 (F2) + U900 (F1+F2) | L800+L1800F1+L1800F2+L2100 | 1CC | 7021300 | 30 |  | 3 | N41 | 3 | 3 | [32 empty] | IIB | RAK-2382-CSG-SAR-X-1
RAK2383 | Site 11099 | NE | RAK2383 | RAK2383 | RAKL2383 | RAKNR2383 | On air | On air | On Air | On Air | 2012 | Permanent | 25.7129 | 55.8163 | Huawei | Outdoor | Site Sharing | Site Share | Outdoor Site Sharing-Etisalat Owned |  | Site Share | 2G+3G+4G+5G | BTS3900 | LTE-4CC | 2T2R | U2100 (F2) + U900 (F1+F2) | L800+L1800F1+L1800F2+L2100 | 1CC | 7060100 | 25 |  | 3 | N41 | 3 | 3 | [32 empty] | IIB | RAK-2383-CSG-SAR-X-1
RAK2384 | Site 11100 | NE |  | RAK2384 | RAKL2384 | RAKNR2384 |  | On air | On Air | On Air | 2015 | Permanent | 25.7367 | 55.932 | Huawei | Outdoor | Site Sharing | Site Share | Outdoor Site Sharing-Etisalat Owned |  | Site Share | 3G+4G+5G | BTS3900A | LTE | 2T2R | U2100 (F2) + U900 (F1+F2) | L1800F1 | 2CC | 7040700 | 30 |  | 3 | N78 | 3 | 3 | [32 empty] | IIB | Passive RAK-2000-PREAGG-SR7-1
RAK2470 | Site 11101 | NE | RAK2470 | RAK2470 | RAKL2470 |  | On air | On air | On Air |  | 2011 | Permanent | 25.8226 | 55.9694 | Huawei | Outdoor | Site Sharing | Site Share | Outdoor Site Sharing-Etisalat Owned |  | Site Share | 2G+3G+4G | BTS3900 | LTE | 2T2R | U2100 (F2) + U900 (F1+F2) | L1800F1 |  | 7030900 | 35 |  |  |  | 4 | [33 empty] | IIB | RAK-2470-CSG-IXR-E-1
RAK2487 | Site 11102 | NE | RAK2487 | RAK2487 | RAKL2487 |  | On air | On air | On Air |  | 2018 | Permanent | 25.848 | 56.0979 | Huawei | Outdoor | Site Sharing | Site Share | Outdoor Site Sharing-Etisalat Owned |  | Site Share | 2G+3G+4G | BTS3900 | LTE | 2T2R | U2100 (F2) + U900 (F1+F2) | L800 |  | 7020100 | 30 |  |  |  | 2 | [33 empty] | MW | 0
RAK2489 | Site 11103 | NE | RAK2489 | RAK2489 | RAKL2489 |  | On air | On air | On Air |  | 2015 | Permanent | 25.9833 | 56.1343 | Huawei | Outdoor | Site Sharing | Site Share | Outdoor Site Sharing-Etisalat Owned |  | Site Share | 2G+3G+4G | BTS3900A | LTE-2CC | 2T2R | U2100 (F2) + U900 (F1+F2) | L800+L1800F1 |  | 7010400 | 60 |  |  |  | 3 | [33 empty] | IIB | RAK-2489-CSG-IXR-E-1
RAK2497 | Site 11104 | NE | RAK2497 | RAK2497 | RAKL2497 | RAKNR2497 | On air | On air | On Air | On Air | 2012 | Permanent | 25.8845 | 56.0455 | Huawei | Outdoor | EITC Passive Infrastructure | Green Field | Outdoor Green field-du Owned |  | Green Field | 2G+3G+4G+5G | BTS3900 | LTE-3CC | 2T2R | U2100 (F2) + U900 (F1+F2) | L800+L1800F1+L1800F2 | 2CC | 7011100 | 28.7 |  | 3 | N78 | 3 | 3 | [32 empty] | IIB | RAK-2497-CSG-SAR-X-1
RAK2498 | Site 11105 | NE |  | RAK2498 | RAKL2498 | RAKNR2498 |  | On air | On Air | On Air | 2017 | Permanent | 25.8858 | 56.04 | Huawei | Outdoor | EITC Passive Infrastructure | Green Field | Outdoor Green field-du Owned |  | Green Field | 3G+4G+5G | BTS3900A | LTE-3CC | 2T2R | U2100 (F2) + U900 (F1+F2) | L800+L1800F1+L1800F2 | 2CC | 7011100 | 28.5 |  | 3 | N78 | 3 | 3 | [32 empty] | IIB | RAK-2498-CSG-ASR920-LD-1
RAK2600 | Site 11106 | NE | RAK2600 | RAK2600 | RAKL2600 |  | On air | On air | On Air |  | 2009 | Permanent | 25.7376 | 55.8882 | Huawei | Outdoor | EITC Passive Infrastructure | Roof Top | RT-du Owned |  | Roof Top | 2G+3G+4G | BTS3900 | LTE-3CC | 2T2R | U2100 (F2) + U900 (F1+F2) | L800+L1800F1+L1800F2 |  | 7041100 | 8.5 |  |  |  | 3 | [33 empty] | IIB | RAK-2600-CSG-IXR-E-1
RAK2647 | Site 11107 | NE |  | RAK2647 | RAKL2647 | RAKNR2647 |  | On air | On Air | On Air | 2014 | Permanent | 25.867 | 56.0121 | Huawei | Outdoor | EITC Passive Infrastructure | Green Field | Outdoor Green field-du Owned |  | Green Field | 3G+4G+5G | BTS3900A | LTE-4CC | 2T2R | U2100 (F2) + U900 (F1+F2) | L800+L1800F1+L1800F2+L2100 | 2CC | 7011100 | 30 |  | 3 | N78 | 3 | 3 | [32 empty] | IIB | RAK-2647-CSG-SAR-X-1
RAK2659 | Site 11108 | NE | RAK2659 | RAK2659 | RAKL2659 |  | On air | On air | On Air |  | 2011 | Permanent | 25.6954 | 55.8776 | Huawei | Outdoor | Site Sharing | Site Share | Outdoor Site Sharing-Etisalat Owned |  | Site Share | 2G+3G+4G | BTS3900A | LTE | 2T2R | U2100 (F2) + U900 (F1+F2) | L800 |  | 7041200 | 35 |  |  |  | 3 | [33 empty] | IIB | RAK-2659-CSG-IXR-E-1
RAK2663 | Site 11109 | NE | RAK2663 | RAK2663 | RAKL2663 | RAKNR2663 | On air | On air | On Air | On Air | 2009 | Permanent | 25.9489 | 56.066 | Huawei | Outdoor | EITC Passive Infrastructure | Green Field | Outdoor Green field-du Owned |  | Green Field | 2G+3G+4G+5G | BTS3900 | LTE-4CC | 2T2R | U2100 (F2) + U900 (F1+F2) | L800+L1800F1+L1800F2+L2100 | 1CC | 7010900 | 38.5 |  | 3 | N41 | 3 | 3 | [32 empty] | IIB | RAK-2663-CSG-IXR-E-1
RAK2665 | Site 11110 | NE | RAK2665 | RAK2665 | RAKL2665 |  | On air | On air | On Air |  | 2010 | Permanent | 25.5533 | 55.8912 | Huawei | Outdoor | Site Sharing | Site Share | Outdoor Site Sharing-Etisalat Owned |  | Site Share | 2G+3G+4G | BTS3900 | LTE-4CC | 2T2R | U2100 (F2) + U900 (F1+F2) | L800+L1800F1+L1800F2+L2100 |  | 7070400 | 45 |  |  |  | 4 | [33 empty] | IIB | RAK-2665-CSG-IXR-E-1
RAK2666 | Site 11111 | NE | RAK2666 | RAK2666 | RAKL2666 |  | On air | On air | On Air |  | 2010 | Permanent | 25.6104 | 55.8548 | Huawei | Outdoor | Site Sharing | Site Share | Outdoor Site Sharing-Etisalat Owned |  | Site Share | 2G+3G+4G | BTS3900 | LTE-3CC | 2T2R | U2100 (F2) + U900 (F1+F2) | L800+L1800F1+L1800F2 |  | 7050800 | 45 |  |  |  | 4 | [33 empty] | IIB | RAK-2666-CSG-IXR-E-1
RAK2690 | Site 11112 | NE | RAK2690 | RAK2690 | RAKL2690 |  | On air | On air | On Air |  | 2013 | Permanent | 25.86 | 56.013 | Huawei | Outdoor | Site Sharing | Site Share | Outdoor Site Sharing-Etisalat Owned |  | Site Share | 2G+3G+4G | BTS3900 | LTE-2CC | 2T2R | U2100 (F2) + U900 (F1+F2) | L800+L1800F1 |  | 7030200 | 30 |  |  |  | 3 | [33 empty] | IIB | RAK-2690-CSG-SAR-X-1
RAK2700 | Site 11113 | NE | RAK2700 | RAK2700 | RAKL2700 | RAKNR2700 | On air | On air | On Air | On Air | 2009 | Permanent | 25.7358 | 55.8963 | Huawei | Outdoor | EITC Passive Infrastructure | Green Field | Outdoor Green field-du Owned |  | Green Field | 2G+3G+4G+5G | BTS3900 | LTE-3CC | 2T2R | U2100 (F2) + U900 (F1+F2) | L800+L1800F1+L1800F2 | 2CC | 7041000 | 28 |  | 3 | N78 | 5 | 3 | [32 empty] | IIB | RAK-2000-PREAGG-SR7-1
RAK2702 | Site 11114 | NE | RAK2702 | RAK2702 | RAKL2702 | RAKNR2702 | On air | On air | On Air | On Air | 2009 | Permanent | 25.7448 | 55.9098 | Huawei | Outdoor | EITC Passive Infrastructure | Green Field | Outdoor Green field-du Owned |  | Green Field | 2G+3G+4G+5G | BTS3900 | LTE-3CC | 2T2R | U2100 (F2) + U900 (F1+F2) | L800+L1800F1+L1800F2 | 2CC | 7040800 | 26 |  | 3 | N78 | 3 | 3 | [32 empty] | IIB | RAK-2702-CSG-SAR-X-1
RAK2703 | Site 11115 | NE | RAK2703 | RAK2703 | RAKL2703 | RAKNR2703 | On air | On air | On Air | On Air | 2009 | Permanent | 25.7512 | 55.9185 | Huawei | Outdoor | EITC Passive Infrastructure | Green Field | Outdoor Green field-du Owned |  | Green Field | 2G+3G+4G+5G | BTS3900 | LTE-3CC | 2T2R | U2100 (F2) + U900 (F1+F2) | L800+L1800F1+L1800F2 | 2CC | 7040800 | 19 |  | 3 | N78 | 3 | 3 | [32 empty] | IIB | RAK-2703-CSG-SAR-X-1
RAK2704 | Site 11116 | NE | RAK2704 | RAK2704 | RAKL2704 | RAKNR2704 | On air | On air | On Air | On Air | 2009 | Permanent | 25.7691 | 55.9244 | Huawei | Outdoor | EITC Passive Infrastructure | Green Field | Outdoor Green field-du Owned |  | Green Field | 2G+3G+4G+5G | BTS3900 | LTE-2CC | 2T2R | U2100 (F2) + U900 (F1+F2) | L800+L1800F1 | 2CC | 7031400 | 26.9 |  | 3 | N78 | 3 | 3 | [32 empty] | IIB | RAK-2003-CSG-SAR-X-1
RAK2705 | Site 11117 | NE | RAK2705 | RAK2705 | RAKL2705 | RAKNR2705 | On air | On air | On Air | On Air | 2009 | Permanent | 25.7585 | 55.9262 | Huawei | Outdoor | EITC Passive Infrastructure | Green Field | Outdoor Green field-du Owned |  | Green Field | 2G+3G+4G+5G | BTS3900 | LTE-4CC | 2T2R | U2100 (F2) + U900 (F1+F2) | L800+L1800F1+L1800F2+L2100 | 2CC | 7040500 | 25 |  | 3 | N78 | 3 | 3 | [32 empty] | IIB | RAK-2004-CSG-SAR-X-1
RAK2706 | Site 11118 | NE | RAK2706 | RAK2706 | RAKL2706 | RAKNR2706 | On air | On air | On Air | On Air | 2009 | Permanent | 25.7445 | 55.9347 | Huawei | Outdoor | EITC Passive Infrastructure | Green Field | Outdoor Green field-du Owned |  | Green Field | 2G+3G+4G+5G | BTS3900 | LTE-3CC | 2T2R | U2100 (F2) + U900 (F1+F2) | L800+L1800F1+L1800F2 | 2CC | 7040500 | 28 |  | 3 | N78 | 3 | 3 | [32 empty] | IIB | RAK-2706-CSG-ASR920-LD-1
RAK2707 | Site 11119 | NE | RAK2707 | RAK2707 | RAKL2707 | RAKNR2707 | On air | On air | On Air | On Air | 2009 | Permanent | 25.7281 | 55.9564 | Huawei | Outdoor | EITC Passive Infrastructure | Green Field | Outdoor Green field-du Owned |  | Green Field | 2G+3G+4G+5G | BTS3900 | LTE-4CC | 2T2R | U2100 (F2) + U900 (F1+F2) | L800+L1800F1+L1800F2+L2100 | 1CC | 7040600 | 28 |  | 3 | N41 | 4 | 3 | [32 empty] | IIB | RAK-2707-CSG-ASR920-LD-1
RAK2708 | Site 11120 | NE | RAK2708 | RAK2708 | RAKL2708 | RAKNR2708 | On air | On air | On Air | On Air | 2009 | Permanent | 25.7415 | 55.9774 | Huawei | Outdoor | EITC Passive Infrastructure | Green Field | Outdoor Green field-du Owned |  | Green Field | 2G+3G+4G+5G | BTS3900 | LTE-3CC | 2T2R | U2100 (F2) + U900 (F1+F2) | L800+L1800F1+L1800F2 | 1CC | 7040300 | 28 |  | 3 | N41 | 8 | 3 | [32 empty] | IIB | RAK-2007-PREAGG-SR7-1
RAK2709 | Site 11121 | NE | RAK2709 | RAK2709 | RAKL2709 | RAKNR2709 | On air | On air | On Air | On Air | 2009 | Permanent | 25.7669 | 55.9678 | Huawei | Outdoor | EITC Passive Infrastructure | Green Field | Outdoor Green field-du Owned |  | Green Field | 2G+3G+4G+5G | BTS3900 | LTE-4CC | 2T2R | U2100 (F2) + U900 (F1+F2) | L800+L1800F1+L1800F2+L2100 | 2CC | 7040100 | 25 |  | 3 | N78 | 3 | 3 | [32 empty] | IIB | RAK-2008-IBS-SAR-M-1
RAK2710 | Site 11122 | NE | RAK2710 | RAK2710 | RAKL2710 | RAKNR2710 | On air | On air | On Air | On Air | 2009 | Permanent | 25.7619 | 55.9552 | Huawei | Outdoor | EITC Passive Infrastructure | Green Field | Outdoor Green field-du Owned |  | Green Field | 2G+3G+4G+5G | BTS3900 | LTE-4CC | 2T2R | U2100 (F2) + U900 (F1+F2) | L800+L1800F1+L1800F2+L2100 | 2CC | 7040400 | 26 |  | 3 | N78 | 3 | 3 | [32 empty] | IIB | RAK-2009-IBS-SAR-M-1 + RAK-2009-PREAGG-SR7-1 + + + +
RAK2711 | Site 11123 | NE | RAK2711 | RAK2711 | RAKL2711 | RAKNR2711 | On air | On air | On Air | On Air | 2009 | Permanent | 25.7679 | 55.9374 | Huawei | Outdoor | EITC Passive Infrastructure | Green Field | Outdoor Green field-du Owned |  | Green Field | 2G+3G+4G+5G | BTS3900 | LTE-3CC | 2T2R | U2100 (F2) + U900 (F1+F2) | L800+L1800F1+L1800F2 | 2CC | 7031400 | 26 |  | 3 | N78 | 3 | 3 | [32 empty] | IIB | RAK-2711-SCSG-IXR-R6D-1
RAK2712 | Site 11124 | NE | RAK2712 | RAK2712 | RAKL2712 | RAKNR2712 | On air | On air | On Air | On Air | 2010 | Permanent | 25.776 | 55.9305 | Huawei | Outdoor | Site Sharing | Site Share | Outdoor Site Sharing-Etisalat Owned |  | Site Share | 2G+3G+4G+5G | BTS3900 | LTE-4CC | 2T2R | U2100 (F2) + U900 (F1+F2) | L800+L1800F1+L1800F2+L2100 | 2CC | 7031400 | 25 |  | 3 | N78 | 4 | 3 | [32 empty] | IIB | RAK-2712-CSG-SAR-X-1
RAK2714 | Site 11125 | NE | RAK2714 | RAK2714 | RAKL2714 | RAKNR2714 | On air | On air | On Air | On Air | 2009 | Permanent | 25.7866 | 55.9861 | Huawei | Outdoor | EITC Passive Infrastructure | Green Field | Outdoor Green field-du Owned |  | Green Field | 2G+3G+4G+5G | BTS3900 | LTE-4CC | 2T2R | U2100 (F2) + U900 (F1+F2) | L800+L1800F1+L1800F2+L2100 | 1CC | 7020900 | 35 |  | 3 | N41 | 3 | 3 | [32 empty] | IIB | RAK-2714-CSG-IXR-E-1
RAK2715 | Site 11126 | NE | RAK2715 | RAK2715 | RAKL2715 | RAKNR2715 | On air | On air | On Air | On Air | 2009 | Permanent | 25.7861 | 56.0116 | Huawei | Outdoor | EITC Passive Infrastructure | Green Field | Outdoor Green field-du Owned |  | Green Field | 2G+3G+4G+5G | BTS3900 | LTE-3CC | 2T2R | U2100 (F2) + U900 (F1+F2) | L800+L1800F1+L1800F2 | 1CC | 7020600 | 50 |  | 3 | N41 | 5 | 3 | [32 empty] | IIB | RAK-2715-CSG-IXR-E-1
RAK2716 | Site 11127 | NE | RAK2716 | RAK2716 | RAKL2716 | RAKNR2716 | On air | On air | On Air | On Air | 2009 | Permanent | 25.8105 | 55.9753 | Huawei | Outdoor | EITC Passive Infrastructure | Green Field | Outdoor Green field-du Owned |  | Green Field | 2G+3G+4G+5G | BTS3900 | LTE-4CC | 2T2R | U2100 (F2) + U900 (F1+F2) | L800+L1800F1+L1800F2+L2100 | 2CC | 7031100 | 28.5 |  | 3 | N78 | 3 | 3 | [32 empty] | IIB | RAK-2021-CSG-SAR-X-1
RAK2717 | Site 11128 | NE | RAK2717 | RAK2717 | RAKL2717 | RAKNR2717 | On air | On air | On Air | On Air | 2009 | Permanent | 25.8099 | 55.9646 | Huawei | Outdoor | EITC Passive Infrastructure | Green Field | Outdoor Green field-du Owned |  | Green Field | 2G+3G+4G+5G | BTS3900 | LTE-4CC | 2T2R | U2100 (F2) + U900 (F1+F2) | L800+L1800F1+L1800F2+L2100 | 2CC | 7031100 | 25 |  | 3 | N78 | 3 | 3 | [32 empty] | IIB | RAK-2717-CSG-ASR920-LD-1
RAK2718 | Site 11129 | NE |  | RAK2718 | RAKL2718 | RAKNR2718 |  | On air | On Air | On Air | 2009 | Permanent | 25.8133 | 55.9829 | Huawei | Outdoor | EITC Passive Infrastructure | Green Field | Outdoor Green field-du Owned |  | Green Field | 3G+4G+5G | BTS3900 | LTE-4CC | 2T2R | U2100 (F2) + U900 (F1+F2) | L800+L1800F1+L1800F2+L2100 | 2CC | 7030700 | 25 |  | 3 | N78 | 4 | 3 | [32 empty] | IIB | RAK-2718-CSG-IXR-E-1
RAK2719 | Site 11130 | NE | RAK2719 | RAK2719 | RAKL2719 | RAKNR2719 | On air | On air | On Air | On Air | 2009 | Permanent | 25.8295 | 55.9934 | Huawei | Outdoor | EITC Passive Infrastructure | Green Field | Outdoor Green field-du Owned |  | Green Field | 2G+3G+4G+5G | BTS3900 | LTE-4CC | 2T2R | U2100 (F2) + U900 (F1+F2) | L800+L1800F1+L1800F2+L2100 | 2CC | 7030500 | 26.9 |  | 3 | N78 | 3 | 3 | [32 empty] | IIB | RAK-2719-CSG-IXR-E-1
RAK2720 | Site 11131 | NE | RAK2720 | RAK2720 | RAKL2720 | RAKNR2720 | On air | On air | On Air | On Air | 2009 | Permanent | 25.8445 | 56.0066 | Huawei | Outdoor | EITC Passive Infrastructure | Green Field | Outdoor Green field-du Owned |  | Green Field | 2G+3G+4G+5G | BTS3900 | LTE-4CC | 2T2R | U2100 (F2) + U900 (F1+F2) | L800+L1800F1+L1800F2+L2100 | 2CC | 7030300 | 28 |  | 3 | N78 | 3 | 3 | [32 empty] | IIB | RAK-2720-CSG-SAR-X-1
RAK2721 | Site 11132 | NE | RAK2721 | RAK2721 | RAKL2721 | RAKNR2721 | On air | On air | On Air | On Air | 2009 | Permanent | 25.667 | 55.9707 | Huawei | Outdoor | EITC Passive Infrastructure | Green Field | Outdoor Green field-du Owned |  | Green Field | 2G+3G+4G+5G | BTS3900 | LTE-4CC | 2T2R | U2100 (F2) + U900 (F1+F2) | L800+L1800F1+L1800F2+L2100 | 1CC | 7050600 | 30 |  | 3 | N41 | 4 | 3 | [32 empty] | IIB | Passive to RAK-2026-SCSG-IXR-R6D-1
RAK2722 | Site 11133 | NE | RAK2722 | RAK2722 | RAKL2722 | RAKNR2722 | On air | On air | On Air | On Air | 2009 | Permanent | 25.616 | 55.9544 | Huawei | Outdoor | EITC Passive Infrastructure | Green Field | Outdoor Green field-du Owned |  | Green Field | 2G+3G+4G+5G | BTS3900 | LTE-4CC | 2T2R | U2100 (F2) + U900 (F1+F2) | L800+L1800F1+L1800F2+L2100 | 1CC | 7050900 | 43 |  | 3 | N41 | 3 | 3 | [32 empty] | IIB | RAK-2027-IBS-SAR-M-1
RAK2723 | Site 11134 | NE | RAK2723 | RAK2723 | RAKL2723 | RAKNR2723 | On air | On air | On Air | On Air | 2009 | Permanent | 25.713 | 55.8416 | Huawei | Outdoor | EITC Passive Infrastructure | Green Field | Outdoor Green field-du Owned |  | Green Field | 2G+3G+4G+5G | BTS3900 | LTE-4CC | 2T2R | U2100 (F2) + U900 (F1+F2) | L800+L1800F1+L1800F2+L2100 | 1CC | 7060300 | 28 |  | 3 | N41 | 4 | 3 | [32 empty] | IIB | RAK-2028-PREAGG-SR7-1
RAK2724 | Site 11135 | NE | RAK2724 | RAK2724 | RAKL2724 | RAKNR2724 | On air | On air | On Air | On Air | 2009 | Permanent | 25.897 | 56.0562 | Huawei | Outdoor | EITC Passive Infrastructure | Green Field | Outdoor Green field-du Owned |  | Green Field | 2G+3G+4G+5G | BTS3900 | LTE-3CC | 2T2R | U2100 (F2) + U900 (F1+F2) | L800+L1800F1+L1800F2 | 1CC | 7011100 | 44 |  | 3 | N41 | 5 | 3 | [32 empty] | IIB | RAK-2724-CSG-SAR-X-1
RAK2725 | Site 11136 | NE | RAK2725 | RAK2725 | RAKL2725 | RAKNR2725 | On air | On air | On Air | On Air | 2009 | Permanent | 25.9772 | 56.0664 | Huawei | Outdoor | EITC Passive Infrastructure | Green Field | Outdoor Green field-du Owned |  | Green Field | 2G+3G+4G+5G | BTS3900 | LTE-4CC | 4T4R | U2100 (F2) + U900 (F1+F2) | L700+L800+L1800F1+L1800F2+L2100 | 1CC | 7010600 | 40 |  | 3 | N41 | 3 | 3 | [32 empty] | IIB | RAK-2725-CSG-SAR-X-1
RAK2726 | Site 11137 | NE | RAK2726 | RAK2726 | RAKL2726 | RAKNR2726 | On air | On air | On Air | On Air | 2009 | Permanent | 26.0295 | 56.087 | Huawei | Outdoor | EITC Passive Infrastructure | Green Field | Outdoor Green field-du Owned |  | Green Field | 2G+3G+4G+5G | BTS3900 | LTE-4CC | 4T4R | U2100 (F2) + U900 (F1+F2) | L800+L1800F1+L1800F2+L2100 | 1CC | 7010300 | 40 |  | 3 | N41 | 5 | 3 | [32 empty] | IIB | RAK-2726-CSG-ASR920-LD-1
RAK2727 | Site 11138 | NE | RAK2727 | RAK2727 | RAKL2727 | RAKNR2727 | On air | On air | On Air | On Air | 2009 | Permanent | 25.8755 | 56.0186 | Huawei | Outdoor | EITC Passive Infrastructure | Green Field | Outdoor Green field-du Owned |  | Green Field | 2G+3G+4G+5G | BTS3900 | LTE-3CC | 2T2R | U2100 (F2) + U900 (F1+F2) | L800+L1800F1+L1800F2 | 2CC | 7011100 | 26.9 |  | 3 | N78 | 3 | 3 | [32 empty] | IIB | RAK-2727-PREAGG-SR7-1
RAK2728 | Site 11139 | NE | RAK2728 | RAK2728 | RAKL2728 | RAKNR2728 | On air | On air | On Air | On Air | 2009 | Permanent | 25.8188 | 55.9881 | Huawei | Outdoor | EITC Passive Infrastructure | Green Field | Outdoor Green field-du Owned |  | Green Field | 2G+3G+4G+5G | BTS3900 | LTE-4CC | 4T4R | U2100 (F2) + U900 (F1+F2) | L800+L1800F1+L1800F2+L2100 | 2CC | 7030700 | 28.5 |  | 3 | N78 | 3 | 3 | [32 empty] | IIB | RAK-2100-CSG-SAR-X-1
RAK2729 | Site 11140 | NE | RAK2729 | RAK2729 | RAKL2729 | RAKNR2729 | On air | On air | On Air | On Air | 2009 | Permanent | 25.7601 | 55.9368 | Huawei | Outdoor | EITC Passive Infrastructure | Green Field | Outdoor Green field-du Owned |  | Green Field | 2G+3G+4G+5G | BTS3900 | LTE-4CC | 2T2R | U2100 (F2) + U900 (F1+F2) | L800+L1800F1+L1800F2+L2100 | 2CC | 7040200 | 28.5 |  | 3 | N78 | 4 | 3 | [32 empty] | IIB | RAK-2729-CSG-ASR920-LD-1
RAK2730 | Site 11141 | NE | RAK2730 | RAK2730 | RAKL2730 | RAKNR2730 | On air | On air | On Air | On Air | 2009 | Permanent | 25.707 | 55.8094 | Huawei | Outdoor | EITC Passive Infrastructure | Green Field | Outdoor Green field-du Owned |  | Green Field | 2G+3G+4G+5G | BTS3900 | LTE-4CC | 4T4R | U2100 (F2) + U900 (F1+F2) | L800+L1800F1+L1800F2+L2100 | 1CC | 7060100 | 38 |  | 3 | N41 | 4 | 3 | [32 empty] | IIB | RAK-2730-CSG-SAR-X-1
RAK2731 | Site 11142 | NE | RAK2731 | RAK2731 | RAKL2731 | RAKNR2731 | On air | On air | On Air | On Air | 2009 | Permanent | 25.7231 | 55.9126 | Huawei | Outdoor | EITC Passive Infrastructure | Green Field | Outdoor Green field-du Owned |  | Green Field | 2G+3G+4G+5G | BTS3900 | LTE-2CC | 2T2R | U2100 (F2) + U900 (F1+F2) | L800+L1800F1 | 2CC | 7041000 | 44.3 |  | 3 | N78 | 4 | 3 | [32 empty] | IIB | RAK-2731-CSG-SAR-X-1
RAK2732 | Site 11143 | NE | RAK2732 | RAK2732 | RAKL2732 | RAKNR2732 | On air | On air | On Air | On Air | 2009 | Permanent | 25.6802 | 55.7794 | Huawei | Outdoor | Site Sharing | Site Share | Outdoor Site Sharing-Etisalat Owned |  | Site Share | 2G+3G+4G+5G | BTS3900 | LTE-4CC | 2T2R | U2100 (F2) + U900 (F1+F2) | L800+L1800F1+L1800F2+L2100 | 2CC | 7060200 | 30 |  | 3 | N78 | 5 | 3 | [32 empty] | IIB | RAK-2732-CSG-IXR-E-1
RAK2733 | Site 11144 | NE | RAK2733 | RAK2733 | RAKL2733 | RAKNR2733 | On air | On air | On Air | On Air | 2009 | Permanent | 25.6956 | 55.7974 | Huawei | Outdoor | Site Sharing | Site Share | Outdoor Site Sharing-Etisalat Owned |  | Site Share | 2G+3G+4G+5G | BTS3900 | LTE-4CC | 2T2R | U2100 (F2) + U900 (F1+F2) | L800+L1800F1+L1800F2+L2100 | 1CC | 7060200 | 30 |  | 3 | N41 | 3 | 3 | [32 empty] | IIB | RAK-2105-IBS-SAR-M-1 + RAK-2105-CSG-ASR920-LD-1
RAK2734 | Site 11145 | NE | RAK2734 | RAK2734 | RAKL2734 | RAKNR2734 | On air | On air | On Air | On Air | 2009 | Permanent | 25.8178 | 56.0149 | Huawei | Outdoor | EITC Passive Infrastructure | Green Field | Outdoor Green field-du Owned |  | Green Field | 2G+3G+4G+5G | BTS3900 | LTE-3CC | 2T2R | U2100 (F2) + U900 (F1+F2) | L800+L1800F1+L1800F2 | 1CC | 7020400 | 28.5 |  | 3 | N41 | 3 | 3 | [32 empty] | IIB | RAK-2734-CSG-IXR-E-1
RAK2735 | Site 11146 | NE |  | RAK2735 | RAKL2735 | RAKNR2735 |  | On air | On Air | On Air | 2015 | Permanent | 25.7043 | 55.7883 | Huawei | Outdoor | Site Sharing | Site Share | Outdoor Site Sharing-Etisalat Owned |  | Site Share | 3G+4G+5G | BTS3900A | LTE-4CC | 2T2R | U2100 (F2) + U900 (F1+F2) | L800+L1800F1+L1800F2+L2100 | 1CC | 7060200 | 30 |  | 3 | N41 | 3 | 3 | [32 empty] | IIB | RAK-2735-CSG-SAR-X-1
RAK2736 | Site 11147 | NE | RAK2736 | RAK2736 | RAKL2736 | RAKNR2736 | On air | On air | On Air | On Air | 2009 | Permanent | 25.7141 | 55.9673 | Huawei | Outdoor | EITC Passive Infrastructure | Green Field | Outdoor Green field-du Owned |  | Green Field | 2G+3G+4G+5G | BTS3900 | LTE-4CC | 2T2R | U2100 (F2) + U900 (F1+F2) | L700+L800+L1800F1+L1800F2+L2100 | 1CC | 7040600 | 43 |  | 3 | N41 | 5 | 3 | [32 empty] | IIB | RAK-2736-CSG-IXR-E-1
RAK2737 | Site 11148 | NE | RAK2737 | RAK2737 | RAKL2737 | RAKNR2737 | On air | On air | On Air | On Air | 2009 | Permanent | 25.7769 | 55.976 | Huawei | Outdoor | EITC Passive Infrastructure | Green Field | Outdoor Green field-du Owned |  | Green Field | 2G+3G+4G+5G | BTS3900 | LTE-4CC | 2T2R | U2100 (F2) + U900 (F1+F2) | L800+L1800F1+L1800F2+L2100 | 1CC | 7021100 | 28 |  | 3 | N41 | 3 | 3 | [32 empty] | IIB | RAK-2737-CSG-N540-LD-1
RAK2738 | Site 11149 | NE | RAK2738 | RAK2738 | RAKL2738 | RAKNR2738 | On air | On air | On Air | On Air | 2010 | Permanent | 25.5075 | 56.0757 | Huawei | Outdoor | EITC Passive Infrastructure | Green Field | Outdoor Green field-du Owned |  | Green Field | 2G+3G+4G+5G | BTS3900 | LTE-3CC | 2T2R | U2100 (F2) + U900 (F1+F2) | L800+L1800F1+L1800F2 | 1CC | 6000100 | 58.5 |  | 2 | N41 | 2 | 2 | [32 empty] | IIB | RAK-2738-CSG-IXR-E-1
RAK2740 | Site 11150 | NE | RAK2740 | RAK2740 | RAKL2740 | RAKNR2740 | On air | On air | On Air | On Air | 2009 | Permanent | 25.9685 | 56.094 | Huawei | Outdoor | EITC Passive Infrastructure | Green Field | Outdoor Green field-du Owned |  | Green Field | 2G+3G+4G+5G | BTS3900 | LTE-3CC | 2T2R | U2100 (F2) + U900 (F1+F2) | L700+L800+L1800F1+L1800F2 | 1CC | 7010400 | 73.5 |  | 3 | N41 | 3 | 3 | [32 empty] | IIB | RAK-2740-CSG-SAR-X-1
RAK2741 | Site 11151 | NE | RAK2741 | RAK2741 | RAKL2741 | RAKNR2741 | On air | On air | On Air | On Air | 2009 | Permanent | 25.461 | 56.0066 | Huawei | Outdoor | EITC Passive Infrastructure | Green Field | Outdoor Green field-du Owned |  | Green Field | 2G+3G+4G+5G | BTS3900 | LTE-4CC | 2T2R | U2100 (F2) + U900 (F1+F2) | L700+L800+L1800F1+L1800F2+L2100 | 1CC | 7070700 | 58 |  | 3 | N41 | 3 | 3 | [32 empty] | IIB | RAK-2741-CSG-ASR920-LD-1
RAK2742 | Site 11152 | NE | RAK2742 | RAK2742 | RAKL2742 | RAKNR2742 | On air | On air | On Air | On Air | 2010 | Permanent | 25.6786 | 56.0235 | Huawei | Outdoor | EITC Passive Infrastructure | Green Field | Outdoor Green field-du Owned |  | Green Field | 2G+3G+4G+5G | BTS3900 | LTE-3CC | 2T2R | U2100 (F2) + U900 (F1+F2) | L800+L1800F1+L1800F2 | 1CC | 7050300 | 58.7 |  | 3 | N41 | 3 | 3 | [32 empty] | IIB | RAK-2742-CSG-IXR-E-1
RAK2743 | Site 11153 | NE | RAK2743 | RAK2743 | RAKL2743 | RAKNR2743 |  | On air | On Air | On Air | 2009 | Permanent | 26.0337 | 56.1138 | Huawei | Outdoor | EITC Passive Infrastructure | Green Field | Outdoor Green field-du Owned |  | Green Field | 3G+4G+5G | BTS3900 | LTE-3CC | 2T2R | U2100 (F2) + U900 (F1+F2) | L800+L1800F1+L1800F2 | 1CC | 7010100 | 28.5 |  | 3 | N41 | 3 | 3 | [32 empty] | IIB | RAK-2743-CSG-N540-LD-1
RAK2744 | Site 11154 | NE | RAK2744 | RAK2744 | RAKL2744 | RAKNR2744 | On air | On air | On Air | On Air | 2010 | Permanent | 25.7876 | 56.0729 | Huawei | Outdoor | Site Sharing | Site Share | Outdoor Site Sharing-Etisalat Owned |  | Site Share | 2G+3G+4G+5G | BTS3900 | LTE-3CC | 2T2R | U2100 (F2) + U900 (F1+F2) | L800+L1800F1+L1800F2 | 1CC | 7020100 | 80 |  | 3 | N41 | 3 | 3 | [32 empty] | IIB | RAK-2744-CSG-IXR-E-1
RAK2745 | Site 11155 | NE | RAK2745 | RAK2745 | RAKL2745 |  | On air | On air | On Air |  | 2010 | Permanent | 25.4652 | 55.9808 | Huawei | Outdoor | Site Sharing | Site Share | Outdoor Site Sharing-Etisalat Owned |  | Site Share | 2G+3G+4G | BTS3900 | LTE-4CC | 2T2R | U2100 (F2) + U900 (F1+F2) | L800+L1800F1+L1800F2+L2100 |  | 7070700 | 63 |  |  |  | 8 | [33 empty] | IIB | RAK-2745-CSG-ASR920-LD-1
RAK2746 | Site 11156 | NE | RAK2746 | RAK2746 | RAKL2746 | RAKNR2746 | On air | On air | On Air | On Air | 2009 | Permanent | 25.6278 | 56.0049 | Huawei | Outdoor | EITC Passive Infrastructure | Green Field | Outdoor Green field-du Owned |  | Green Field | 2G+3G+4G+5G | BTS3900 | LTE-4CC | 2T2R | U2100 (F2) + U900 (F1+F2) | L800+L1800F1+L1800F2+L2100 | 1CC | 7050500 | 58.5 |  | 3 | N41 | 4 | 3 | [32 empty] | IIB | RAK-2746-CSG-IXR-E-1
RAK2748 | Site 11157 | NE | RAK2748 | RAK2748 | RAKL2748 | RAKNR2748 | On air | On air | On Air | On Air | 2011 | Permanent | 25.7286 | 56.0149 | Huawei | Outdoor | EITC Passive Infrastructure | Green Field | Outdoor Green field-du Owned |  | Green Field | 2G+3G+4G+5G | BTS3900 | LTE-3CC | 2T2R | U2100 (F2) + U900 (F1+F2) | L800+L1800F1+L1800F2 | 1CC | 7050200 | 38.7 |  | 3 | N41 | 3 | 3 | [32 empty] | IIB | RAK-2748-CSG-IXR-E-1
RAK2750 | Site 11158 | NE | RAK2750 | RAK2750 | RAKL2750 | RAKNR2750 | On air | On air | On Air | On Air | 2009 | Permanent | 25.7371 | 55.9429 | Huawei | Outdoor | Site Sharing | Site Share | Outdoor Site Sharing-Etisalat Owned |  | Site Share | 2G+3G+4G+5G | BTS3900 | LTE-3CC | 2T2R | U2100 (F2) + U900 (F1+F2) | L800+L1800F1+L1800F2 | 2CC | 7040700 | 35 |  | 3 | N78 | 3 | 3 | [32 empty] | IIB | RAK-2750-CSG-SAR-X-1
RAK2754 | Site 11159 | NE | RAK2754 | RAK2754 | RAKL2754 | RAKNR2754 | On air | On air | On Air | On Air | 2008 | Permanent | 25.7821 | 55.9397 | Huawei | Outdoor | EITC Passive Infrastructure | Green Field | Outdoor Green field-du Owned |  | Green Field | 2G+3G+4G+5G | BTS3900 | LTE-4CC | 4T4R | U2100 (F2) + U900 (F1+F2) | L800+L1800F1+L1800F2+L2100 | 2CC | 7031400 | 26 |  | 3 | N78 | 3 | 3 | [32 empty] | IIB | RAK-2754-CSG-SAR-X-1
RAK2755 | Site 11160 | NE | RAK2755 | RAK2755 | RAKL2755 | RAKNR2755 | On air | On air | On Air | On Air | 2008 | Permanent | 25.7892 | 55.9424 | Huawei | Outdoor | EITC Passive Infrastructure | Roof Top | RT-du Owned |  | Roof Top | 2G+3G+4G+5G | BTS3900 | LTE-4CC | 2T2R | U2100 (F2) + U900 (F1+F2) | L800+L1800F1+L1800F2+L2100 | 2CC | 7031500 | 23.8 |  | 3 | N78 | 4 | 3 | [32 empty] | IIB | RAK-2755-CSG-ASR920-LD-1
RAK2756 | Site 11161 | NE | RAK2756 | RAK2756 | RAKL2756 | RAKNR2756 | On air | On air | On Air | On Air | 2008 | Permanent | 25.7989 | 55.9494 | Huawei | Outdoor | EITC Passive Infrastructure | Roof Top | RT-du Owned |  | Roof Top | 2G+3G+4G+5G | BTS3900 | LTE-4CC | 4T4R | U2100 (F2) + U900 (F1+F2) | L800+L1800F1+L1800F2+L2100 | 2CC | 7031500 | 25 |  | 3 | N78 | 4 | 3 | [32 empty] | MW | 0
RAK2757 | Site 11162 | NE | RAK2757 | RAK2757 | RAKL2757 | RAKNR2757 | On air | On air | On Air | On Air | 2008 | Permanent | 25.7894 | 55.9666 | Huawei | Outdoor | EITC Passive Infrastructure | Green Field | Outdoor Green field-du Owned |  | Green Field | 2G+3G+4G+5G | BTS3900 | LTE-4CC | 2T2R | U2100 (F2) + U900 (F1+F2) | L800+L1800F1+L1800F2+L2100 | 2CC | 7031200 | 25 |  | 3 | N78 | 3 | 3 | [32 empty] | IIB | RAK-2016-CSG-ASR920-LD-1
RAK2758 | Site 11163 | NE | RAK2758 | RAK2758 | RAKL2758 | RAKNR2758 | On air | On air | On Air | On Air | 2008 | Permanent | 25.7992 | 55.9736 | Huawei | Outdoor | EITC Passive Infrastructure | Roof Top | RT-du Owned |  | Roof Top | 2G+3G+4G+5G | BTS3900 | LTE-4CC | 2T2R | U2100 (F2) + U900 (F1+F2) | L800+L1800F1+L1800F2+L2100 | 2CC | 7031000 | 25 |  | 3 | N78 | 3 | 3 | [32 empty] | IIB | RAK-2758-CSG-IXR-E-1
RAK2759 | Site 11164 | NE | RAK2759 | RAK2759 | RAKL2759 | RAKNR2759 | On air | On air | On Air | On Air | 2008 | Permanent | 25.8018 | 55.9654 | Huawei | Outdoor | EITC Passive Infrastructure | Roof Top | RT-du Owned |  | Roof Top | 2G+3G+4G+5G | BTS3900 | LTE-4CC | 2T2R | U2100 (F2) + U900 (F1+F2) | L800+L1800F1+L1800F2+L2100 | 2CC | 7031200 | 30 |  | 3 | N78 | 3 | 3 | [32 empty] | IIB | RAK-2759-PREAGG-SR7-1
RAK2761 | Site 11165 | NE | RAK2761 | RAK2761 | RAKL2761 |  |  | On air | On Air |  | 2010 | Permanent | 25.4015 | 56.0565 | Huawei | Outdoor | Site Sharing | Site Share | Outdoor Site Sharing-Etisalat Owned |  | Site Share | 3G+4G | BTS3900 | LTE-4CC | 2T2R | U2100 (F2) + U900 (F1+F2) | L800+L1800F1+L1800F2+L2100 |  | 7071100 | 65 |  |  |  | 3 | [33 empty] | IIB | RAK-2761-CSG-N540-LD-1
RAK2762 | Site 11166 | NE | RAK2762 | RAK2762 | RAKL2762 | RAKNR2762 | On air | On air | On Air | On Air | 2011 | Permanent | 25.754 | 55.9113 | Huawei | Outdoor | EITC Passive Infrastructure | Roof Top | RT-du Owned |  | Roof Top | 2G+3G+4G+5G | BTS3900 | LTE-3CC | 2T2R | U2100 (F2) + U900 (F1+F2) | L800+L1800F1+L1800F2 | 2CC | 7040800 | 24.75 |  | 3 | N78 | 4 | 3 | [32 empty] | IIB | RAK-2126-CSG-SAR-X-1
RAK2763 | Site 11167 | NE | RAK2763 | RAK2763 | RAKL2763 |  | On air | On air | On Air |  | 2009 | Permanent | 25.6803 | 55.9267 | Huawei | Outdoor | EITC Passive Infrastructure | Green Field | Outdoor Green field-du Owned |  | Green Field | 2G+3G+4G | BTS3900 | LTE-4CC | 2T2R | U2100 (F2) + U900 (F1+F2) | L800+L1800F1+L1800F2+L2100 |  | 7050800 | 38.5 |  |  |  | 4 | [33 empty] | MW | 0
RAK2764 | Site 11168 | NE | RAK2764 | RAK2764 | RAKL2764 | RAKNR2764 | On air | On air | On Air | On Air | 2009 | Permanent | 25.7706 | 56.0262 | Huawei | Outdoor | EITC Passive Infrastructure | Green Field | Outdoor Green field-du Owned |  | Green Field | 2G+3G+4G+5G | BTS3900 | LTE-4CC | 2T2R | U2100 (F2) + U900 (F1+F2) | L800+L1800F1+L1800F2+L2100 | 1CC | 7020800 | 43.5 |  | 3 | N41 | 3 | 3 | [32 empty] | IIB | RAK-2764-CSG-ASR920-LD-1
RAK2765 | Site 11169 | NE |  | RAK2765 | RAKL2765 |  |  | On air | On Air |  | 2009 | Permanent | 25.9338 | 56.06 | Huawei | Outdoor | Site Sharing | Site Share | Outdoor Site Sharing-Etisalat Owned |  | Site Share | 3G+4G | BTS3900 | LTE-2CC | 2T2R | U2100 (F2) + U900 (F1+F2) | L800+L1800F1 |  | 7010900 | 35 |  |  |  | 3 | [33 empty] | IIB | RAK-2765-CSG-IXR-E-1
RAK2766 | Site 11170 | NE | RAK2766 | RAK2766 | RAKL2766 | RAKNR2766 | On air | On air | On Air | On Air | 2009 | Permanent | 25.7861 | 55.9441 | Huawei | Outdoor | EITC Passive Infrastructure | Green Field | Outdoor Green field-du Owned |  | Green Field | 2G+3G+4G+5G | BTS3900 | LTE-4CC | 4T4R | U2100 (F2) + U900 (F1+F2) | L800+L1800F1+L1800F2+L2100 | 2CC | 7031400 | 28.5 |  | 3 | N78 | 3 | 3 | [32 empty] | IIB | RAK-2766-CSG-SAR-X-1
RAK2767 | Site 11171 | NE | RAK2767 | RAK2767 | RAKL2767 | RAKNR2767 | On air | On air | On Air | On Air | 2009 | Permanent | 25.8085 | 55.955 | Huawei | Outdoor | EITC Passive Infrastructure | Green Field | Outdoor Green field-du Owned |  | Green Field | 2G+3G+4G+5G | BTS3900 | LTE-4CC | 4T4R | U2100 (F2) + U900 (F1+F2) | L800+L1800F1+L1800F2+L2100 | 2CC | 7030900 | 28.5 |  | 3 | N78 | 3 | 3 | [32 empty] | IIB | RAK-2767-CSG-ASR920-LD-1
RAK2768 | Site 11172 | NE | RAK2768 | RAK2768 | RAKL2768 | RAKNR2768 | On air | On air | On Air | On Air | 2009 | Permanent | 25.7862 | 55.9763 | Huawei | Outdoor | EITC Passive Infrastructure | Green Field | Outdoor Green field-du Owned |  | Green Field | 2G+3G+4G+5G | BTS3900 | LTE-4CC | 4T4R | U2100 (F2) + U900 (F1+F2) | L800+L1800F1+L1800F2+L2100 | 1CC | 7020900 | 28.5 |  | 3 | N41 | 3 | 3 | [32 empty] | IIB | RAK-2768-CSG-SAR-X-1
RAK2769 | Site 11173 | NE | RAK2769 | RAK2769 | RAKL2769 | RAKNR2769 | On air | On air | On Air | On Air | 2009 | Permanent | 25.7853 | 55.9344 | Huawei | Outdoor | EITC Passive Infrastructure | Green Field | Outdoor Green field-du Owned |  | Green Field | 2G+3G+4G+5G | BTS3900 | LTE-4CC | 4T4R | U2100 (F2) + U900 (F1+F2) | L800+L1800F1+L1800F2+L2100 | 2CC | 7031500 | 28.5 |  | 3 | N78 | 3 | 3 | [32 empty] | IIB | RAK-2769-CSG-ASR920-LD-1
RAK2770 | Site 11174 | NE | RAK2770 | RAK2770 | RAKL2770 | RAKNR2770 | On air | On air | On Air | On Air | 2009 | Permanent | 25.7931 | 55.9441 | Huawei | Outdoor | EITC Passive Infrastructure | Green Field | Outdoor Green field-du Owned |  | Green Field | 2G+3G+4G+5G | BTS3900 | LTE-4CC | 4T4R | U2100 (F2) + U900 (F1+F2) | L800+L1800F1+L1800F2+L2100 | 2CC | 7031500 | 28.5 |  | 3 | N78 | 3 | 3 | [32 empty] | IIB | RAK-2134-CSG-ASR920-LD-1
RAK2771 | Site 11175 | NE | RAK2771 | RAK2771 | RAKL2771 | RAKNR2771 | On air | On air | On Air | On Air | 2009 | Permanent | 25.7703 | 55.9978 | Huawei | Outdoor | EITC Passive Infrastructure | Green Field | Outdoor Green field-du Owned |  | Green Field | 2G+3G+4G+5G | BTS3900 | LTE-3CC | 2T2R | U2100 (F2) + U900 (F1+F2) | L800+L1800F1+L1800F2 | 1CC | 7021000 | 28 |  | 3 | N41 | 4 | 3 | [32 empty] | IIB | RAK-2771-CSG-SAR-X-1
RAK2772 | Site 11176 | NE | RAK2772 | RAK2772 | RAKL2772 | RAKNR2772 | On air | On air | On Air | On Air | 2010 | Permanent | 25.8012 | 56.0005 | Huawei | Outdoor | Site Sharing | Site Share | Outdoor Site Sharing-Etisalat Owned |  | Site Share | 2G+3G+4G+5G | BTS3900 | LTE-4CC | 4T4R | U2100 (F2) + U900 (F1+F2) | L800+L1800F1+L1800F2+L2100 | 1CC | 7020600 | 35 |  | 3 | N41 | 3 | 3 | [32 empty] | IIB | RAK-2772-CSG-IXR-E-1
RAK2773 | Site 11177 | NE | RAK2773 | RAK2773 | RAKL2773 |  | On air | On air | On Air |  | 2010 | Permanent | 25.556 | 56.0735 | Huawei | Outdoor | Site Sharing | Site Share | Outdoor Site Sharing-Etisalat Owned |  | Site Share | 2G+3G+4G | BTS3900 | LTE-4CC | 2T2R | U2100 (F2) + U900 (F1+F2) | L800+L1800F1+L1800F2+L2100 |  | 6000100 | 45 |  |  |  | 3 | [33 empty] | IIB | RAK-2773-CSG-IXR-E-1
RAK2774 | Site 11178 | NE | RAK2774 | RAK2774 | RAKL2774 | RAKNR2774 | On air | On air | On Air | On Air | 2009 | Permanent | 25.6861 | 55.7897 | Huawei | Outdoor | EITC Passive Infrastructure | Roof Top | RT-du Owned |  | Roof Top | 2G+3G+4G+5G | BTS3900 | LTE-4CC | 2T2R | U2100 (F2) + U900 (F1+F2) | L800+L1800F1+L1800F2+L2100 | 1CC | 7060500 | 21 |  | 3 | N41 | 4 | 3 | [32 empty] | IIB | RAK-2774-CSG-IXR-E-1
RAK2775 | Site 11179 | NE | RAK2775 | RAK2775 | RAKL2775 | RAKNR2775 | On air | On air | On Air | On Air | 2009 | Permanent | 25.8778 | 56.0337 | Huawei | Outdoor | EITC Passive Infrastructure | Green Field | Outdoor Green field-du Owned |  | Green Field | 2G+3G+4G+5G | BTS3900 | LTE-4CC | 2T2R | U2100 (F2) + U900 (F1+F2) | L800+L1800F1+L1800F2+L2100 | 2CC | 7011100 | 28.5 |  | 3 | N78 | 4 | 3 | [32 empty] | IIB | RAK-2775-CSG-SAR-X-1
RAK2776 | Site 11180 | NE |  | RAK2776 | RAKL2776 | RAKNR2776 |  | On air | On Air | On Air | 2009 | Permanent | 26.0104 | 56.0803 | Huawei | Outdoor | EITC Passive Infrastructure | Green Field | Outdoor Green field-du Owned |  | Green Field | 3G+4G+5G | BTS3900 | LTE-3CC | 2T2R | U2100 (F2) + U900 (F1+F2) | L800+L1800F1+L1800F2 | 1CC | 7010500 | 28.5 |  | 3 | N41 | 3 | 3 | [32 empty] | IIB | RAK-2776-CSG-IXR-E-1
RAK2777 | Site 11181 | NE | RAK2777 | RAK2777 | RAKL2777 | RAKNR2777 | On air | On air | On Air | On Air | 2009 | Permanent | 25.9809 | 56.0814 | Huawei | Outdoor | EITC Passive Infrastructure | Green Field | Outdoor Green field-du Owned |  | Green Field | 2G+3G+4G+5G | BTS3900 | LTE-2CC | 2T2R | U2100 (F2) + U900 (F1+F2) | L800+L1800F1 | 1CC | 7010500 | 28.5 |  | 3 | N41 | 3 | 3 | [32 empty] | IIB | RAK-2777-CSG-SAR-X-1
RAK2778 | Site 11182 | NE | RAK2778 | RAK2778 | RAKL2778 |  | On air | On air | On Air |  | 2009 | Permanent | 25.9688 | 56.0608 | Huawei | Outdoor | Site Sharing | Site Share | Outdoor Site Sharing-Etisalat Owned |  | Site Share | 2G+3G+4G | BTS3900 | LTE-4CC | 2T2R | U2100 (F2) + U900 (F1+F2) | L800+L1800F1+L1800F2+L2100 |  | 7010600 | 35 |  |  |  | 3 | [33 empty] | IIB | RAK-2778-CSG-IXR-E-1
RAK2779 | Site 11183 | NE | RAK2779 | RAK2779 | RAKL2779 |  | On air | On air | On Air |  | 2010 | Permanent | 25.5339 | 56.0168 | Huawei | Outdoor | EITC Passive Infrastructure | Green Field | Outdoor Green field-du Owned |  | Green Field | 2G+3G+4G | BTS3900 | LTE-4CC | 2T2R | U2100 (F2) + U900 (F1+F2) | L700+L800+L1800F1+L1800F2+L2100 |  | 6000100 | 88.5 |  |  |  | 2 | [33 empty] | IIB | RAK-2779-CSG-N540-LD-1
RAK2780 | Site 11184 | NE | RAK2780 | RAK2780 | RAKL2780 | RAKNR2780 | On air | On air | On Air | On Air | 2010 | Permanent | 25.4899 | 56.0468 | Huawei | Outdoor | EITC Passive Infrastructure | Green Field | Outdoor Green field-du Owned |  | Green Field | 2G+3G+4G+5G | BTS3900 | LTE-3CC | 2T2R | U2100 (F2) + U900 (F1+F2) | L800+L1800F1+L1800F2 | 1CC | 7070100 | 43.5 |  | 3 | N41 | 3 | 3 | [32 empty] | IIB | RAK-2144-CSG-SAR-X-1
RAK2781 | Site 11185 | NE |  | RAK2781 | RAKL2781 |  |  | On air | On Air |  | 2010 | Permanent | 25.4641 | 56.0785 | Huawei | Outdoor | EITC Passive Infrastructure | Green Field | Outdoor Green field-du Owned |  | Green Field | 3G+4G | BTS3900 | LTE-3CC | 2T2R | U2100 (F2) + U900 (F1+F2) | L700+L800+L1800F1+L1800F2 |  | 7070100 | 58.5 |  |  |  | 3 | [33 empty] | MW | 0
RAK2782 | Site 11186 | NE | RAK2782 | RAK2782 | RAKL2782 | RAKNR2782 | On air | On air | On Air | On Air | 2010 | Permanent | 25.4152 | 56.0201 | Huawei | Outdoor | EITC Passive Infrastructure | Green Field | Outdoor Green field-du Owned |  | Green Field | 2G+3G+4G+5G | BTS3900 | LTE-4CC | 2T2R | U2100 (F2) + U900 (F1+F2) | L700+L800+L1800F1+L1800F2+L2100 | 1CC | 7071000 | 28.5 |  | 3 | N41 | 3 | 3 | [32 empty] | IIB | RAK-2782-CSG-IXR-E-1
RAK2783 | Site 11187 | NE | RAK2783 | RAK2783 | RAKL2783 | RAKNR2783 |  | On air | On Air | On Air | 2014 | Permanent | 25.8 | 56.0995 | Huawei | Outdoor | EITC Passive Infrastructure | Green Field | Outdoor Green field-du Owned |  | Green Field | 3G+4G+5G | BTS3900A | LTE-3CC | 2T2R | U2100 (F2) + U900 (F1+F2) | L800+L1800F1+L1800F2 | 1CC | 7020100 | 20 |  | 3 | N41 | 3 | 3 | [32 empty] | IIB | RAK-2783-CSG-N540-LD-1
RAK2784 | Site 11188 | NE | RAK2784 | RAK2784 | RAKL2784 | RAKNR2784 | On air | On air | On Air | On Air | 2010 | Permanent | 25.6438 | 55.7841 | Huawei | Outdoor | Site Sharing | Site Share | Outdoor Site Sharing-Etisalat Owned |  | Site Share | 2G+3G+4G+5G | BTS3900 | LTE-4CC | 2T2R | U2100 (F2) + U900 (F1+F2) | L800+L1800F1+L1800F2+L2100 | 1CC | 7060600 | 35 |  | 3 | N41 | 3 | 3 | [32 empty] | IIB | RAK-2784-CSG-SAR-X-1
RAK2785 | Site 11189 | NE | RAK2785 | RAK2785 | RAKL2785 | RAKNR2785 | On air | On air | On Air | On Air | 2010 | Permanent | 25.6789 | 55.7953 | Huawei | Outdoor | Site Sharing | Site Share | Outdoor Site Sharing-Etisalat Owned |  | Site Share | 2G+3G+4G+5G | BTS3900 | LTE-2CC | 2T2R | U2100 (F2) + U900 (F1+F2) | L800+L1800F1 | 1CC | 7060500 | 35 |  | 3 | N41 | 3 | 3 | [32 empty] | IIB | RAK-2785-CSG-IXR-E-1
RAK2786 | Site 11190 | NE | RAK2786 | RAK2786 | RAKL2786 | RAKNR2786 | On air | On air | On Air | On Air | 2010 | Permanent | 25.6905 | 55.776 | Huawei | Outdoor | EITC Passive Infrastructure | Roof Top | RT-du Owned |  | Roof Top | 2G+3G+4G+5G | BTS3900A | LTE-3CC | 2T2R | U2100 (F2) + U900 (F1+F2) | L800+L1800F1+L1800F2 | 1CC | 7060200 | 21.45 |  | 3 | N41 | 3 | 3 | [32 empty] | MW | 0
RAK2787 | Site 11191 | NE | RAK2787 | RAK2787 | RAKL2787 | RAKNR2787 | On air | On air | On Air | On Air | 2009 | Permanent | 25.6973 | 55.9622 | Huawei | Outdoor | EITC Passive Infrastructure | Green Field | Outdoor Green field-du Owned |  | Green Field | 2G+3G+4G+5G | BTS3900 | LTE-4CC | 4T4R | U2100 (F2) + U900 (F1+F2) | L800+L1800F1+L1800F2+L2100 | 1CC | 7050700 | 43.5 |  | 3 | N41 | 3 | 3 | [32 empty] | IIB | RAK-2151-CSG-SAR-X-1
RAK2788 | Site 11192 | NE | RAK2788 | RAK2788 | RAKL2788 | RAKNR2788 | On air | On air | On Air | On Air | 2009 | Permanent | 25.861 | 56.0189 | Huawei | Outdoor | EITC Passive Infrastructure | Green Field | Outdoor Green field-du Owned |  | Green Field | 2G+3G+4G+5G | BTS3900 | LTE-4CC | 2T2R | U2100 (F2) + U900 (F1+F2) | L800+L1800F1+L1800F2+L2100 | 2CC | 7030100 | 28 |  | 3 | N78 | 3 | 3 | [32 empty] | IIB | RAK-2788-CSG-IXR-E-1
RAK2789 | Site 11193 | NE | RAK2789 | RAK2789 | RAKL2789 | RAKNR2789 | On air | On air | On Air | On Air | 2009 | Permanent | 25.7011 | 55.7924 | Huawei | Outdoor | Site Sharing | Site Share | Outdoor Site Sharing-Etisalat Owned |  | Site Share | 2G+3G+4G+5G | BTS3900 | LTE-3CC | 2T2R | U2100 (F2) + U900 (F1+F2) | L800+L1800F1+L1800F2 | 1CC | 7060100 | 30 |  | 3 | N41 | 3 | 3 | [32 empty] | IIB | RAK-2789-CSG-SAR-X-1
RAK2833 | Site 11194 | NE | RAK2833 | RAK2833 | RAKL2833 | RAKNR2833 | On air | On air | On Air | On Air | 2012 | Permanent | 25.7722 | 55.968 | Huawei | Outdoor | EITC Passive Infrastructure | Roof Top | RT-du Owned |  | Roof Top | 2G+3G+4G+5G | BTS3900 | LTE-4CC | 2T2R | U2100 (F2) + U900 (F1+F2) | L800+L1800F1+L1800F2+L2100 | 2CC | 7040100 | 28 |  | 3 | N78 | 3 | 3 | [32 empty] | IIB | RAK-2833-CSG-IXR-E-1
RAK2844 | Site 11195 | NE |  | RAK2844 | RAKL2844 | RAKNR2844 |  | On air | On Air | On Air | 2016 | Permanent | 25.8195 | 56.0309 | Huawei | Outdoor | EITC Passive Infrastructure | Green Field | Outdoor Green field-du Owned |  | Green Field | 3G+4G+5G | BTS3900 | LTE-2CC | 2T2R | U2100 (F2) + U900 (F1+F2) | L800+L1800F1 | 1CC | 7020200 | 28.5 |  | 3 | N41 | 3 | 3 | [32 empty] | IIB | RAK-2844-CSG-IXR-E-1
RAK2851 | Site 11196 | NE | RAK2851 | RAK2851 | RAKL2851 | RAKNR2851 | On air | On air | On Air | On Air | 2010 | Permanent | 25.3913 | 55.9988 | Huawei | Outdoor | EITC Passive Infrastructure | Green Field | Outdoor Green field-du Owned |  | Green Field | 2G+3G+4G+5G | BTS3900 | LTE-4CC | 4T4R | U2100 (F2) + U900 (F1+F2) | L800+L1800F1+L1800F2+L2100 | 1CC | 7071200 | 48 |  | 3 | N41 | 3 | 3 | [32 empty] | IIB | RAK-2851-CSG-IXR-E-1
RAK2852 | Site 11197 | NE | RAK2852 | RAK2852 | RAKL2852 | RAKNR2852 | On air | On air | On Air | On Air | 2009 | Permanent | 25.5511 | 55.9773 | Huawei | Outdoor | EITC Passive Infrastructure | Green Field | Outdoor Green field-du Owned |  | Green Field | 2G+3G+4G+5G | BTS3900 | LTE-4CC | 4T4R | U2100 (F2) + U900 (F1+F2) | L700+L800+L1800F1+L1800F2+L2100 | 1CC | 7051000 | 48 |  | 3 | N41 | 4 | 3 | [32 empty] | IIB | RAK-2852-CSG-SAR-8-1
RAK2853 | Site 11198 | NE | RAK2853 | RAK2853 | RAKL2853 | RAKNR2853 | On air | On air | On Air | On Air | 2009 | Permanent | 25.305 | 56.0268 | Huawei | Outdoor | EITC Passive Infrastructure | Green Field | Outdoor Green field-du Owned |  | Green Field | 2G+3G+4G+5G | BTS3900 | LTE-4CC | 4T4R | U2100 (F2) + U900 (F1+F2) | L800+L1800F1+L1800F2+L2100 | 1CC | 6000100 | 45 |  | 3 | N41 | 3 | 3 | [32 empty] | IIB | RAK-2853-AGGR-SR7-1
RAK2854 | Site 11199 | NE | RAK2854 | RAK2854 | RAKL2854 | RAKNR2854 | On air | On air | On Air | On Air | 2009 | Permanent | 25.3283 | 56.016 | Huawei | Outdoor | Site Sharing | Site Share | Outdoor Site Sharing-Etisalat Owned |  | Site Share | 2G+3G+4G+5G | BTS3900 | LTE-4CC | 2T2R | U2100 (F2) + U900 (F1+F2) | L800+L1800F1+L1800F2+L2100 | 1CC | 4200000 | 45 |  | 3 | N41 | 4 | 3 | [32 empty] | IIB | RAK-2854-CSG-IXR-E-1
RAK2855 | Site 11200 | NE |  | RAK2855 | RAKL2855 | RAKNR2855 |  | On air | On Air | On Air | 2010 | Permanent | 25.6426 | 56.0108 | Huawei | Outdoor | EITC Passive Infrastructure | Green Field | Outdoor Green field-du Owned |  | Green Field | 3G+4G+5G | BTS3900 | LTE-4CC | 2T2R | U2100 (F2) + U900 (F1+F2) | L800+L1800F1+L1800F2+L2100 | 1CC | 7050500 | 38.7 |  | 3 | N41 | 3 | 3 | [32 empty] | IIB | RAK-2855-CSG-IXR-E-1
RAK2856 | Site 11201 | NE | RAK2856 | RAK2856 | RAKL2856 | RAKNR2856 | On air | On air | On Air | On Air | 2010 | Permanent | 25.7964 | 55.984 | Huawei | Outdoor | EITC Passive Infrastructure | Green Field | Outdoor Green field-du Owned |  | Green Field | 2G+3G+4G+5G | BTS3900 | LTE-4CC | 4T4R | U2100 (F2) + U900 (F1+F2) | L800+L1800F1+L1800F2+L2100 | 1CC | 7020900 | 28.7 |  | 3 | N41 | 4 | 3 | [32 empty] | IIB | RAK-2856-CSG-IXR-E-1
RAK2857 | Site 11202 | NE | RAK2857 | RAK2857 | RAKL2857 | RAKNR2857 | On air | On air | On Air | On Air | 2010 | Permanent | 25.8365 | 55.9921 | Huawei | Outdoor | EITC Passive Infrastructure | Green Field | Outdoor Green field-du Owned |  | Green Field | 2G+3G+4G+5G | BTS3900 | LTE-4CC | 2T2R | U2100 (F2) + U900 (F1+F2) | L800+L1800F1+L1800F2+L2100 | 2CC | 7030600 | 29.3 |  | 3 | N78 | 3 | 3 | [32 empty] | IIB | RAK-2857-CSG-SAR-X-1
RAK2858 | Site 11203 | NE | RAK2858 | RAK2858 | RAKL2858 |  | On air | On air | On Air |  | 2010 | Permanent | 25.8341 | 56.0055 | Huawei | Outdoor | Site Sharing | Site Share | Outdoor Site Sharing-Etisalat Owned |  | Site Share | 2G+3G+4G | BTS3900 | LTE-4CC | 2T2R | U2100 (F2) + U900 (F1+F2) | L800+L1800F1+L1800F2+L2100 |  | 7030300 | 25 |  |  |  | 3 | [33 empty] | IIB | RAK-2858-CSG-ASR920-LD-1
RAK2859 | Site 11204 | NE | RAK2859 | RAK2859 | RAKL2859 |  | On air | On air | On Air |  | 2012 | Permanent | 26.0404 | 56.0866 | Huawei | Outdoor | EITC Passive Infrastructure | Green Field | Outdoor Green field-du Owned |  | Green Field | 2G+3G+4G | BTS3900 | LTE-3CC | 2T2R | U2100 (F2) + U900 (F1+F2) | L800+L1800F1+L1800F2 |  | 7010200 | 60 |  |  |  | 3 | [33 empty] | MW | 0
RAK2860 | Site 11205 | NE | RAK2860 | RAK2860 | RAKL2860 | RAKNR2860 | On air | On air | On Air | On Air | 2010 | Permanent | 25.7241 | 55.9025 | Huawei | Outdoor | EITC Passive Infrastructure | Green Field | Outdoor Green field-du Owned |  | Green Field | 2G+3G+4G+5G | BTS3900 | LTE | 2T2R | U2100 (F2) + U900 (F1+F2) | L1800F1 | 2CC | 7041000 | 38.7 |  | 3 | N78 | 3 | 3 | [32 empty] | IIB | RAK-2860-CSG-ASR920-LD-1
RAK2861 | Site 11206 | NE | RAK2861 | RAK2861 | RAKL2861 | RAKNR2861 | On air | On air | On Air | On Air | 2010 | Permanent | 25.7376 | 55.9152 | Huawei | Outdoor | Site Sharing | Site Share | Outdoor Site Sharing-Etisalat Owned |  | Site Share | 2G+3G+4G+5G | BTS3900 | LTE-4CC | 2T2R | U2100 (F2) + U900 (F1+F2) | L800+L1800F1+L1800F2+L2100 | 2CC | 7040800 | 38.2 |  | 3 | N78 | 3 | 3 | [32 empty] | IIB | RAK-2861-CSG-ASR920-LD-1
RAK2862 | Site 11207 | NE | RAK2862 | RAK2862 | RAKL2862 | RAKNR2862 | On air | On air | On Air | On Air | 2010 | Permanent | 25.7405 | 55.9236 | Huawei | Outdoor | EITC Passive Infrastructure | Green Field | Outdoor Green field-du Owned |  | Green Field | 2G+3G+4G+5G | BTS3900 | LTE-2CC | 2T2R | U2100 (F2) + U900 (F1+F2) | L800+L1800F1 | 2CC | 7040700 | 29.3 |  | 3 | N78 | 4 | 3 | [32 empty] | IIB | RAK-2862-CSG-SAR-X-1
RAK2863 | Site 11208 | NE | RAK2863 | RAK2863 | RAKL2863 | RAKNR2863 | On air | On air | On Air | On Air | 2010 | Permanent | 25.7232 | 55.9207 | Huawei | Outdoor | Site Sharing | Site Share | Outdoor Site Sharing-Etisalat Owned |  | Site Share | 2G+3G+4G+5G | BTS3900 | LTE-4CC | 2T2R | U2100 (F2) + U900 (F1+F2) | L800+L1800F1+L1800F2+L2100 | 2CC | 7040900 | 25 |  | 3 | N78 | 3 | 3 | [32 empty] | IIB | RAK-2863-CSG-SAR-X-1
RAK2864 | Site 11209 | NE | RAK2864 | RAK2864 | RAKL2864 | RAKNR2864 | On air | On air | On Air | On Air | 2011 | Permanent | 25.7773 | 56.0107 | Huawei | Outdoor | EITC Passive Infrastructure | Green Field | Outdoor Green field-du Owned |  | Green Field | 2G+3G+4G+5G | BTS3900 | LTE-3CC | 2T2R | U2100 (F2) + U900 (F1+F2) | L800+L1800F1+L1800F2 | 1CC | 7020800 | 28.7 |  | 3 | N41 | 4 | 3 | [32 empty] | IIB | RAK-2864-CSG-ASR920-LD-1
RAK2865 | Site 11210 | NE | RAK2865 | RAK2865 | RAKL2865 | RAKNR2865 | On air | On air | On Air | On Air | 2010 | Permanent | 25.8192 | 55.9804 | Huawei | Outdoor | Site Sharing | Site Share | Outdoor Site Sharing-Etisalat Owned |  | Site Share | 2G+3G+4G+5G | BTS3900 | LTE-4CC | 2T2R | U2100 (F2) + U900 (F1+F2) | L800+L1800F1+L1800F2+L2100 | 2CC | 7030800 | 30 |  | 3 | N78 | 3 | 3 | [32 empty] | IIB | RAK-2865-CSG-SAR-X-1
RAK2866 | Site 11211 | NE | RAK2866 | RAK2866 | RAKL2866 | RAKNR2866 | On air | On air | On Air | On Air | 2011 | Permanent | 25.7524 | 55.9322 | Huawei | Outdoor | EITC Passive Infrastructure | Green Field | Outdoor Green field-du Owned |  | Green Field | 2G+3G+4G+5G | BTS3900 | LTE-4CC | 2T2R | U2100 (F2) + U900 (F1+F2) | L800+L1800F1+L1800F2+L2100 | 2CC | 7040500 | 28.7 |  | 3 | N78 | 3 | 3 | [32 empty] | IIB | RAK-2866-CSG-ASR920-LD-1
RAK2867 | Site 11212 | NE | RAK2867 | RAK2867 | RAKL2867 | RAKNR2867 | On air | On air | On Air | On Air | 2011 | Permanent | 25.7592 | 55.9639 | Huawei | Outdoor | Site Sharing | Site Share | Outdoor Site Sharing-Etisalat Owned |  | Site Share | 2G+3G+4G+5G | BTS3900 | LTE-4CC | 2T2R | U2100 (F2) + U900 (F1+F2) | L800+L1800F1+L1800F2+L2100 | 2CC | 7040100 | 30 |  | 3 | N78 | 3 | 3 | [32 empty] | IIB | RAK-2867-CSG-SAR-X-1
RAK2868 | Site 11213 | NE | RAK2868 | RAK2868 | RAKL2868 | RAKNR2868 | On air | On air | On Air | On Air | 2009 | Permanent | 25.769 | 55.9775 | Huawei | Outdoor | EITC Passive Infrastructure | Green Field | Outdoor Green field-du Owned |  | Green Field | 2G+3G+4G+5G | BTS3900 | LTE-4CC | 2T2R | U2100 (F2) + U900 (F1+F2) | L800+L1800F1+L1800F2+L2100 | 1CC | 7021100 | 38.5 |  | 3 | N41 | 3 | 3 | [32 empty] | IIB | RAK-2868-CSG-N540-LD-1
RAK2869 | Site 11214 | NE | RAK2869 | RAK2869 | RAKL2869 |  | On air | On air | On Air |  | 2012 | Permanent | 25.7188 | 55.9984 | Huawei | Outdoor | Site Sharing | Site Share | Outdoor Site Sharing-Etisalat Owned |  | Site Share | 2G+3G+4G | BTS3900 | LTE-4CC | 2T2R | U2100 (F2) + U900 (F1+F2) | L800+L1800F1+L1800F2+L2100 |  | 7021500 | 60 |  |  |  | 3 | [33 empty] | MW | 0
RAK2870 | Site 11215 | NE | RAK2870 | RAK2870 | RAKL2870 | RAKNR2870 | On air | On air | On Air | On Air | 2011 | Permanent | 25.7846 | 55.9973 | Huawei | Outdoor | Site Sharing | Site Share | Outdoor Site Sharing-Etisalat Owned |  | Site Share | 2G+3G+4G+5G | BTS3900 | LTE | 2T2R | U2100 (F2) + U900 (F1+F2) | L800 | 1CC | 7020800 | 30 |  | 3 | N41 | 3 | 3 | [32 empty] | IIB | RAK-2870-CSG-ASR920-LD-1
RAK2871 | Site 11216 | NE |  | RAK2871 | RAKL2871 | RAKNR2871 |  | On air | On Air | On Air | 2016 | Permanent | 25.7989 | 56.015 | Huawei | Outdoor | Site Sharing | Site Share | Outdoor Site Sharing-Etisalat Owned |  | Site Share | 3G+4G+5G | BTS3900A | LTE-2CC | 2T2R | U2100 (F2) + U900 (F1+F2) | L800+L1800F1 | 1CC | 7020500 | 30 |  | 3 | N41 | 3 | 3 | [32 empty] | IIB | RAK-2871-CSG-ASR920-LD-1
RAK2872 | Site 11217 | NE | RAK2872 | RAK2872 | RAKL2872 | RAKNR2872 | On air | On air | On Air | On Air | 2012 | Permanent | 25.7594 | 55.9188 | Huawei | Outdoor | EITC Passive Infrastructure | Green Field | Outdoor Green field-du Owned |  | Green Field | 2G+3G+4G+5G | BTS3900 | LTE-4CC | 2T2R | U2100 (F2) + U900 (F1+F2) | L800+L1800F1+L1800F2+L2100 | 2CC | 7040500 | 38.7 |  | 3 | N78 | 4 | 3 | [32 empty] | IIB | RAK-2872-CSG-IXR-E-1
RAK2873 | Site 11218 | NE | RAK2873 | RAK2873 | RAKL2873 | RAKNR2873 | On air | On air | On Air | On Air | 2010 | Permanent | 25.8275 | 55.9855 | Huawei | Outdoor | Site Sharing | Site Share | Outdoor Site Sharing-Etisalat Owned |  | Site Share | 2G+3G+4G+5G | BTS3900 | LTE-4CC | 2T2R | U2100 (F2) + U900 (F1+F2) | L800+L1800F1+L1800F2+L2100 | 2CC | 7030800 | 35 |  | 3 | N78 | 3 | 3 | [32 empty] | IIB | RAK-2873-CSG-IXR-E-1
RAK2874 | Site 11219 | NE | RAK2874 | RAK2874 | RAKL2874 | RAKNR2874 | On air | On air | On Air | On Air | 2012 | Permanent | 25.8402 | 55.9984 | Huawei | Outdoor | EITC Passive Infrastructure | Green Field | Outdoor Green field-du Owned |  | Green Field | 2G+3G+4G+5G | BTS3900 | LTE-4CC | 2T2R | U2100 (F2) + U900 (F1+F2) | L800+L1800F1+L1800F2+L2100 | 2CC | 7030400 | 28.7 |  | 3 | N78 | 3 | 3 | [32 empty] | IIB | RAK-2874-CSG-SAR-X-1
RAK2875 | Site 11220 | NE | RAK2875 | RAK2875 | RAKL2875 | RAKNR2875 |  | On air | On Air | On Air | 2012 | Permanent | 25.8269 | 56.0237 | Huawei | Outdoor | EITC Passive Infrastructure | Green Field | Outdoor Green field-du Owned |  | Green Field | 3G+4G+5G | BTS3900 | LTE-3CC | 2T2R | U2100 (F2) + U900 (F1+F2) | L800+L1800F1+L1800F2 | 1CC | 7020200 | 38.7 |  | 3 | N41 | 3 | 3 | [32 empty] | IIB | RAK-2875-CSG-N540-LD-1
RAK2876 | Site 11221 | NE |  | RAK2876 | RAKL2876 | RAKNR2876 |  | On air | On Air | On Air | 2010 | Permanent | 25.8144 | 55.9618 | Huawei | Outdoor | EITC Passive Infrastructure | Green Field | Outdoor Green field-du Owned |  | Green Field | 3G+4G+5G | BTS3900 | LTE-3CC | 2T2R | U2100 (F2) + U900 (F1+F2) | L800+L1800F1+L1800F2 | 2CC | 7030900 | 28.7 |  | 3 | N78 | 3 | 3 | [32 empty] | IIB | RAK-2876-CSG-IXR-E-1
RAK2877 | Site 11222 | NE | RAK2877 | RAK2877 | RAKL2877 | RAKNR2877 | On air | On air | On Air | On Air | 2011 | Permanent | 25.6957 | 55.7816 | Huawei | Outdoor | EITC Passive Infrastructure | Roof Top | RT-du Owned |  | Roof Top | 2G+3G+4G+5G | BTS3900 | LTE-4CC | 2T2R | U2100 (F2) + U900 (F1+F2) | L800+L1800F1+L1800F2+L2100 | 1CC | 7060200 | 32.8 |  | 3 | N41 | 3 | 3 | [32 empty] | IIB | RAK-2877-CSG-ASR920-LD-1
RAK2878 | Site 11223 | NE | RAK2878 | RAK2878 | RAKL2878 |  | On air | On air | On Air |  | 2010 | Permanent | 25.6907 | 55.9053 | Huawei | Outdoor | Site Sharing | Site Share | Outdoor Site Sharing-Etisalat Owned |  | Site Share | 2G+3G+4G | BTS3900 | LTE-3CC | 2T2R | U2100 (F2) + U900 (F1+F2) | L800+L1800F1+L1800F2 |  | 7050800 | 58.5 |  |  |  | 3 | [33 empty] | IIB | RAK-2878-CSG-SAR-X-1
RAK2879 | Site 11224 | NE | RAK2879 | RAK2879 | RAKL2879 |  | On air | On air | On Air |  | 2010 | Permanent | 25.5834 | 55.8368 | Huawei | Outdoor | EITC Passive Infrastructure | Green Field | Outdoor Green field-du Owned |  | Green Field | 2G+3G+4G | BTS3900 | LTE-3CC | 2T2R | U2100 (F2) + U900 (F1+F2) | L700+L800+L1800F1+L1800F2 |  | 7070500 | 28.5 |  |  |  | 3 | [33 empty] | IIB | RAK-2879-CSG-IXR-E-1
RAK2882 | Site 11225 | NE | RAK2882 | RAK2882 | RAKL2882 | RAKNR2882 | On air | On air | On Air | On Air | 2012 | Permanent | 25.7084 | 55.8964 | Huawei | Outdoor | EITC Passive Infrastructure | Green Field | Outdoor Green field-du Owned |  | Green Field | 2G+3G+4G+5G | BTS3900 | LTE-3CC | 2T2R | U2100 (F2) + U900 (F1+F2) | L800+L1800F1+L1800F2 | 2CC | 7041200 | 38.7 |  | 3 | N78 | 4 | 3 | [32 empty] | IIB | RAK-2882-CSG-SAR-X-1
RAK2883 | Site 11226 | NE | RAK2883 | RAK2883 | RAKL2883 | RAKNR2883 | On air | On air | On Air | On Air | 2010 | Permanent | 25.8799 | 56.0196 | Huawei | Outdoor | Site Sharing | Site Share | Outdoor Site Sharing-Etisalat Owned |  | Site Share | 2G+3G+4G+5G | BTS3900 | LTE-3CC | 2T2R | U2100 (F2) + U900 (F1+F2) | L800+L1800F1+L1800F2 | 2CC | 7011100 | 28.5 |  | 3 | N78 | 4 | 3 | [32 empty] | IIB | RAK-2883-CSG-SAR-X-1
RAK2884 | Site 11227 | NE | RAK2884 | RAK2884 | RAKL2884 | RAKNR2884 | On air | On air | On Air | On Air | 2011 | Permanent | 25.6801 | 55.9593 | Huawei | Outdoor | Site Sharing | Site Share | Outdoor Site Sharing-Etisalat Owned |  | Site Share | 2G+3G+4G+5G | BTS3900 | LTE-4CC | 2T2R | U2100 (F2) + U900 (F1+F2) | L800+L1800F1+L1800F2+L2100 | 1CC | 7050700 | 30 |  | 3 | N41 | 3 | 3 | [32 empty] | IIB | RAK-2884-CSG-SAR-X-1
RAK2885 | Site 11228 | NE | RAK2885 | RAK2885 | RAKL2885 |  | On air | On air | On Air |  | 2011 | Permanent | 25.4459 | 56.0502 | Huawei | Outdoor | Site Sharing | Site Share | Outdoor Site Sharing-Etisalat Owned |  | Site Share | 2G+3G+4G | BTS3900 | LTE-3CC | 2T2R | U2100 (F2) + U900 (F1+F2) | L800+L1800F1+L1800F2 |  | 7070600 | 90 |  |  |  | 3 | [33 empty] | IIB | RAK-2885-CSG-IXR-E-1
RAK2886 | Site 11229 | NE | RAK2886 | RAK2886 | RAKL2886 | RAKNR2886 | On air | On air | On Air | On Air | 2010 | Permanent | 25.6561 | 55.8026 | Huawei | Outdoor | EITC Passive Infrastructure | Green Field | Outdoor Green field-du Owned |  | Green Field | 2G+3G+4G+5G | BTS3900 | LTE-3CC | 2T2R | U2100 (F2) + U900 (F1+F2) | L800+L1800F1+L1800F2 | 1CC | 7060800 | 28.7 |  | 3 | N41 | 3 | 3 | [32 empty] | IIB | RAK-2886-CSG-SAR-X-1
RAK2887 | Site 11230 | NE | RAK2887 | RAK2887 | RAKL2887 | RAKNR2887 | On air | On air | On Air | On Air | 2010 | Permanent | 25.6547 | 55.7969 | Huawei | Outdoor | EITC Passive Infrastructure | Green Field | Outdoor Green field-du Owned |  | Green Field | 2G+3G+4G+5G | BTS3900 | LTE-4CC | 4T4R | U2100 (F2) + U900 (F1+F2) | L800+L1800F1+L1800F2+L2100 | 1CC | 7060800 | 28.7 |  | 3 | N41 | 3 | 3 | [32 empty] | IIB | RAK-2887-CSG-SAR-X-1
RAK2888 | Site 11231 | NE | RAK2888 | RAK2888 | RAKL2888 | RAKNR2888 | On air | On air | On Air | On Air | 2010 | Permanent | 25.6644 | 55.7876 | Huawei | Outdoor | EITC Passive Infrastructure | Green Field | Outdoor Green field-du Owned |  | Green Field | 2G+3G+4G+5G | BTS3900 | LTE-4CC | 4T4R | U2100 (F2) + U900 (F1+F2) | L700+L800+L1800F1+L1800F2+L2100 | 1CC | 7060600 | 28.7 |  | 3 | N41 | 3 | 3 | [32 empty] | IIB | RAK-2888-CSG-SAR-X-1
RAK2889 | Site 11232 | NE | RAK2889 | RAK2889 | RAKL2889 | RAKNR2889 | On air | On air | On Air | On Air | 2010 | Permanent | 25.6778 | 55.8107 | Huawei | Outdoor | EITC Passive Infrastructure | Green Field | Outdoor Green field-du Owned |  | Green Field | 2G+3G+4G+5G | BTS3900 | LTE-4CC | 2T2R | U2100 (F2) + U900 (F1+F2) | L800+L1800F1+L1800F2+L2100 | 1CC | 7060500 | 28.7 |  | 3 | N41 | 3 | 3 | [32 empty] | IIB | RAK-2889-CSG-IXR-E-1
RAK2890 | Site 11233 | NE | RAK2890 | RAK2890 | RAKL2890 |  | On air | On air | On Air |  | 2015 | Permanent | 25.9594 | 56.0634 | Huawei | Outdoor | EITC Passive Infrastructure | Green Field | Outdoor Green field-du Owned |  | Green Field | 2G+3G+4G | BTS3900A | LTE-4CC | 2T2R | U2100 (F2) + U900 (F1+F2) | L800+L1800F1+L1800F2+L2100 |  | 7010600 | 28.5 |  |  |  | 3 | [33 empty] | MW | 0
RAK2892 | Site 11234 | NE | RAK2892 | RAK2892 | RAKL2892 | RAKNR2892 | On air | On air | On Air | On Air | 2011 | Permanent | 26.0223 | 56.0866 | Huawei | Outdoor | EITC Passive Infrastructure | Green Field | Outdoor Green field-du Owned |  | Green Field | 2G+3G+4G+5G | BTS3900 | LTE-4CC | 2T2R | U2100 (F2) + U900 (F1+F2) | L800+L1800F1+L1800F2+L2100 | 1CC | 7010300 | 28.7 |  | 3 | N41 | 3 | 3 | [32 empty] | IIB | RAK-2892-CSG-ASR920-LD-1
RAK2893 | Site 11235 | NE | RAK2893 | RAK2893 | RAKL2893 | RAKNR2893 | On air | On air | On Air | On Air | 2012 | Permanent | 25.5116 | 55.9896 | Huawei | Outdoor | EITC Passive Infrastructure | Green Field | Outdoor Green field-du Owned |  | Green Field | 2G+3G+4G+5G | BTS3900 | LTE-4CC | 2T2R | U2100 (F2) + U900 (F1+F2) | L800+L1800F1+L1800F2+L2100 | 1CC | 7070300 | 43.7 |  | 3 | N41 | 3 | 3 | [32 empty] | IIB | RAK-2893-CSG-IXR-E-1
RAK2894 | Site 11236 | NE | RAK2894 | RAK2894 | RAKL2894 | RAKNR2894 | On air | On air | On Air | On Air | 2010 | Permanent | 25.5453 | 55.9222 | Huawei | Outdoor | EITC Passive Infrastructure | Green Field | Outdoor Green field-du Owned |  | Green Field | 2G+3G+4G+5G | BTS3900A | LTE-4CC | 2T2R | U2100 (F2) + U900 (F1+F2) | L800+L1800F1+L1800F2+L2100 | 1CC | 7070400 | 43.7 |  | 3 | N41 | 4 | 3 | [32 empty] | IIB | RAK-2894-CSG-IXR-E-1
RAK2895 | Site 11237 | NE | RAK2895 | RAK2895 | RAKL2895 |  | On air | On air | On Air |  | 2012 | Permanent | 25.6741 | 55.9889 | Huawei | Outdoor | EITC Passive Infrastructure | Green Field | Outdoor Green field-du Owned |  | Green Field | 2G+3G+4G | BTS3900 | LTE-3CC | 2T2R | U2100 (F2) + U900 (F1+F2) | L800+L1800F1+L1800F2 |  | 7050300 | 38.7 |  |  |  | 3 | [33 empty] | IIB | RAK-2895-IBS-SAR-M-1
RAK2897 | Site 11238 | NE | RAK2897 | RAK2897 | RAKL2897 | RAKNR2897 | On air | On air | On Air | On Air | 2012 | Permanent | 25.6096 | 56.0043 | Huawei | Outdoor | EITC Passive Infrastructure | Green Field | Outdoor Green field-du Owned |  | Green Field | 2G+3G+4G+5G | BTS3900 | LTE-4CC | 2T2R | U2100 (F2) + U900 (F1+F2) | L800+L1800F1+L1800F2+L2100 | 1CC | 6000100 | 28.7 |  | 3 | N41 | 4 | 3 | [32 empty] | IIB | RAK-2897-CSG-N540-LD-1
RAK2898 | Site 11239 | NE | RAK2898 | RAK2898 | RAKL2898 | RAKNR2898 | On air | On air | On Air | On Air | 2010 | Permanent | 25.709 | 56.0192 | Huawei | Outdoor | EITC Passive Infrastructure | Green Field | Outdoor Green field-du Owned |  | Green Field | 2G+3G+4G+5G | BTS3900 | LTE-3CC | 2T2R | U2100 (F2) + U900 (F1+F2) | L800+L1800F1+L1800F2 | 1CC | 7050200 | 38.7 |  | 3 | N41 | 4 | 3 | [32 empty] | IIB | RAK-2898-CSG-IXR-E-1
RAK2899 | Site 11240 | NE | RAK2899 | RAK2899 | RAKL2899 | RAKNR2899 | On air | On air | On Air | On Air | 2011 | Permanent | 25.8231 | 56.0037 | Huawei | Outdoor | EITC Passive Infrastructure | Green Field | Outdoor Green field-du Owned |  | Green Field | 2G+3G+4G+5G | BTS3900 | LTE-4CC | 2T2R | U2100 (F2) + U900 (F1+F2) | L800+L1800F1+L1800F2+L2100 | 1CC | 7020400 | 28.7 |  | 3 | N41 | 4 | 3 | [32 empty] | IIB | RAK-2899-CSG-IXR-E-1
RAK2940 | Site 11241 | NE | RAK2940 | RAK2940 | RAKL2940 | RAKNR2940 | On air | On air | On Air | On Air | 2011 | Permanent | 25.8718 | 56.0249 | Huawei | Outdoor | Site Sharing | Site Share | Outdoor Site Sharing-Etisalat Owned |  | Site Share | 2G+3G+4G+5G | BTS3900 | LTE-3CC | 2T2R | U2100 (F2) + U900 (F1+F2) | L800+L1800F1+L1800F2 | 2CC | 7011100 | 28.7 |  | 3 | N78 | 4 | 3 | [32 empty] | IIB | RAK-2940-CSG-SAR-X-1
RAK2947 | Site 11242 | NE | RAK2947 | RAK2947 | RAKL2947 | RAKNR2947 | On air | On air | On Air | On Air | 2009 | Permanent | 25.7363 | 55.8874 | Huawei | Outdoor | EITC Passive Infrastructure | Roof Top | RT-du Owned |  | Roof Top | 2G+3G+4G+5G | BTS3900 | LTE | 2T2R | U2100 (F2) + U900 (F1+F2) | L1800F1 | 2CC | 7041100 | 9 |  | 3 | N78 | 3 | 3 | [32 empty] | IIB | RAK-2947-CSG-IXR-E-1
RAK2950 | Site 11243 | NE |  | RAK2950 | RAKL2950 | RAKNR2950 |  | On air | On Air | On Air | 2016 | Permanent | 25.6554 | 55.7839 | Huawei | Outdoor | Site Sharing | Site Share | Outdoor Site Sharing-Etisalat Owned |  | Site Share | 3G+4G+5G | BTS3900A | LTE-4CC | 2T2R | U2100 (F2) + U900 (F1+F2) | L800+L1800F1+L1800F2+L2100 | 1CC | 7060600 | 35.5 |  | 3 | N41 | 3 | 3 | [32 empty] | IIB | RAK-2950-CSG-SAR-X-1
RAK2959 | Site 11244 | NE | RAK2959 | RAK2959 | RAKL2959 | RAKNR2959 | On air | On air | On Air | On Air | 2012 | Permanent | 25.671 | 55.7997 | Huawei | Outdoor | EITC Passive Infrastructure | Roof Top | RT-du Owned |  | Roof Top | 2G+3G+4G+5G | BTS3900 | LTE-4CC | 2T2R | U2100 (F2) + U900 (F1+F2) | L800+L1800F1+L1800F2+L2100 | 1CC | 7060500 | 19.5 |  | 3 | N41 | 4 | 3 | [32 empty] | IIB | RAK-2959-CSG-IXR-E-1
RAK2976 | Site 11245 | NE | RAK2976 | RAK2976 | RAKL2976 | RAKNR2976 | On air | On air | On Air | On Air | 2010 | Permanent | 25.7339 | 55.9106 | Huawei | Outdoor | EITC Passive Infrastructure | Green Field | Outdoor Green field-du Owned |  | Green Field | 2G+3G+4G+5G | BTS3900 | LTE | 2T2R | U2100 (F2) + U900 (F1+F2) | L1800F1 | 2CC | 7041000 | 38.5 |  | 3 | N78 | 4 | 3 | [32 empty] | IIB | RAK-2976-CSG-SAR-X-1
RAK2977 | Site 11246 | NE |  | RAK2977 | RAKL2977 | RAKNR2977 |  | On air | On Air | On Air | 2022 | Permanent | 25.7929 | 56.0351 | Huawei | Outdoor | EITC Passive Infrastructure | ET Capex | Outdoor Green field-du Owned |  | ET Capex | 3G+4G+5G | BTS3900A | LTE-3CC | 2T2R | U2100 (F2) + U900 (F1+F2) | L800+L1800F1+L1800F2 | 1CC | 7020300 | 38 |  | 3 | N41 | 3 | 3 | [32 empty] | IIB | RAK-2977-CSG-IXR-E-1
RAK2978 | Site 11247 | NE | RAK2978 | RAK2978 | RAKL2978 |  | On air | On air | On Air |  | 2012 | Permanent | 25.9926 | 56.0818 | Huawei | Outdoor | Site Sharing | Site Share | Outdoor Site Sharing-Etisalat Owned |  | Site Share | 2G+3G+4G | BTS3900A | LTE-4CC | 2T2R | U2100 (F2) + U900 (F1+F2) | L800+L1800F1+L1800F2+L2100 |  | 7010500 | 40 |  |  |  | 3 | [33 empty] | IIB | RAK-2978-CSG-IXR-E-1
RAK2979 | Site 11248 | NE | RAK2979 | RAK2979 | RAKL2979 | RAKNR2979 | On air | On air | On Air | On Air | 2011 | Permanent | 25.7051 | 55.8342 | Huawei | Outdoor | Site Sharing | Site Share | Outdoor Site Sharing-Etisalat Owned |  | Site Share | 2G+3G+4G+5G | BTS3900 | LTE | 2T2R | U2100 (F2) + U900 (F1+F2) | L1800F1 | 1CC | 7060300 | 40 |  | 3 | N41 | 4 | 3 | [32 empty] | IIB | RAK-2979-CSG-SAR-X-1
RAK2980 | Site 11249 | NE | RAK2980 | RAK2980 | RAKL2980 | RAKNR2980 |  | On air | On Air | On Air | 2012 | Permanent | 25.8099 | 56.0249 | Huawei | Outdoor | EITC Passive Infrastructure | Green Field | Outdoor Green field-du Owned |  | Green Field | 3G+4G+5G | BTS3900 | LTE-2CC | 2T2R | U2100 (F2) + U900 (F1+F2) | L800+L1800F1 | 1CC | 7020500 | 38.7 |  | 3 | N41 | 3 | 3 | [32 empty] | IIB | RAK-2980-CSG-N540-LD-1
RAK2982 | Site 11250 | NE | RAK2982 | RAK2982 | RAKL2982 | RAKNR2982 | On air | On air | On Air | On Air | 2011 | Permanent | 25.7956 | 55.9736 | Huawei | Outdoor | EITC Passive Infrastructure | Roof Top | RT-du Owned |  | Roof Top | 2G+3G+4G+5G | BTS3900 | LTE-4CC | 4T4R | U2100 (F2) + U900 (F1+F2) | L700+L800+L1800F1+L1800F2+L2100 | 2CC | 7020900 | 24 |  | 3 | N78 | 3 | 3 | [32 empty] | IIB | RAK-2982-CSG-SAR-X-1
RAK3007 | Site 11251 | NE |  | RAK3007 | RAKL3007 | RAKNR3007 |  | On air | On Air | On Air | 2017 | Permanent | 25.0226 | 55.9789 | Huawei | Outdoor | EITC Passive Infrastructure | Green Field | Outdoor Green field-du Owned |  | Green Field | 3G+4G+5G | BTS3900A | LTE-3CC | 2T2R | U2100 (F2) + U900 (F1+F2) | L800+L1800F1+L1800F2 | 1CC | 7080900 | 38.5 |  | 3 | N41 | 3 | 3 | [32 empty] | MW | 0
RAK3101 | Site 11252 | NE | RAK3101 | RAK3101 | RAKL3101 | RAKNR3101 | On air | On air | On Air | On Air | 2010 | Permanent | 25.8043 | 55.9792 | Huawei | Outdoor | EITC Passive Infrastructure | Roof Top | RT-du Owned |  | Roof Top | 2G+3G+4G+5G | BTS3900 | LTE-4CC | 4T4R | U2100 (F2) + U900 (F1+F2) | L800+L1800F1+L1800F2+L2100 | 2CC | 7031000 | 16 |  | 3 | N78 | 3 | 3 | [32 empty] | IIB | RAK-3101-CSG-IXR-E-1
RAK3102 | Site 11253 | NE | RAK3102 | RAK3102 | RAKL3102 |  |  | On air | On Air |  | 2010 | Permanent | 25.3964 | 55.9786 | Huawei | Outdoor | Site Sharing | Site Share | Outdoor Site Sharing-Etisalat Owned |  | Site Share | 3G+4G | BTS3900 | LTE-4CC | 2T2R | U2100 (F2) + U900 (F1+F2) | L800+L1800F1+L1800F2+L2100 |  | 7071200 | 28.7 |  |  |  | 3 | [33 empty] | IIB | RAK-3102-CSG-N540-LD-1
RAK3103 | Site 11254 | NE | RAK3103 | RAK3103 | RAKL3103 | RAKNR3103 | On air | On air | On Air | On Air | 2010 | Permanent | 25.7712 | 55.9533 | Huawei | Outdoor | EITC Passive Infrastructure | Green Field | Outdoor Green field-du Owned |  | Green Field | 2G+3G+4G+5G | BTS3900 | LTE-4CC | 2T2R | U2100 (F2) + U900 (F1+F2) | L800+L1800F1+L1800F2+L2100 | 2CC | 7040100 | 28.7 |  | 3 | N78 | 3 | 3 | [32 empty] | IIB | RAK-3103-CSG-ASR920-LD-1
RAK3105 | Site 11255 | NE | RAK3105 | RAK3105 | RAKL3105 |  |  | On air | On Air |  | 2010 | Permanent | 25.5241 | 55.9064 | Huawei | Outdoor | Site Sharing | Site Share | Outdoor Site Sharing-Etisalat Owned |  | Site Share | 3G+4G | BTS3900 | LTE | 2T2R | U2100 (F2) + U900 (F1+F2) | L800 |  | 7070400 | 28.7 |  |  |  | 3 | [33 empty] | IIB | RAK-3105-CSG-N540-LD-1
RAK3106 | Site 11256 | NE | RAK3106 | RAK3106 | RAKL3106 |  | On air | On air | On Air |  | 2010 | Permanent | 25.374 | 55.9752 | Huawei | Outdoor | EITC Passive Infrastructure | Green Field | Outdoor Green field-du Owned |  | Green Field | 2G+3G+4G | BTS3900 | LTE-3CC | 2T2R | U2100 (F2) + U900 (F1+F2) | L800+L1800F1+L1800F2 |  | 7071200 | 60 |  |  |  | 3 | [33 empty] | IIB | RAK-3106-CSG-IXR-E-1
RAK3107 | Site 11257 | NE | RAK3107 | RAK3107 | RAKL3107 | RAKNR3107 | On air | On air | On Air | On Air | 2012 | Permanent | 25.7297 | 55.9824 | Huawei | Outdoor | EITC Passive Infrastructure | Green Field | Outdoor Green field-du Owned |  | Green Field | 2G+3G+4G+5G | BTS3900 | LTE-4CC | 2T2R | U2100 (F2) + U900 (F1+F2) | L800+L1800F1+L1800F2+L2100 | 1CC | 7040300 | 28.7 |  | 3 | N41 | 3 | 3 | [32 empty] | IIB | RAK-3107-CSG-IXR-E-1
RAK3109 | Site 11258 | NE | RAK3109 | RAK3109 | RAKL3109 | RAKNR3109 | On air | On air | On Air | On Air | 2012 | Permanent | 25.7101 | 55.9235 | Huawei | Outdoor | EITC Passive Infrastructure | Green Field | Outdoor Green field-du Owned |  | Green Field | 2G+3G+4G+5G | BTS3900 | LTE-3CC | 2T2R | U2100 (F2) + U900 (F1+F2) | L800+L1800F1+L1800F2 | 2CC | 7040900 | 38.7 |  | 3 | N78 | 3 | 3 | [32 empty] | IIB | RAK-3109-CSG-IXR-E-1
RAK3111 | Site 11259 | NE | RAK3111 | RAK3111 | RAKL3111 | RAKNR3111 | On air | On air | On Air | On Air | 2013 | Permanent | 25.3487 | 56.024 | Huawei | Outdoor | EITC Passive Infrastructure | Roof Top | RT-du Owned |  | Roof Top | 2G+3G+4G+5G | BTS3900A | LTE-3CC | 2T2R | U2100 (F2) + U900 (F1+F2) | L800+L1800F1+L1800F2 | 1CC | 6000100 | 30 |  | 3 | N41 | 3 | 3 | [32 empty] | IIB | RAK-3111-CSG-IXR-E-1
RAK3113 | Site 11260 | NE | RAK3113 | RAK3113 | RAKL3113 | RAKNR3113 | On air | On air | On Air | On Air | 2012 | Permanent | 25.773 | 55.9362 | Huawei | Outdoor | EITC Passive Infrastructure | Roof Top | RT-du Owned |  | Roof Top | 2G+3G+4G+5G | BTS3900 | LTE-3CC | 2T2R | U2100 (F2) + U900 (F1+F2) | L800+L1800F1+L1800F2 | 2CC | 7031400 | 30 |  | 3 | N78 | 3 | 3 | [32 empty] | IIB | RAK-3113-CSG-SAR-X-1
RAK3114 | Site 11261 | NE | RAK3114 | RAK3114 | RAKL3114 | RAKNR3114 | On air | On air | On Air | On Air | 2010 | Permanent | 25.6961 | 55.9159 | Huawei | Outdoor | EITC Passive Infrastructure | Green Field | Outdoor Green field-du Owned |  | Green Field | 2G+3G+4G+5G | BTS3900 | LTE-2CC | 2T2R | U2100 (F2) + U900 (F1+F2) | L800+L1800F1 | 2CC | 7050800 | 38.7 |  | 3 | N78 | 4 | 3 | [32 empty] | IIB | RAK-3114-CSG-IXR-E-1
RAK3115 | Site 11262 | NE | RAK3115 | RAK3115 | RAKL3115 | RAKNR3115 | On air | On air | On Air | On Air | 2014 | Permanent | 25.7147 | 55.9117 | Huawei | Outdoor | Site Sharing | Site Share | Outdoor Site Sharing-Etisalat Owned |  | Site Share | 2G+3G+4G+5G | BTS3900A | LTE-2CC | 2T2R | U2100 (F2) + U900 (F1+F2) | L800+L1800F1 | 2CC | 7041000 | 25 |  | 3 | N78 | 3 | 3 | [32 empty] | IIB | RAK-3115-CSG-SAR-X-1
RAK3116 | Site 11263 | NE | RAK3116 | RAK3116 | RAKL3116 | RAKNR3116 | On air | On air | On Air | On Air | 2010 | Permanent | 25.5105 | 55.9493 | Huawei | Outdoor | EITC Passive Infrastructure | Green Field | Outdoor Green field-du Owned |  | Green Field | 2G+3G+4G+5G | BTS3900 | LTE-2CC | 2T2R | U2100 (F2) + U900 (F1+F2) | L800+L1800F1 | 1CC | 7070300 | 45 |  | 3 | N41 | 3 | 3 | [32 empty] | IIB | RAK-3116-CSG-IXR-E-1
RAK3117 | Site 11264 | NE |  | RAK3117 | RAKL3117 |  |  | On air | On Air |  | 2021 | Permanent | 26.0402 | 56.1418 | Huawei | Outdoor | EITC Passive Infrastructure | Green Field | Outdoor Taawn-du Lead |  | Green Field | 3G+4G | BTS3900A | LTE-3CC | 2T2R | U900 (F1+F2) | L800+L1800F1+L1800F2 |  | 7010100 | 33 |  |  |  | 3 | [33 empty] | MW | 0
RAK3118 | Site 11265 | NE |  | RAK3118 | RAKL3118 | RAKNR3118 |  | On air | On Air | On Air | 2017 | Permanent | 25.7458 | 55.9147 | Huawei | Outdoor | EITC Passive Infrastructure | Green Field | Outdoor Green field-du Owned |  | Green Field | 3G+4G+5G | BTS3900A | LTE-3CC | 2T2R | U2100 (F2) + U900 (F1+F2) | L800+L1800F1+L1800F2 | 2CC | 7040800 | 28.5 |  | 3 | N78 | 3 | 3 | [32 empty] | IIB | RAK-3118-CSG-SAR-X-1
RAK3120 | Site 11266 | NE |  | RAK3120 | RAKL3120 |  |  | On air | On Air |  | 2016 | Permanent | 26.0489 | 56.0871 | Huawei | Outdoor | EITC Passive Infrastructure | Roof Top | RT-du Owned |  | Roof Top | 3G+4G | BTS3900A | LTE | 2T2R | U2100 (F2) + U900 (F1+F2) | L1800F1 |  | 7010200 | 15 |  |  |  | 3 | [33 empty] | MW | 0
RAK3121 | Site 11267 | NE | RAK3121 | RAK3121 | RAKL3121 | RAKNR3121 | On air | On air | On Air | On Air | 2010 | Permanent | 25.8006 | 56.0359 | Huawei | Outdoor | EITC Passive Infrastructure | Green Field | Outdoor Green field-du Owned |  | Green Field | 2G+3G+4G+5G | BTS3900 | LTE-2CC | 2T2R | U2100 (F2) + U900 (F1+F2) | L800+L1800F1 | 1CC | 7020300 | 38.7 |  | 3 | N41 | 3 | 3 | [32 empty] | IIB | RAK-3121-CSG-IXR-E-1
RAK3122 | Site 11268 | NE |  | RAK3122 | RAKL3122 |  |  | On air | On Air |  | 2022 | Permanent | 25.5488 | 56.0342 | Huawei | Outdoor | EITC Passive Infrastructure | Green Field | Outdoor Green field-du Owned |  | Green Field | 3G+4G | BTS3900A | LTE-4CC | 2T2R | U2100 (F2) + U900 (F1+F2) | L800+L1800F1+L1800F2+L2100 |  | 6000100 | 38 |  |  |  | 3 | [33 empty] | IIB | RAK-3122-CSG-N540-LD-1
RAK3123 | Site 11269 | NE |  | RAK3123 | RAKL3123 | RAKNR3123 |  | On air | On Air | On Air | 2016 | Permanent | 25.7036 | 55.8501 | Huawei | Outdoor | Site Sharing | Site Share | Outdoor Site Sharing-Etisalat Owned |  | Site Share | 3G+4G+5G | BTS3900A | LTE | 2T2R | U2100 (F2) + U900 (F1+F2) | L1800F1 | 1CC | 7060300 | 30 |  | 3 | N41 | 3 | 3 | [32 empty] | IIB | RAK-3123-CSG-SAR-X-1
RAK3124 | Site 11270 | NE | RAK3124 | RAK3124 | RAKL3124 | RAKNR3124 | On air | On air | On Air | On Air | 2010 | Permanent | 25.6962 | 55.8215 | Huawei | Outdoor | Site Sharing | Site Share | Outdoor Site Sharing-Etisalat Owned |  | Site Share | 2G+3G+4G+5G | BTS3900A | LTE-3CC | 2T2R | U2100 (F2) + U900 (F1+F2) | L800+L1800F1+L1800F2 | 1CC | 7060300 | 30 |  | 3 | N41 | 3 | 3 | [32 empty] | IIB | RAK-3124-CSG-ASR920-LD-1
RAK3125 | Site 11271 | NE |  | RAK3125 | RAKL3125 |  |  | On air | On Air |  | 2015 | Permanent | 25.8456 | 56.0168 | Huawei | Outdoor | Site Sharing | Site Share | Outdoor Site Sharing-Etisalat Owned |  | Site Share | 3G+4G | BTS3900 | LTE-4CC | 2T2R | U2100 (F2) + U900 (F1+F2) | L800+L1800F1+L1800F2+L2100 |  | 7030100 | 30 |  |  |  | 3 | [33 empty] | IIB | RAK-3125-CSG-ASR920-LD-1
RAK3169 | Site 11272 | NE |  | RAK3169 | RAKL3169 |  |  | On air | On Air |  | 2021 | Permanent | 25.0371 | 56.0171 | Huawei | Small Cells | EITC Passive Infrastructure | Green Field | Outdoor Green field-du Owned |  | Green Field | 3G+4G | AAU5942 | LTE | 2T2R | U2100 (F2) | L1800F1 |  | 7080900 | 28.5 |  |  |  | 2 | [33 empty] | MW | 0
RAK3175 | Site 11273 | NE |  | RAK3175 | RAKL3175 | RAKNR3175 |  | On air | On Air | On Air | 2018 | Permanent | 25.7803 | 55.9693 | Huawei | Outdoor | EITC Passive Infrastructure | Roof Top | RT-du Owned |  | Roof Top | 3G+4G+5G | BTS3900A | LTE-4CC | 2T2R | U2100 (F2) + U900 (F1+F2) | L800+L1800F1+L1800F2+L2100 | 2CC | 7021100 | 29 |  | 3 | N78 | 3 | 3 | [32 empty] | MW | 0
RAK3176 | Site 11274 | NE |  | RAK3176 | RAKL3176 |  |  | On air | On Air |  | 2022 | Permanent | 25.9476 | 56.1406 | Huawei | Outdoor | EITC Passive Infrastructure | Green Field | Outdoor Taawn-du Lead |  | Green Field | 3G+4G | BTS3900A | LTE-3CC | 2T2R | U2100 (F2) + U900 (F1+F2) | L800+L1800F1+L1800F2 |  | 7010700 | 28.5 |  |  |  | 3 | [33 empty] | MW | 0
RAK3177 | Site 11275 | NE |  | RAK3177 | RAKL3177 | RAKNR3177 |  | On air | On Air | On Air | 2020 | Permanent | 25.6642 | 55.7467 | Huawei | Outdoor | EITC Passive Infrastructure | Roof Top | RT-du Owned |  | Roof Top | 3G+4G+5G | BTS3900A | LTE-4CC | 2T2R | U2100 (F2) + U900 (F1+F2) | L700+L800+L1800F1+L1800F2+L2100 | 3CC | 7060200 | 28 |  | 3 | N41+N78 | 3 | 3 | [32 empty] | IIB | RAK-3177-CSG-IXR-E-1
RAK3179 | Site 11276 | NE |  | RAK3179 | RAKL3179 |  |  | On air | On Air |  | 2016 | Permanent | 25.7094 | 55.9592 | Huawei | Outdoor | Site Sharing | Site Share | Outdoor Site Sharing-Etisalat Owned |  | Site Share | 3G+4G | BTS3900A | LTE-4CC | 4T4R | U2100 (F2) + U900 (F1+F2) | L800+L1800F1+L1800F2+L2100 |  | 7040600 | 40 |  |  |  | 3 | [33 empty] | IIB | RAK-3179-CSG-ASR920-LD-1
RAK3180 | Site 11277 | NE |  | RAK3180 | RAKL3180 |  |  | On air | On Air |  | 2020 | Permanent | 25.71 | 56.0694 | Huawei | Outdoor | EITC Passive Infrastructure | Green Field | Outdoor Green field-du Owned- Light Pole |  | Green Field | 3G+4G | BTS3900A | LTE | 2T2R | U2100 (F2) + U900 (F1+F2) | L800 |  | 7050100 | 12 |  |  |  | 2 | [33 empty] | MW | 0
RAK3182 | Site 11278 | NE | RAK3182 | RAK3182 | RAKL3182 |  | On air | On air | On Air |  | 2010 | Permanent | 25.799 | 56.0823 | Huawei | Outdoor | EITC Passive Infrastructure | Green Field | Outdoor Green field-du Owned- Light Pole |  | Green Field | 2G+3G+4G | BTS3900A | LTE | 2T2R | U2100 (F2) + U900 (F1+F2) | L800 |  | 7020100 | 10 |  |  |  | 3 | [33 empty] | IIB | RAK-3182-CSG-IXR-E-1
RAK3183 | Site 11279 | NE |  | RAK3183 | RAKL3183 |  |  | On air | On Air |  | 2014 | Permanent | 25.8132 | 56.1004 | Huawei | Outdoor | EITC Passive Infrastructure | Green Field | Outdoor Green field-du Owned |  | Green Field | 3G+4G | BTS3900A | LTE | 2T2R | U2100 (F2) + U900 (F1+F2) | L800 |  | 7020100 | 20 |  |  |  | 2 | [33 empty] | IIB | RAK-3183-CSG-N540-LD-1
RAK3184 | Site 11280 | NE |  | RAK3184 | RAKL3184 |  |  | On air | On Air |  | 2014 | Permanent | 25.8184 | 56.1143 | Huawei | Outdoor | EITC Passive Infrastructure | Green Field | Outdoor Green field-du Owned |  | Green Field | 3G+4G | BTS3900A | LTE | 2T2R | U2100 (F2) + U900 (F1+F2) | L800 |  | 7020100 | 30 |  |  |  | 3 | [33 empty] | MW | 0
RAK3185 | Site 11281 | NE |  | RAK3185 | RAKL3185 |  |  | On air | On Air |  | 2014 | Permanent | 25.8414 | 56.1066 | Huawei | Outdoor | EITC Passive Infrastructure | Green Field | Outdoor Green field-du Owned |  | Green Field | 3G+4G | BTS3900A | LTE | 2T2R | U2100 (F2) + U900 (F1+F2) | L800 |  | 7020100 | 30 |  |  |  | 2 | [33 empty] | MW | 0
RAK3187 | Site 11282 | NE |  | RAK3187 | RAKL3187 | RAKNR3187 |  | On air | On Air | On Air | 2014 | Permanent | 25.8166 | 55.9763 | Huawei | Outdoor | EITC Passive Infrastructure | Roof Top | RT-du Owned |  | Roof Top | 3G+4G+5G | BTS3900A | LTE-4CC | 2T2R | U2100 (F2) + U900 (F1+F2) | L800+L1800F1+L1800F2+L2100 | 2CC | 7030800 | 18 |  | 3 | N78 | 3 | 3 | [32 empty] | IIB | RAK-3187-CSG-SAR-X-1
RAK3188 | Site 11283 | NE |  | RAK3188 | RAKL3188 | RAKNR3188 |  | On air | On Air | On Air | 2010 | Permanent | 25.7073 | 55.9131 | Huawei | Outdoor | Site Sharing | Site Share | Outdoor Site Sharing-Etisalat Owned |  | Site Share | 3G+4G+5G | BTS3900A | LTE | 2T2R | U2100 (F2) + U900 (F1+F2) | L1800F1 | 2CC | 7040900 | 30 |  | 3 | N78 | 3 | 3 | [32 empty] | IIB | RAK-3188-CSG-SAR-X-1
RAK3191 | Site 11284 | NE |  | RAK3191 | RAKL3191 | RAKNR3191 |  | On air | On Air | On Air | 2014 | Permanent | 25.4132 | 55.9923 | Huawei | Outdoor | EITC Passive Infrastructure | Roof Top | RT-du Owned |  | Roof Top | 3G+4G+5G | BTS3900A | LTE-4CC | 2T2R | U2100 (F2) + U900 (F1+F2) | L800+L1800F1+L1800F2+L2100 | 1CC | 7071000 | 27 |  | 3 | N41 | 4 | 3 | [32 empty] | IIB | RAK-3191-CSG-IXR-E-1
RAK3192 | Site 11285 | NE | RAK3192 | RAK3192 | RAKL3192 | RAKNR3192 | On air | On air | On Air | On Air | 2010 | Permanent | 26.0334 | 56.1036 | Huawei | Outdoor | Site Sharing | Site Share | Outdoor Site Sharing-Etisalat Owned |  | Site Share | 2G+3G+4G+5G | BTS3900 | LTE-4CC | 4T4R | U2100 (F2) + U900 (F1+F2) | L800+L1800F1+L1800F2+L2100 | 1CC | 7010200 | 38.5 |  | 3 | N41 | 4 | 3 | [32 empty] | IIB | RAK-3192-CSG-IXR-E-1
RAK3193 | Site 11286 | NE |  | RAK3193 | RAKL3193 |  |  | On air | On Air |  | 2017 | Permanent | 25.6431 | 55.8903 | Huawei | Outdoor | Site Sharing | Site Share | Outdoor Site Sharing-Etisalat Owned |  | Site Share | 3G+4G | BTS3900A | LTE-3CC | 2T2R | U2100 (F2) + U900 (F1+F2) | L800+L1800F1+L1800F2 |  | 7050800 | 30 |  |  |  | 3 | [33 empty] | IIB | RAK-3193-CSG-IXR-E-1
RAK3194 | Site 11287 | NE | RAK3194 | RAK3194 | RAKL3194 | RAKNR3194 | On air | On air | On Air | On Air | 2015 | Permanent | 25.6661 | 55.8989 | Huawei | Outdoor | EITC Passive Infrastructure | Green Field | Outdoor Green field-du Owned |  | Green Field | 2G+3G+4G+5G | BTS3900 | LTE-4CC | 2T2R | U2100 (F2) + U900 (F1+F2) | L800+L1800F1+L1800F2+L2100 | 1CC | 7050800 | 43.5 |  | 3 | N41 | 4 | 3 | [32 empty] | IIB | RAK-3194-CSG-N540-LD-1
RAK3195 | Site 11288 | NE |  | RAK3195 | RAKL3195 | RAKNR3195 |  | On air | On Air | On Air | 2016 | Permanent | 25.7225 | 55.8742 | Huawei | Outdoor | Site Sharing | Site Share | Outdoor Site Sharing-Etisalat Owned |  | Site Share | 3G+4G+5G | BTS3900A | LTE | 2T2R | U2100 (F2) + U900 (F1+F2) | L1800F1 | 2CC | 7041200 | 35 |  | 3 | N78 | 3 | 3 | [32 empty] | IIB | RAK-3195-CSG-SAR-X-1
RAK3196 | Site 11289 | NE |  | RAK3196 | RAKL3196 |  |  | On air | On Air |  | 2021 | Permanent | 25.5419 | 56.0621 | Huawei | Outdoor | EITC Passive Infrastructure | Green Field | Outdoor Green field-du Owned |  | Green Field | 3G+4G | BTS3900A | LTE-4CC | 2T2R | U2100 (F2) + U900 (F1+F2) | L800+L1800F1+L1800F2+L2100 |  | 6000100 | 28 |  |  |  | 3 | [33 empty] | IIB | RAK-3196-CSG-N540-LD-1
RAK3198 | Site 11290 | NE |  | RAK3198 | RAKL3198 | RAKNR3198 |  | On air | On Air | On Air | 2014 | Permanent | 25.7421 | 55.9031 | Huawei | Outdoor | Site Sharing | Site Share | Outdoor Site Sharing-Etisalat Owned |  | Site Share | 3G+4G+5G | BTS3900A | LTE-3CC | 2T2R | U2100 (F2) + U900 (F1+F2) | L800+L1800F1+L1800F2 | 2CC | 7040800 | 30 |  | 3 | N78 | 3 | 3 | [32 empty] | IIB | RAK-3198-CSG-SAR-X-1
RAK3199 | Site 11291 | NE | RAK3199 | RAK3199 | RAKL3199 | RAKNR3199 | On air | On air | On Air | On Air | 2010 | Permanent | 25.7979 | 55.9619 | Huawei | Outdoor | Site Sharing | Site Share | Outdoor Site Sharing-Etisalat Owned |  | Site Share | 2G+3G+4G+5G | BTS3900 | LTE-4CC | 2T2R | U2100 (F2) + U900 (F1+F2) | L800+L1800F1+L1800F2+L2100 | 2CC | 7031200 | 30 |  | 3 | N78 | 3 | 3 | [32 empty] | IIB | RAK-3199-CSG-SAR-X-1
RAK3235 | Site 11292 | NE |  | RAK3235 | RAKL3235 |  |  | On air | On Air |  | 2021 | Permanent | 25.5192 | 56.024 | Huawei | Outdoor | EITC Passive Infrastructure | Green Field | Outdoor Green field-du Owned |  | Green Field | 3G+4G | BTS3900A | LTE-4CC | 2T2R | U2100 (F2) + U900 (F1+F2) | L800+L1800F1+L1800F2+L2100 |  | 6000100 | 28 |  |  |  | 3 | [33 empty] | IIB | RAK-3235-CSG-N540-LD-1
RAK3236 | Site 11293 | NE |  | RAK3236 | RAKL3236 |  |  | On air | On Air |  | 2021 | Permanent | 25.4992 | 56.0336 | Huawei | Outdoor | EITC Passive Infrastructure | Green Field | Outdoor Green field-du Owned |  | Green Field | 3G+4G | BTS3900A | LTE-4CC | 2T2R | U2100 (F2) + U900 (F1+F2) | L800+L1800F1+L1800F2+L2100 |  | 6000100 | 38 |  |  |  | 3 | [33 empty] | IIB | RAK-3236-CSG-IXR-E-1
RAK3240 | Site 11294 | NE |  | RAK3240 | RAKL3240 |  |  | On air | On Air |  | 2023 | Permanent | 25.4609 | 55.9933 | Huawei | Outdoor | EITC Passive Infrastructure | site Share | Outdoor Green field-du Owned |  | site Share | 3G+4G | BTS3900A | LTE-4CC | 2T2R | U900 (F1+F2) | L800+L1800F1+L1800F2+L2100 |  | 7070700 | 35 |  |  |  | 3 | [33 empty] | IIB | RAK-3240-CSG-N540-LD-1
RAK3280 | Site 11295 | NE |  | RAK3280 | RAKL3280 | RAKNR3280 |  | On air | On Air | On Air | 2021 | Permanent | 25.6753 | 55.7905 | Huawei | Outdoor | EITC Passive Infrastructure | Roof Top | RT-du Owned |  | Roof Top | 3G+4G+5G | BTS3900A | LTE-4CC | 2T2R | U2100 (F2) + U900 (F1+F2) | L800+L1800F1+L1800F2+L2100 | 1CC | 7060500 | 54 |  | 3 | N41 | 3 | 3 | [32 empty] | MW | 0
RAK3342 | Site 11296 | NE |  | RAK3342 | RAKL3342 | RAKNR3342 |  | On air | On Air | On Air | 2019 | Permanent | 25.6811 | 55.7418 | Huawei | Outdoor | EITC Passive Infrastructure | Green Field | Outdoor Taawn-du Lead |  | Green Field | 3G+4G+5G | BTS5900A | LTE-4CC | 4T4R | U2100 (F2) + U900 (F1+F2) | L800+L1800F1+L1800F2+L2100 | 3CC | 7060200 | 38.5 |  | 3 | N41+N78 | 3 | 3 | [32 empty] | IIB | RAK-3342-CSG-ASR920-LD-1
RAK3343 | Site 11297 | NE |  | RAK3343 | RAKL3343 | RAKNR3343 |  | On air | On Air | On Air | 2022 | Permanent | 25.6886 | 55.7343 | Huawei | Outdoor | EITC Passive Infrastructure | Green Field | Outdoor Taawn-du Lead |  | Green Field | 3G+4G+5G | BTS3900A | LTE-4CC | 2T2R | U2100 (F2) + U900 (F1+F2) | L800+L1800F1+L1800F2+L2100 | 3CC | 7060200 | 38 |  | 3 | N41+N78 | 3 | 3 | [32 empty] | IIB | RAK-3343-CSG-IXR-E-1
RAK3344 | Site 11298 | NE |  | RAK3344 | RAKL3344 | RAKNR3344 |  | On air | On Air | On Air | 2017 | Permanent | 25.7147 | 55.8325 | Huawei | Outdoor | EITC Passive Infrastructure | Roof Top | RT-du Owned |  | Roof Top | 3G+4G+5G | BTS3900A | LTE-3CC | 2T2R | U2100 (F2) + U900 (F1+F2) | L800+L1800F1+L1800F2 | 2CC | 7060100 | 34.5 |  | 3 | N78 | 3 | 3 | [32 empty] | MW | 0
RAK3345 | Site 11299 | NE |  | RAK3345 | RAKL3345 | RAKNR3345 |  | On air | On Air | On Air | 2017 | Permanent | 25.7174 | 55.8411 | Huawei | Outdoor | EITC Passive Infrastructure | Roof Top | RT-du Owned |  | Roof Top | 3G+4G+5G | BTS3900A | LTE-2CC | 2T2R | U2100 (F2) + U900 (F1+F2) | L800+L1800F1 | 2CC | 7060100 | 37.5 |  | 3 | N78 | 3 | 3 | [32 empty] | MW | 0
RAK3348 | Site 11300 | NE | RAK3348 | RAK3348 | RAKL3348 | RAKNR3348 | On air | On air | On Air | On Air | 2014 | Permanent | 25.7282 | 55.9402 | Huawei | Outdoor | EITC Passive Infrastructure | Green Field | Outdoor Green field-du Owned |  | Green Field | 2G+3G+4G+5G | BTS3900 | LTE-3CC | 2T2R | U2100 (F2) + U900 (F1+F2) | L800+L1800F1+L1800F2 | 2CC | 7040700 | 40 |  | 3 | N78 | 4 | 3 | [32 empty] | IIB | RAK-3348-CSG-SAR-X-1
RAK3349 | Site 11301 | NE |  | RAK3349 | RAKL3349 |  |  | On air | On Air |  | 2020 | Permanent | 25.4864 | 55.9665 | Huawei | Outdoor | Site Sharing | Site Share | Outdoor Site Sharing-Etisalat Owned |  | Site Share | 3G+4G | BTS3900A | LTE-3CC | 2T2R | U2100 (F2) + U900 (F1+F2) | L800+L1800F1+L1800F2 |  | 7070300 | 35 |  |  |  | 3 | [33 empty] | IIB | RAK-3349-CSG-N540-LD-1
RAK3351 | Site 11302 | NE |  | RAK3351 | RAKL3351 |  |  | On air | On Air |  | 2018 | Permanent | 25.8946 | 56.1176 | Huawei | Outdoor | Site Sharing | ET Capex | Outdoor Taawn-Etisalat Lead |  | ET Capex | 3G+4G | BTS3900A | LTE-2CC | 2T2R | U2100 (F2) + U900 (F1+F2) | L800+L1800F1 |  | 7010700 | 35 |  |  |  | 2 | [33 empty] | MW | 0
RAK3352 | Site 11303 | NE |  | RAK3352 | RAKL3352 |  |  | On air | On Air |  | 2021 | Permanent | 25.8887 | 56.135 | Huawei | Outdoor | Site Sharing | ET Capex | Outdoor Taawn-Etisalat Lead |  | ET Capex | 3G+4G | BTS3900A | LTE-4CC | 2T2R | U2100 (F2) + U900 (F1+F2) | L800+L1800F1+L1800F2+L2100 |  | 7010700 | 35 |  |  |  | 2 | [33 empty] | MW | 0
RAK3356 | Site 11304 | NE | RAK3356 | RAK3356 | RAKL3356 | RAKNR3356 | On air | On air | On Air | On Air | 2011 | Permanent | 25.7097 | 55.8278 | Huawei | Outdoor | Site Sharing | Site Share | Outdoor Site Sharing-Etisalat Owned |  | Site Share | 2G+3G+4G+5G | BTS3900 | LTE-3CC | 2T2R | U2100 (F2) + U900 (F1+F2) | L800+L1800F1+L1800F2 | 1CC | 7060300 | 40 |  | 3 | N41 | 3 | 3 | [32 empty] | IIB | RAK-3356-CSG-IXR-E-1
RAK3357 | Site 11305 | NE |  | RAK3357 | RAKL3357 |  |  | On air | On Air |  | 2015 | Permanent | 25.3873 | 55.9722 | Huawei | Outdoor | EITC Passive Infrastructure | Green Field | Outdoor Green field-du Owned |  | Green Field | 3G+4G | BTS3900A | LTE-4CC | 2T2R | U2100 (F2) + U900 (F1+F2) | L800+L1800F1+L1800F2+L2100 |  | 7071200 | 38.5 |  |  |  | 4 | [33 empty] | IIB | RAK-3357-CSG-N540-LD-1
RAK3358 | Site 11306 | NE |  | RAK3358 | RAKL3358 |  |  | On air | On Air |  | 2015 | Permanent | 25.4971 | 56.0585 | Huawei | Outdoor | EITC Passive Infrastructure | Green Field | Outdoor Green field-du Owned |  | Green Field | 3G+4G | BTS3900A | LTE-3CC | 2T2R | U2100 (F2) + U900 (F1+F2) | L800+L1800F1+L1800F2 |  | 6000100 | 40 |  |  |  | 3 | [33 empty] | MW | 0
RAK3402 | Site 11307 | NE |  | RAK3402 | RAKL3402 |  |  | On air | On Air |  | 2020 | Permanent | 25.9519 | 56.1692 | Huawei | Outdoor | EITC Passive Infrastructure | Green Field | Outdoor Green field-du Owned- Small Cells |  | Green Field | 3G+4G | BTS3900A | LTE-3CC | 2T2R | U2100 (F2) + U900 (F1+F2) | L800+L1800F1+L1800F2 |  | 7010400 | 9 |  |  |  | 2 | [33 empty] | MW | 0
RAK3431 | Site 11308 | NE |  | RAK3431 | RAKL3431 | RAKNR3431 |  | On air | On Air | On Air | 2010 | Permanent | 25.5973 | 56.0001 | Huawei | Outdoor | Site Sharing | Site Share | Outdoor Site Sharing-Etisalat Owned |  | Site Share | 3G+4G+5G | BTS3900A | LTE-3CC | 2T2R | U2100 (F2) + U900 (F1+F2) | L800+L1800F1+L1800F2 | 1CC | 6000100 | 30 |  | 3 | N41 | 4 | 3 | [32 empty] | IIB | RAK-3431-CSG-N540-LD-1
RAK3433 | Site 11309 | NE |  | RAK3433 | RAKL3433 | RAKNR3433 |  | On air | On Air | On Air | 2016 | Permanent | 25.8062 | 55.9693 | Huawei | Outdoor | Site Sharing | Site Share | Outdoor Site Sharing-Etisalat Owned |  | Site Share | 3G+4G+5G | BTS3900A | LTE-4CC | 2T2R | U2100 (F2) + U900 (F1+F2) | L800+L1800F1+L1800F2+L2100 | 2CC | 7031100 | 30 |  | 3 | N78 | 3 | 3 | [32 empty] | IIB | RAK-3433-CSG-SAR-X-1
RAK3434 | Site 11310 | NE |  | RAK3434 | RAKL3434 | RAKNR3434 |  | On air | On Air | On Air | 2015 | Permanent | 25.683 | 55.9141 | Huawei | Outdoor | EITC Passive Infrastructure | Green Field | Outdoor Green field-du Owned |  | Green Field | 3G+4G+5G | BTS3900A | LTE-3CC | 2T2R | U2100 (F2) + U900 (F1+F2) | L800+L1800F1+L1800F2 | 1CC | 7050800 | 28.5 |  | 3 | N41 | 3 | 3 | [32 empty] | MW | 0
RAK3435 | Site 11311 | NE |  | RAK3435 | RAKL3435 | RAKNR3435 |  | On air | On Air | On Air | 2015 | Permanent | 25.7019 | 55.9395 | Huawei | Outdoor | EITC Passive Infrastructure | Green Field | Outdoor Green field-du Owned |  | Green Field | 3G+4G+5G | BTS3900A | LTE-3CC | 2T2R | U2100 (F2) + U900 (F1+F2) | L800+L1800F1+L1800F2 | 1CC | 7050700 | 30 |  | 3 | N41 | 3 | 3 | [32 empty] | IIB | RAK-3435-CSG-ASR920-LD-1
RAK3436 | Site 11312 | NE |  | RAK3436 | RAKL3436 | RAKNR3436 |  | On air | On Air | On Air | 2015 | Permanent | 25.7106 | 56.0024 | Huawei | Outdoor | EITC Passive Infrastructure | Green Field | Outdoor Green field-du Owned |  | Green Field | 3G+4G+5G | BTS3900A | LTE-3CC | 2T2R | U2100 (F2) + U900 (F1+F2) | L800+L1800F1+L1800F2 | 1CC | 7050200 | 40 |  | 3 | N41 | 3 | 3 | [32 empty] | IIB | RAK-3436-CSG-N540-LD-1
RAK3437 | Site 11313 | NE |  | RAK3437 | RAKL3437 | RAKNR3437 |  | On air | On Air | On Air | 2016 | Permanent | 25.7511 | 56.0236 | Huawei | Outdoor | EITC Passive Infrastructure | Green Field | Outdoor Green field-du Owned |  | Green Field | 3G+4G+5G | BTS3900A | LTE-4CC | 2T2R | U2100 (F2) + U900 (F1+F2) | L800+L1800F1+L1800F2+L2100 | 1CC | 7020300 | 40 |  | 3 | N41 | 3 | 3 | [32 empty] | IIB | RAK-3437-CSG-IXR-E-1
RAK3438 | Site 11314 | NE |  | RAK3438 | RAKL3438 | RAKNR3438 |  | On air | On Air | On Air | 2016 | Permanent | 25.7874 | 56.0295 | Huawei | Outdoor | EITC Passive Infrastructure | Green Field | Outdoor Green field-du Owned |  | Green Field | 3G+4G+5G | BTS3900A | LTE-2CC | 2T2R | U2100 (F2) + U900 (F1+F2) | L800+L1800F1 | 1CC | 7020500 | 38.5 |  | 3 | N41 | 3 | 3 | [32 empty] | IIB | RAK-3438-CSG-IXR-E-1
RAK3439 | Site 11315 | NE |  | RAK3439 | RAKL3439 | RAKNR3439 |  | On air | On Air | On Air | 2015 | Permanent | 25.5765 | 55.9763 | Huawei | Outdoor | EITC Passive Infrastructure | Green Field | Outdoor Green field-du Owned |  | Green Field | 3G+4G+5G | BTS3900A | LTE-4CC | 2T2R | U2100 (F2) + U900 (F1+F2) | L800+L1800F1+L1800F2+L2100 | 1CC | 7051000 | 43.5 |  | 3 | N41 | 3 | 3 | [32 empty] | IIB | RAK-3439-CSG-IXR-E-1
RAK3444 | Site 11316 | NE |  | RAK3444 | RAKL3444 | RAKNR3444 |  | On air | On Air | On Air | 2023 | Permanent | 25.6655 | 55.8811 | Huawei | Outdoor | EITC Passive Infrastructure | Green Field | Outdoor Green field-du Owned |  | Green Field | 3G+4G+5G | BTS3900A | LTE-4CC | 2T2R | U900 (F1+F2) | L800+L1800F1+L1800F2+L2100 | 1CC | 7050800 | 39 |  | 3 | N41 | 3 | 3 | [32 empty] | IIB | RAK-3444-CSG-N540-LD-1
RAK3445 | Site 11317 | NE |  | RAK3445 | RAKL3445 | RAKNR3445 |  | On air | On Air | On Air | 2021 | Permanent | 25.6624 | 55.8855 | Huawei | Outdoor | EITC Passive Infrastructure | Green Field | Outdoor Taawn-du Lead |  | Green Field | 3G+4G+5G | BTS3900A | LTE-4CC | 2T2R | U2100 (F2) + U900 (F1+F2) | L800+L1800F1+L1800F2+L2100 | 1CC | 7050800 | 38 |  | 3 | N41 | 3 | 3 | [32 empty] | IIB | RAK-3445-CSG-N540-LD-1
RAK3446 | Site 11318 | NE |  | RAK3446 | RAKL3446 | RAKNR3446 |  | On air | On Air | On Air | 2023 | Permanent | 25.654 | 55.8823 | Huawei | Outdoor | EITC Passive Infrastructure | Green Field | Outdoor Green field-du Owned |  | Green Field | 3G+4G+5G | BTS3900A | LTE-4CC | 2T2R | U900 (F1+F2) | L800+L1800F1+L1800F2+L2100 | 1CC | 7050800 | 38 |  | 3 | N41 | 3 | 3 | [32 empty] | IIB | RAK-3446-CSG-N540-LD-1
RAK3449 | Site 11319 | NE |  | RAK3449 | RAKL3449 |  |  | On air | On Air |  | 2017 | Permanent | 25.925 | 56.1321 | Huawei | Outdoor | Site Sharing | Site share_ETI Plot | Outdoor Site Sharing-Etisalat Owned |  | Site share_ETI Plot | 3G+4G | BTS3900A | LTE-3CC | 2T2R | U2100 (F2) + U900 (F1+F2) | L800+L1800F1+L1800F2 |  | 7010700 | 12 |  |  |  | 3 | [33 empty] | MW | 0
RAK3450 | Site 11320 | NE | RAK3450 | RAK3450 | RAKL3450 |  | On air | On air | On Air |  | 2017 | Permanent | 25.9047 | 56.1359 | Huawei | Outdoor | Site Sharing | Site Share | Outdoor Site Sharing-Etisalat Owned |  | Site Share | 2G+3G+4G | BTS3900A | LTE-3CC | 2T2R | U2100 (F2) + U900 (F1+F2) | L800+L1800F1+L1800F2 |  | 7010700 | 10.5 |  |  |  | 3 | [33 empty] | MW | 0
RAK3474 | Site 11321 | NE |  | RAK3474 | RAKL3474 |  |  | On air | On Air |  | 2021 | Permanent | 25.7323 | 56.0962 | Huawei | Outdoor | Site Sharing | Site Share | Outdoor Site Sharing-Etisalat Owned |  | Site Share | 3G+4G | BTS3900A | LTE-CA | 2T2R | U2100 (F2) + U900 (F1+F2) | L1800F1+L1800F2 |  | 7050100 | 15 |  |  |  | 3 | [33 empty] | MW | 0
RAK3481 | Site 11322 | NE |  | RAK3481 | RAKL3481 |  |  | On air | On Air |  | 2017 | Permanent | 25.9442 | 56.1521 | Huawei | Outdoor | Site Sharing | Site Share | Outdoor Site Sharing-Etisalat Owned |  | Site Share | 3G+4G | BTS3900A | LTE-3CC | 2T2R | U2100 (F2) + U900 (F1+F2) | L800+L1800F1+L1800F2 |  | 7010700 | 9 |  |  |  | 2 | [33 empty] | MW | 0
RAK3483 | Site 11323 | NE | RAK3483 | RAK3483 | RAKL3483 | RAKNR3483 | On air | On air | On Air | On Air | 2014 | Permanent | 25.6949 | 55.8287 | Huawei | Outdoor | EITC Passive Infrastructure | Green Field | Outdoor Green field-du Owned |  | Green Field | 2G+3G+4G+5G | BTS3900A | LTE | 2T2R | U2100 (F2) + U900 (F1+F2) | L1800F1 | 1CC | 7060400 | 40 |  | 3 | N41 | 3 | 3 | [32 empty] | IIB | RAK-3483-CSG-SAR-X-1
RAK3488 | Site 11324 | NE |  | RAK3488 | RAKL3488 | RAKNR3488 |  | On air | On Air | On Air | 2015 | Permanent | 25.7305 | 55.9203 | Huawei | Outdoor | EITC Passive Infrastructure | Green Field | Outdoor Green field-du Owned |  | Green Field | 3G+4G+5G | BTS3900A | LTE | 2T2R | U2100 (F2) + U900 (F1+F2) | L1800F1 | 2CC | 7041000 | 30 |  | 3 | N78 | 3 | 3 | [32 empty] | IIB | RAK-3488-CSG-SAR-X-1
RAK3489 | Site 11325 | NE |  | RAK3489 | RAKL3489 | RAKNR3489 |  | On air | On Air | On Air | 2015 | Permanent | 25.6871 | 55.9458 | Huawei | Outdoor | EITC Passive Infrastructure | Green Field | Outdoor Green field-du Owned |  | Green Field | 3G+4G+5G | BTS3900 | LTE-3CC | 2T2R | U2100 (F2) + U900 (F1+F2) | L800+L1800F1+L1800F2 | 1CC | 7050700 | 30 |  | 3 | N41 | 3 | 3 | [32 empty] | IIB | RAK-3489-CSG-N540-LD-1
RAK3490 | Site 11326 | NE |  | RAK3490 | RAKL3490 | RAKNR3490 |  | On air | On Air | On Air | 2015 | Permanent | 25.6999 | 55.8148 | Huawei | Outdoor | EITC Passive Infrastructure | Green Field | Outdoor Green field-du Owned |  | Green Field | 3G+4G+5G | BTS3900A | LTE-3CC | 2T2R | U2100 (F2) + U900 (F1+F2) | L800+L1800F1+L1800F2 | 1CC | 7060300 | 28.5 |  | 3 | N41 | 3 | 3 | [32 empty] | IIB | RAK-3490-CSG-SAR-X-1
RAK3521 | Site 11327 | NE |  | RAK3521 | RAKL3521 | RAKNR3521 |  | On air | On Air | On Air | 2021 | Permanent | 25.6888 | 55.8053 | Huawei | Outdoor | EITC Passive Infrastructure | Green Field | Outdoor Taawn-du Lead |  | Green Field | 3G+4G+5G | BTS3900A | LTE-4CC | 4T4R | U2100 (F2) + U900 (F1+F2) | L800+L1800F1+L1800F2+L2100 | 1CC | 7060500 | 38 |  | 3 | N41 | 3 | 3 | [32 empty] | IIB | RAK-3521-CSG-IXR-E-1
RAK3522 | Site 11328 | NE |  | RAK3522 | RAKL3522 | RAKNR3522 |  | On air | On Air | On Air | 2016 | Permanent | 25.7123 | 55.7949 | Huawei | Outdoor | EITC Passive Infrastructure | Green Field | Outdoor Green field-du Owned |  | Green Field | 3G+4G+5G | BTS3900A | LTE-4CC | 2T2R | U2100 (F2) + U900 (F1+F2) | L800+L1800F1+L1800F2+L2100 | 1CC | 7060100 | 28.5 |  | 3 | N41 | 3 | 3 | [32 empty] | IIB | RAK-3522-CSG-SAR-X-1
RAK3523 | Site 11329 | NE |  | RAK3523 | RAKL3523 | RAKNR3523 |  | On air | On Air | On Air | 2015 | Permanent | 25.8747 | 56.0496 | Huawei | Outdoor | EITC Passive Infrastructure | Green Field | Outdoor Green field-du Owned |  | Green Field | 3G+4G+5G | BTS3900A | LTE-3CC | 2T2R | U2100 (F2) + U900 (F1+F2) | L800+L1800F1+L1800F2 | 1CC | 7011000 | 28.5 |  | 3 | N41 | 3 | 3 | [32 empty] | IIB | RAK-3523-CSG-IXR-E-1
RAK3524 | Site 11330 | NE |  | RAK3524 | RAKL3524 | RAKNR3524 |  | On air | On Air | On Air | 2015 | Permanent | 25.6726 | 55.9591 | Huawei | Outdoor | EITC Passive Infrastructure | Green Field | Outdoor Green field-du Owned |  | Green Field | 3G+4G+5G | BTS3900A | LTE-4CC | 4T4R | U2100 (F2) + U900 (F1+F2) | L800+L1800F1+L1800F2+L2100 | 1CC | 7050700 | 30 |  | 3 | N41 | 3 | 3 | [32 empty] | IIB | RAK-3524-CSG-ASR920-LD-1
RAK3525 | Site 11331 | NE | RAK3525 | RAK3525 | RAKL3525 | RAKNR3525 | On air | On air | On Air | On Air | 2017 | Permanent | 25.8111 | 56.0408 | Huawei | Outdoor | EITC Passive Infrastructure | Green Field | Outdoor Green field-du Owned |  | Green Field | 2G+3G+4G+5G | BTS3900A | LTE-2CC | 2T2R | U2100 (F2) + U900 (F1+F2) | L800+L1800F1 | 1CC | 7020300 | 30 |  | 3 | N41 | 3 | 3 | [32 empty] | IIB | RAK-3525-CSG-IXR-E-1
RAK3526A | Site 11332 | NE |  | RAK3526A | RAK3526A |  |  | On air | On Air |  | 2015 | Permanent | 25.5576 | 55.9772 | Huawei | Small Cells | EITC Passive Infrastructure | Roof Top | RT-du Owned |  | Roof Top | 3G+4G | BTS3911E | LTE | - | U2100 (F2) | L1800F1 |  | 7051000 | 16.5 |  |  |  | 1 | [33 empty] | IIB | RAK-3526A-CSG-IXR-E-1
RAK3526B | Site 11333 | NE |  | RAK3526B | RAK3526B |  |  | On air | On Air |  | 2015 | Permanent | 25.5576 | 55.9772 | Huawei | Small Cells | EITC Passive Infrastructure | Roof Top | RT-du Owned |  | Roof Top | 3G+4G | BTS3911E | LTE | - | U2100 (F2) | L1800F1 |  | 7051000 | 16.5 |  |  |  | 1 | [33 empty] | MW | 0
RAK3526C | Site 11334 | NE |  | RAK3526C | RAK3526C |  |  | On air | On Air |  | 2015 | Permanent | 25.5576 | 55.9772 | Huawei | Small Cells | EITC Passive Infrastructure | Roof Top | RT-du Owned |  | Roof Top | 3G+4G | BTS3911E | LTE | - | U2100 (F2) | L1800F1 |  | 7051000 | 16.5 |  |  |  | 1 | [33 empty] | MW | 0
RAK3527 | Site 11335 | NE |  | RAK3527 | RAKL3527 |  |  | On air | On Air |  | 2015 | Permanent | 25.5269 | 55.8279 | Huawei | Outdoor | Site Sharing | Site Share | Outdoor Site Sharing-Etisalat Owned |  | Site Share | 3G+4G | BTS3900A | LTE-3CC | 2T2R | U2100 (F2) + U900 (F1+F2) | L800+L1800F1+L1800F2 |  | 7070500 | 45 |  |  |  | 4 | [33 empty] | MW | 0
RAK3528 | Site 11336 | NE |  | RAK3528 | RAKL3528 | RAKNR3528 |  | On air | On Air | On Air | 2017 | Permanent | 25.8788 | 56.0251 | Huawei | Outdoor | EITC Passive Infrastructure | Green Field | Outdoor Green field-du Owned |  | Green Field | 3G+4G+5G | BTS3900A | LTE-4CC | 2T2R | U2100 (F2) + U900 (F1+F2) | L800+L1800F1+L1800F2+L2100 | 2CC | 7011100 | 28.5 |  | 3 | N78 | 3 | 3 | [32 empty] | IIB | RAK-3528-CSG-ASR920-LD-1
RAK3529 | Site 11337 | NE |  | RAK3529 | RAKL3529 | RAKNR3529 |  | On air | On Air | On Air | 2021 | Permanent | 25.7582 | 55.9838 | Huawei | Outdoor | Site Sharing | ET Capex | Outdoor Taawn-Etisalat Lead |  | ET Capex | 3G+4G+5G | BTS3900A | LTE-4CC | 2T2R | U2100 (F2) + U900 (F1+F2) | L800+L1800F1+L1800F2+L2100 | 1CC | 7021200 | 35 |  | 3 | N41 | 3 | 3 | [32 empty] | IIB | RAK-3529-CSG-IXR-E-1
RAK3530 | Site 11338 | NE | RAK3530 | RAK3530 | RAKL3530 |  | On air | On air | On Air |  | 2016 | Permanent | 25.8822 | 56.1022 | Huawei | Outdoor | Site Sharing | Site Share | Outdoor Site Sharing-Etisalat Owned |  | Site Share | 2G+3G+4G | BTS3900A | LTE | 2T2R | U2100 (F2) + U900 (F1+F2) | L800 |  | 7010700 | 35 |  |  |  | 2 | [33 empty] | MW | 0
RAK3533 | Site 11339 | NE |  | RAK3533 | RAKL3533 |  |  | On air | On Air |  | 2018 | Permanent | 26.0348 | 56.1303 | Huawei | Outdoor | Site Sharing | Site Share | Outdoor Site Sharing-Etisalat Owned |  | Site Share | 3G+4G | BTS3900A | LTE | 2T2R | U2100 (F2) + U900 (F1+F2) | L800 |  | 7010100 | 35 |  |  |  | 3 | [33 empty] | IIB | RAK-3533-CSG-IXR-E-1
RAK3534 | Site 11340 | NE |  | RAK3534 | RAKL3534 |  |  | On air | On Air |  | 2020 | Permanent | 25.8875 | 56.0607 | Huawei | Outdoor | Site Sharing | Site Share | Outdoor Site Sharing-Etisalat Owned |  | Site Share | 3G+4G | BTS3900A | LTE-3CC | 2T2R | U2100 (F2) + U900 (F1+F2) | L800+L1800F1+L1800F2 |  | 7011000 | 35 |  |  |  | 3 | [33 empty] | MW | 0
RAK3540 | Site 11341 | NE |  | RAK3540 | RAKL3540 | RAKNR3540 |  | On air | On Air | On Air | 2018 | Permanent | 25.6624 | 55.8588 | Huawei | Outdoor | EITC Passive Infrastructure | Green Field | Outdoor Taawn-du Lead |  | Green Field | 3G+4G+5G | BTS3900A | LTE-3CC | 2T2R | U2100 (F2) + U900 (F1+F2) | L800+L1800F1+L1800F2 | 1CC | 7060700 | 38.5 |  | 3 | N41 | 4 | 3 | [32 empty] | IIB | RAK-3540-CSG-IXR-E-1
RAK3566A | Site 11342 | NE |  | RAK3566A | RAKL3566A |  |  | On air | On Air |  | 2019 | Permanent | 25.3965 | 55.9943 | Huawei | Small Cells | EITC Passive Infrastructure | Roof Top | RT-du Owned |  | Roof Top | 3G+4G | BTS3911E | LTE | - | U2100 (F2) | L1800F1 |  | 7071200 | 12 |  |  |  | 1 | [33 empty] | IIB | Handover
RAK3566B | Site 11343 | NE |  | RAK3566B | RAKL3566B |  |  | On air | On Air |  | 2019 | Permanent | 25.3965 | 55.9943 | Huawei | Small Cells | EITC Passive Infrastructure | Roof Top | RT-du Owned |  | Roof Top | 3G+4G | BTS3911E | LTE | - | U2100 (F2) | L1800F1 |  | 7071200 | 12 |  |  |  | 1 | [33 empty] | MW | 0
RAK3566C | Site 11344 | NE |  | RAK3566C | RAKL3566C |  |  | On air | On Air |  | 2019 | Permanent | 25.3965 | 55.9943 | Huawei | Small Cells | EITC Passive Infrastructure | Roof Top | RT-du Owned |  | Roof Top | 3G+4G | BTS3911E | LTE | - | U2100 (F2) | L1800F1 |  | 7071200 | 12 |  |  |  | 1 | [33 empty] | MW | 0
RAK3579 | Site 11345 | NE |  | RAK3579 | RAKL3579 | RAKNR3579 |  | On air | On Air | On Air | 2019 | Permanent | 25.6718 | 55.8641 | Huawei | Outdoor | Site Sharing | ET Capex | Outdoor Taawn-Etisalat Lead |  | ET Capex | 3G+4G+5G | BTS5900A | LTE-3CC | 2T2R | U2100 (F2) + U900 (F1+F2) | L800+L1800F1+L1800F2 | 1CC | 7060700 | 35.5 |  | 3 | N41 | 4 | 3 | [32 empty] | IIB | RAK-3579-CSG-IXR-E-1
RAK3580 | Site 11346 | NE |  | RAK3580 | RAKL3580 | RAKNR3580 |  | On air | On Air | On Air | 2020 | Permanent | 25.9759 | 56.1091 | Huawei | Outdoor | Site Sharing | ET Capex | Outdoor Taawn-Etisalat Lead |  | ET Capex | 3G+4G+5G | BTS5900A | LTE-4CC | 2T2R | U900 (F1+F2) | L800+L1800F1+L1800F2+L2100 | 1CC | 7010400 | 35 |  | 3 | N41 | 4 | 3 | [32 empty] | IIB | RAK-3580-CSG-N540-LD-1
RAK3582 | Site 11347 | NE |  | RAK3582 | RAKL3582 |  |  | On air | On Air |  | 2020 | Permanent | 25.8223 | 56.0614 | Huawei | Outdoor | Site Sharing | Site Share | Outdoor Site Sharing-Etisalat Owned |  | Site Share | 3G+4G | BTS3900A | LTE-3CC | 2T2R | U2100 (F2) + U900 (F1+F2) | L800+L1800F1+L1800F2 |  | 7020100 | 35 |  |  |  | 3 | [33 empty] | MW | 0
RAK3585 | Site 11348 | NE |  | RAK3585 | RAKL3585 |  |  | On air | On Air |  | 2021 | Permanent | 25.9978 | 56.0772 | Huawei | Outdoor | EITC Passive Infrastructure | Green Field | Outdoor Taawn-du Lead |  | Green Field | 3G+4G | BTS3900A | LTE-4CC | 2T2R | U2100 (F2) + U900 (F1+F2) | L800+L1800F1+L1800F2+L2100 |  | 7010500 | 38.5 |  |  |  | 3 | [33 empty] | IIB | RAK-3585-CSG-N540-LD-1
RAK3596 | Site 11349 | NE |  | RAK3596 | RAKL3596 | RAKNR3596 |  | On air | On Air | On Air | 2021 | Permanent | 25.7995 | 56.0251 | Huawei | Outdoor | EITC Passive Infrastructure | Green Field | Outdoor Taawn-du Lead |  | Green Field | 3G+4G+5G | BTS3900A | LTE-3CC | 2T2R | U2100 (F2) + U900 (F1+F2) | L800+L1800F1+L1800F2 | 1CC | 7020500 | 38 |  | 3 | N41 | 3 | 3 | [32 empty] | IIB | RAK-3596-CSG-IXR-E-1
RAK3616 | Site 11350 | NE |  | RAK3616 | RAKL3616 | RAKNR3616 |  | On air | On Air | On Air | 2017 | Permanent | 25.6863 | 55.9685 | Huawei | Outdoor | EITC Passive Infrastructure | Green Field | Outdoor Green field-du Owned |  | Green Field | 3G+4G+5G | BTS3900A | LTE-4CC | 2T2R | U2100 (F2) + U900 (F1+F2) | L700+L800+L1800F1+L1800F2+L2100 | 1CC | 7050600 | 33.5 |  | 3 | N41 | 3 | 3 | [32 empty] | IIB | RAK-3616-CSG-N540-LD-1
RAK3717 | Site 11351 | NE |  | RAK3717 | RAKL3717 | RAKNR3717 |  | On air | On Air | On Air | 2017 | Permanent | 25.6669 | 55.809 | Huawei | Outdoor | EITC Passive Infrastructure | Green Field | Outdoor Green field-du Owned |  | Green Field | 3G+4G+5G | BTS3900A | LTE-4CC | 2T2R | U2100 (F2) + U900 (F1+F2) | L800+L1800F1+L1800F2+L2100 | 1CC | 7060700 | 38.5 |  | 3 | N41 | 3 | 3 | [32 empty] | IIB | RAK-3717-CSG-IXR-E-1
RAK3718 | Site 11352 | NE |  | RAK3718 | RAKL3718 | RAKNR3718 |  | On air | On Air | On Air | 2017 | Permanent | 25.66 | 55.7888 | Huawei | Outdoor | EITC Passive Infrastructure | Green Field | Outdoor Green field-du Owned |  | Green Field | 3G+4G+5G | BTS3900A | LTE-4CC | 2T2R | U2100 (F2) + U900 (F1+F2) | L800+L1800F1+L1800F2+L2100 | 1CC | 7060600 | 28.5 |  | 3 | N41 | 3 | 3 | [32 empty] | IIB | RAK-3718-CSG-IXR-E-1
RAK3719 | Site 11353 | NE |  | RAK3719 | RAKL3719 |  |  | On air | On Air |  | 2022 | Permanent | 25.67 | 56.0067 | Huawei | Outdoor | Site Sharing | ET Capex | Outdoor Taawn-Etisalat Lead |  | ET Capex | 3G+4G | BTS3900A | LTE-4CC | 2T2R | U2100 (F2) + U900 (F1+F2) | L800+L1800F1+L1800F2+L2100 |  | 7050300 | 35 |  |  |  | 3 | [33 empty] | MW | 0
RAK3726 | Site 11354 | NE |  | RAK3726 | RAKL3726 | RAKNR3726 |  | On air | On Air | On Air | 2017 | Permanent | 25.7122 | 55.9064 | Huawei | Outdoor | Site Sharing | Site Share | Outdoor Site Sharing-Etisalat Owned |  | Site Share | 3G+4G+5G | BTS3900A | LTE-2CC | 2T2R | U2100 (F2) + U900 (F1+F2) | L800+L1800F1 | 2CC | 7041200 | 30 |  | 3 | N78 | 3 | 3 | [32 empty] | IIB | RAK-3726-CSG-SAR-X-1
RAK3728 | Site 11355 | NE |  | RAK3728 | RAKL3728 | RAKNR3728 |  | On air | On Air | On Air | 2017 | Permanent | 25.7267 | 55.9274 | Huawei | Outdoor | Site Sharing | Site Share | Outdoor Site Sharing-Etisalat Owned |  | Site Share | 3G+4G+5G | BTS3900A | LTE-3CC | 2T2R | U2100 (F2) + U900 (F1+F2) | L800+L1800F1+L1800F2 | 2CC | 7040900 | 30 |  | 3 | N78 | 3 | 3 | [32 empty] | IIB | RAK-3728-CSG-SAR-X-1
RAK3729 | Site 11356 | NE |  | RAK3729 | RAKL3729 | RAKNE3729 |  | On air | On Air | On Air | 2021 | Permanent | 26.023 | 56.1239 | Huawei | Outdoor | EITC Passive Infrastructure | Green Field | Outdoor Taawn-du Lead |  | Green Field | 3G+4G+5G | BTS3900A | LTE-3CC | 2T2R | U900 (F1+F2) | L800+L1800F1+L1800F2 | 1CC | 7010100 | 38 |  | 3 | N41 | 3 | 3 | [32 empty] | IIB | RAK-3729-CSG-IXR-E-1
RAK3733 | Site 11357 | NE |  | RAK3733 | RAKL3733 | RAKNR3733 |  | On air | On Air | On Air | 2021 | Permanent | 25.6431 | 55.9541 | Huawei | Outdoor | Site Sharing | Site Share | Outdoor Site Sharing-Etisalat Owned |  | Site Share | 3G+4G+5G | BTS3900A | LTE-4CC | 2T2R | U900 (F1+F2) | L800+L1800F1+L1800F2+L2100 | 1CC | 7050700 | 35 |  | 3 | N41 | 3 | 3 | [32 empty] | IIB | Passive to RAK-2026-SCSG-IXR-R6D-1
RAK3743 | Site 11358 | NE |  | RAK3743 | RAKL3743 | RAKNR3743 |  | On air | On Air | On Air | 2017 | Permanent | 25.7191 | 55.9307 | Huawei | Outdoor | Site Sharing | Site Share | Outdoor Site Sharing-Etisalat Owned |  | Site Share | 3G+4G+5G | BTS3900A | LTE | 2T2R | U2100 (F2) + U900 (F1+F2) | L800 | 2CC | 7040900 | 30 |  | 3 | N78 | 3 | 3 | [32 empty] | IIB | RAK-3743-CSG-SAR-X-1
RAK3744 | Site 11359 | NE |  | RAK3744 | RAKL3744 |  |  | On air | On Air |  | 2020 | Permanent | 25.3743 | 55.9994 | Huawei | Outdoor | Site Sharing | ET Capex | Outdoor Taawn-Etisalat Lead |  | ET Capex | 3G+4G | BTS3900A | LTE-3CC | 2T2R | U2100 (F2) + U900 (F1+F2) | L800+L1800F1+L1800F2 |  | 3000050 | 30 |  |  |  | 3 | [33 empty] | IIB | RAK-3744-CSG-IXR-E-1
RAK3745 | Site 11360 | NE |  | RAK3745 | RAKL3745 |  |  | On air | On Air |  | 2018 | Permanent | 25.3592 | 55.9617 | Huawei | Outdoor | Site Sharing | Site Share | Outdoor Site Sharing-Etisalat Owned |  | Site Share | 3G+4G | BTS3900A | LTE | 2T2R | U2100 (F2) + U900 (F1+F2) | L800 |  | 3000050 | 35 |  |  |  | 3 | [33 empty] | IIB | RAK-3745-CSG-IXR-E-1
RAK3746 | Site 11361 | NE |  | RAK3746 | RAKL3746 | RAKNR3746 |  | On air | On Air | On Air | 2018 | Permanent | 25.9197 | 56.0519 | Huawei | Outdoor | Site Sharing | Site Share | Outdoor Site Sharing-Etisalat Owned |  | Site Share | 3G+4G+5G | BTS3900A | LTE-3CC | 2T2R | U2100 (F2) + U900 (F1+F2) | L800+L1800F1+L1800F2 | 1CC | 7011100 | 30 |  | 3 | N41 | 3 | 3 | [32 empty] | IIB | RAK-3746-CSG-ASR920-LD-1
RAK3762 | Site 11362 | NE | RAK3762 | RAK3762 | RAKL3762 |  | On air | On air | On Air |  | 2017 | Permanent | 25.9364 | 56.129 | Huawei | Outdoor | EITC Passive Infrastructure | Green Field | Outdoor Green field-du Owned- Light Pole |  | Green Field | 2G+3G+4G | BTS3900A | LTE-3CC | 2T2R | U2100 (F2) + U900 (F1+F2) | L800+L1800F1+L1800F2 |  | 7010700 | 16.5 |  |  |  | 3 | [33 empty] | MW | 0
RAK3763 | Site 11363 | NE |  | RAK3763 | RAKL3763 | RAKNR3763 |  | On air | On Air | On Air | 2018 | Permanent | 25.7164 | 55.9563 | Huawei | Outdoor | Site Sharing | ET Capex | Outdoor Taawn-Etisalat Lead |  | ET Capex | 3G+4G+5G | BTS5900A | LTE-3CC | 2T2R | U2100 (F2) + U900 (F1+F2) | L800+L1800F1+L1800F2 | 1CC | 7040600 | 35 |  | 3 | N41 | 3 | 3 | [32 empty] | IIB | RAK-3763-CSG-ASR920-LD-1
RAK3770 | Site 11364 | NE |  | RAK3770 | RAKL3770 | RAKNR3770 |  | On air | On Air | On Air | 2021 | Permanent | 25.609 | 55.8874 | Huawei | Outdoor | EITC Passive Infrastructure | Green Field | Outdoor Taawn-du Lead |  | Green Field | 3G+4G+5G | BTS3900A | LTE-4CC | 2T2R | U2100 (F2) + U900 (F1+F2) | L800+L1800F1+L1800F2+L2100 | 1CC | 7051100 | 38 |  | 3 | N41 | 3 | 3 | [32 empty] | IIB | RAK-3770-CSG-IXR-E-1
RAK3771 | Site 11365 | NE |  | RAK3771 | RAKL3771 | RAKNR3771 |  | On air | On Air | On Air | 2021 | Permanent | 25.5523 | 56.1019 | Huawei | Outdoor | EITC Passive Infrastructure | Green Field | Outdoor Green field-du Owned |  | Green Field | 3G+4G+5G | BTS3900A | LTE-4CC | 2T2R | U2100 (F2) + U900 (F1+F2) | L700+L800+L1800F1+L1800F2+L2100 | 1CC | 6000100 | 38 |  | 3 | N41 | 3 | 3 | [32 empty] | IIB | RAK-3771-CSG-IXR-E-1
RAK3772 | Site 11366 | NE |  | RAK3772 | RAKL3772 | RAKNR3772 |  | On air | On Air | On Air | 2019 | Permanent | 25.8538 | 56.0027 | Huawei | Outdoor | EITC Passive Infrastructure | Green Field | Outdoor Taawn-du Lead |  | Green Field | 3G+4G+5G | BTS5900A | LTE-4CC | 2T2R | U2100 (F2) + U900 (F1+F2) | L800+L1800F1+L1800F2+L2100 | 2CC | 7030400 | 33.5 |  | 3 | N78 | 3 | 3 | [32 empty] | IIB | RAK-3772-CSG-ASR920-LD-1
RAK3773 | Site 11367 | NE |  | RAK3773 | RAKL3773 | RAKNR3773 |  | On air | On Air | On Air | 2021 | Permanent | 25.8049 | 56.0132 | Huawei | Outdoor | EITC Passive Infrastructure | Green Field | Outdoor Taawn-du Lead |  | Green Field | 3G+4G+5G | BTS3900A | LTE-4CC | 2T2R | U2100 (F2) + U900 (F1+F2) | L800+L1800F1+L1800F2+L2100 | 1CC | 7020500 | 38 |  | 3 | N41 | 3 | 3 | [32 empty] | IIB | RAK-3773-CSG-ASR920-LD-1
RAK3778 | Site 11368 | NE |  | RAK3778 | RAKL3778 | RAKNR3778 |  | On air | On Air | On Air | 2018 | Permanent | 25.6695 | 55.8527 | Huawei | Outdoor | EITC Passive Infrastructure | Green Field | Outdoor Taawn-du Lead |  | Green Field | 3G+4G+5G | BTS3900A | LTE-3CC | 2T2R | U2100 (F2) + U900 (F1+F2) | L800+L1800F1+L1800F2 | 1CC | 7060700 | 38.5 |  | 3 | N41 | 4 | 3 | [32 empty] | IIB | RAK-3778-CSG-ASR920-LD-1
RAK3779 | Site 11369 | NE |  | RAK3779 | RAKL3779 | RAKNR3779 |  | On air | On Air | On Air | 2017 | Permanent | 25.6867 | 55.8862 | Huawei | Outdoor | EITC Passive Infrastructure | Green Field | Outdoor Green field-du Owned |  | Green Field | 3G+4G+5G | BTS3900A | LTE-3CC | 2T2R | U2100 (F2) + U900 (F1+F2) | L800+L1800F1+L1800F2 | 2CC | 7041200 | 28.5 |  | 3 | N78 | 3 | 3 | [32 empty] | IIB | RAK-3779-CSG-SAR-X-1
RAK3783 | Site 11370 | NE |  | RAK3783 | RAKL3783 | RAKNR3783 |  | On air | On Air | On Air | 2021 | Permanent | 25.7042 | 55.906 | Huawei | Outdoor | Site Sharing | ET Capex | Outdoor Taawn-Etisalat Lead |  | ET Capex | 3G+4G+5G | BTS3900A | LTE-4CC | 2T2R | U2100 (F2) + U900 (F1+F2) | L800+L1800F1+L1800F2+L2100 | 2CC | 7041200 | 35 |  | 3 | N78 | 4 | 3 | [32 empty] | IIB | RAK-3783-CSG-N540-LD-1
RAK3784 | Site 11371 | NE |  | RAK3784 | RAKL3784 | RAKNR3784 |  | On air | On Air | On Air | 2017 | Permanent | 25.6993 | 55.8943 | Huawei | Outdoor | Site Sharing | Site Share | Outdoor Site Sharing-Etisalat Owned |  | Site Share | 3G+4G+5G | BTS3900A | LTE | 2T2R | U2100 (F2) + U900 (F1+F2) | L800 | 2CC | 7041200 | 30 |  | 3 | N78 | 3 | 3 | [32 empty] | IIB | RAK-3784-CSG-SAR-X-1
RAK3787 | Site 11372 | NE |  | RAK3787 | RAKL3787 | RAKNR3787 |  | On air | On Air | On Air | 2016 | Permanent | 25.793 | 56.0042 | Huawei | Outdoor | Site Sharing | Site Share | Outdoor Site Sharing-Etisalat Owned |  | Site Share | 3G+4G+5G | BTS3900A | LTE-3CC | 2T2R | U2100 (F2) + U900 (F1+F2) | L800+L1800F1+L1800F2 | 1CC | 7020600 | 35 |  | 3 | N41 | 3 | 3 | [32 empty] | IIB | RAK-3787-CSG-ASR920-LD-1
RAK3794 | Site 11373 | NE |  | RAK3794 | RAKL3794 | RAKNR3794 |  | On air | On Air | On Air | 2021 | Permanent | 25.6859 | 55.8517 | Huawei | Outdoor | Site Sharing | ET Capex | Outdoor Taawn-Etisalat Lead |  | ET Capex | 3G+4G+5G | BTS3900A | LTE-4CC | 2T2R | U2100 (F2) + U900 (F1+F2) | L800+L1800F1+L1800F2+L2100 | 1CC | 7060700 | 35 |  | 3 | N41 | 3 | 3 | [32 empty] | IIB | RAK-3794-CSG-N540-LD-1
RAK3850 | Site 11374 | NE |  | RAK3850 | RAKL3850 | RAKNR3850 |  | On air | On Air | On Air | 2022 | Permanent | 25.7249 | 55.8461 | Huawei | Outdoor | EITC Passive Infrastructure | Roof Top | RT-du Owned |  | Roof Top | 3G+4G+5G | BTS3900A | LTE-3CC | 2T2R | U2100 (F2) + U900 (F1+F2) | L800+L1800F1+L1800F2 | 2CC | 7060100 | 29 |  | 3 | N78 | 3 | 3 | [32 empty] | IIB | RAK-3850-CSG-IXR-E-1
RAK3852 | Site 11375 | NE |  | RAK3852 | RAKL3852 |  |  | On air | On Air |  | 2018 | Permanent | 25.7672 | 56.0122 | Huawei | Outdoor | Site Sharing | Site Share | Outdoor Site Sharing-Etisalat Owned |  | Site Share | 3G+4G | BTS3900A | LTE-4CC | 2T2R | U2100 (F2) + U900 (F1+F2) | L800+L1800F1+L1800F2+L2100 |  | 7020800 | 40 |  |  |  | 3 | [33 empty] | IIB | RAK-3852-CSG-IXR-E-1
RAK3875 | Site 11376 | NE |  | RAK3875 | RAKL3875 |  |  | On air | On Air |  | 2022 | Permanent | 25.9438 | 56.1428 | Huawei | Outdoor | EITC Passive Infrastructure | Green Field | Outdoor Taawn-du Lead |  | Green Field | 3G+4G | BTS3900A | LTE-3CC | 2T2R | U2100 (F2) + U900 (F1+F2) | L800+L1800F1+L1800F2 |  | 7010700 | 28.5 |  |  |  | 3 | [33 empty] | MW | 0
RAK3896 | Site 11377 | NE |  | RAK3896 | RAKL3896 | RAKNR3896 |  | On air | On Air | On Air | 2018 | Permanent | 25.7317 | 55.8993 | Huawei | Outdoor | Site Sharing | ET Capex | Outdoor Taawn-Etisalat Lead |  | ET Capex | 3G+4G+5G | BTS3900A | LTE-4CC | 2T2R | U2100 (F2) + U900 (F1+F2) | L800+L1800F1+L1800F2+L2100 | 2CC | 7041000 | 35 |  | 3 | N78 | 3 | 3 | [32 empty] | IIB | RAK-3896-CSG-SAR-X-1
RAK3910 | Site 11378 | NE |  | RAK3910 | RAKL3910 |  |  | On air | On Air |  | 2023 | Permanent | 25.9071 | 56.1326 | Huawei | Outdoor | EITC Passive Infrastructure | Green Field | Outdoor Taawn-du Lead |  | Green Field | 3G+4G | BTS3900A | LTE-4CC | 2T2R | U900 (F1+F2) | L800+L1800F1+L1800F2+L2100 |  | 7010700 | 38 |  |  |  | 3 | [33 empty] | MW | 0
RAK3911 | Site 11379 | NE |  | RAK3911 | RAKL3911 |  |  | On air | On Air |  | 2022 | Permanent | 25.9182 | 56.1286 | Huawei | Small Cells | EITC Passive Infrastructure | Green Field | Outdoor Green field-du Owned |  | Green Field | 3G+4G | AAU5942 | LTE | 2T2R | U2100 (F2) | L1800F1 |  | 7010700 | 28.5 |  |  |  | 4 | [33 empty] | MW | 0
RAK3912 | Site 11380 | NE |  | RAK3912 | RAKL3912 | RAKNR3912 |  | On air | On Air | On Air | 2021 | Permanent | 25.0469 | 55.9534 | Huawei | Outdoor | EITC Passive Infrastructure | Green Field | Outdoor Taawn-du Lead |  | Green Field | 3G+4G+5G | BTS3900A | LTE-CA | 2T2R | U2100 (F2) + U900 (F1+F2) | L1800F1+L1800F2 | 1CC | 3000018 | 38.5 |  | 3 | N41 | 3 | 3 | [32 empty] | MW | 0
RAK3930 | Site 11381 | NE |  | RAK3930 | RAKL3930 | RAKNR3930 |  | On air | On Air | On Air | 2022 | Permanent | 25.7182 | 55.8513 | Huawei | Outdoor | EITC Passive Infrastructure | Green Field | Outdoor Taawn-du Lead |  | Green Field | 3G+4G+5G | BTS3900A | LTE-4CC | 2T2R | U2100 (F2) + U900 (F1+F2) | L800+L1800F1+L1800F2+L2100 | 2CC | 7060100 | 38 |  | 3 | N78 | 3 | 3 | [32 empty] | MW | 0
RAK3931 | Site 11382 | NE |  | RAK3931 | RAKL3931 | RAKNR3931 |  | On air | On Air | On Air | 2020 | Permanent | 25.8163 | 55.9687 | Huawei | Outdoor | EITC Passive Infrastructure | Green Field | Outdoor Taawn-du Lead |  | Green Field | 3G+4G+5G | BTS3900A | LTE-4CC | 2T2R | U2100 (F2) + U900 (F1+F2) | L800+L1800F1+L1800F2+L2100 | 2CC | 7030800 | 35 |  | 3 | N78 | 3 | 3 | [32 empty] | IIB | Passive Completed
RAK3933 | Site 11383 | NE |  | RAK3933 | RAKL3933 | RAKNR3933 |  | On air | On Air | On Air | 2021 | Permanent | 25.4078 | 55.9776 | Huawei | Outdoor | Site Sharing | ET Capex | Outdoor Taawn-Etisalat Lead |  | ET Capex | 3G+4G+5G | BTS3900A | LTE-4CC | 2T2R | U2100 (F2) + U900 (F1+F2) | L800+L1800F1+L1800F2+L2100 | 1CC | 7071200 | 35 |  | 3 | N41 | 3 | 3 | [32 empty] | IIB | RAK-3933-CSG-IXR-E-1
RAK3971 | Site 11384 | NE |  | RAK3971 | RAKL3971 | RAKNR3971 |  | On air | On Air | On Air | 2018 | Permanent | 25.8737 | 56.0151 | Huawei | Outdoor | Site Sharing | ET Capex | Outdoor Taawn-Etisalat Lead |  | ET Capex | 3G+4G+5G | BTS5900A | LTE-4CC | 2T2R | U2100 (F2) + U900 (F1+F2) | L800+L1800F1+L1800F2+L2100 | 2CC | 7011100 | 30 |  | 3 | N78 | 3 | 3 | [32 empty] | IIB | RAK-3971-CSG-SAR-X-1
RAK3972 | Site 11385 | NE |  | RAK3972 | RAKL3972 | RAKNR3972 |  | On air | On Air | On Air | 2018 | Permanent | 25.7921 | 56.0204 | Huawei | Outdoor | Site Sharing | ET Capex | Outdoor Taawn-Etisalat Lead |  | ET Capex | 3G+4G+5G | BTS5900A | LTE-2CC | 2T2R | U2100 (F2) + U900 (F1+F2) | L800+L1800F1 | 1CC | 7020500 | 35 |  | 3 | N41 | 3 | 3 | [32 empty] | IIB | RAK-3972-CSG-ASR920-LD-1
RAK3973 | Site 11386 | NE |  | RAK3973 | RAKL3973 | RAKNR3973 |  | On air | On Air | On Air | 2019 | Permanent | 25.706 | 55.8605 | Huawei | Outdoor | Site Sharing | ET Capex | Outdoor Taawn-Etisalat Lead |  | ET Capex | 3G+4G+5G | BTS5900A | LTE | 2T2R | U2100 (F2) + U900 (F1+F2) | L1800F1 | 1CC | 7060300 | 35 |  | 3 | N41 | 4 | 3 | [32 empty] | IIB | RAK-3973-CSG-ASR920-LD-1
RAK3975 | Site 11387 | NE |  | RAK3975 | RAKL3975 | RAKNR3975 |  | On air | On Air | On Air | 2021 | Permanent | 25.7764 | 55.9969 | Huawei | Outdoor | Site Sharing | ET Capex | Outdoor Taawn-Etisalat Lead |  | ET Capex | 3G+4G+5G | BTS3900A | LTE-4CC | 2T2R | U2100 (F2) + U900 (F1+F2) | L800+L1800F1+L1800F2+L2100 | 1CC | 7020800 | 35 |  | 3 | N41 | 3 | 3 | [32 empty] | IIB | RAK-3975-CSG-IXR-E-1
RAK3976 | Site 11388 | NE |  | RAK3976 | RAKL3976 | RAKNR3976 |  | On air | On Air | On Air | 2021 | Permanent | 25.6306 | 55.905 | Huawei | Outdoor | Site Sharing | ET Capex | Outdoor Taawn-Etisalat Lead |  | ET Capex | 3G+4G+5G | BTS3900A | LTE-3CC | 2T2R | U900 (F1+F2) | L800+L1800F1+L1800F2 | 1CC | 7051100 | 30 |  | 3 | N41 | 3 | 3 | [32 empty] | IIB | RAK-3976-CSG-IXR-E-1
RAK3977 | Site 11389 | NE |  | RAK3977 | RAKL3977 | RAKNR3977 |  | On air | On Air | On Air | 2022 | Permanent | 25.8909 | 56.0439 | Huawei | Outdoor | Site Sharing | site Share | Outdoor Site Sharing-Etisalat Owned |  | site Share | 3G+4G+5G | BTS3900A | LTE-3CC | 2T2R | U2100 (F2) + U900 (F1+F2) | L700+L800+L1800F1+L1800F2 | 2CC | 7011100 | 30 |  | 3 | N78 | 3 | 3 | [32 empty] | IIB | RAK-3977-CSG-IXR-E-1
RAK3986 | Site 11390 | NE |  | RAK3986 | RAKL3986 | RAKNR3986 |  | On air | On Air | On Air | 2021 | Permanent | 25.8746 | 56.0389 | Huawei | Outdoor | EITC Passive Infrastructure | Green Field | Outdoor Taawn-du Lead |  | Green Field | 3G+4G+5G | BTS3900A | LTE-4CC | 2T2R | U2100 (F2) + U900 (F1+F2) | L800+L1800F1+L1800F2+L2100 | 1CC | 7011000 | 38 |  | 3 | N41 | 3 | 3 | [32 empty] | IIB | RAK-3986-CSG-IXR-E-1
RAK3989 | Site 11391 | NE |  | RAK3989 | RAKL3989 | RAKNR3989 |  | On air | On Air | On Air | 2023 | Permanent | 25.7144 | 55.9008 | Huawei | Outdoor | EITC Passive Infrastructure | Green Field | Outdoor Green field-du Owned |  | Green Field | 3G+4G+5G | BTS3900A | LTE-4CC | 2T2R | U900 (F1+F2) | L800+L1800F1+L1800F2+L2100 | 2CC | 7041200 | 35 |  | 3 | N78 | 3 | 3 | [32 empty] | IIB | RAK-3989-CSG-N540-LD-1
RAK3990 | Site 11392 | NE |  | RAK3990 | RAKL3990 | RAKNR3990 |  | On air | On Air | On Air | 2020 | Permanent | 25.7034 | 55.886 | Huawei | Outdoor | Site Sharing | ET Capex | Outdoor Taawn-Etisalat Lead |  | ET Capex | 3G+4G+5G | BTS3900A | LTE-3CC | 2T2R | U2100 (F2) + U900 (F1+F2) | L800+L1800F1+L1800F2 | 2CC | 7041200 | 35 |  | 3 | N78 | 3 | 3 | [32 empty] | IIB | RAK-3990-CSG-ASR920-LD-1
RAK3992 | Site 11393 | NE |  | RAK3992 | RAKL3992 | RAKNR3992 |  | On air | On Air | On Air | 2022 | Permanent | 25.6845 | 55.8731 | Huawei | Outdoor | Site Sharing | ET Capex | Outdoor Taawn-Etisalat Lead |  | ET Capex | 3G+4G+5G | BTS3900A | LTE-4CC | 2T2R | U2100 (F2) + U900 (F1+F2) | L800+L1800F1+L1800F2+L2100 | 1CC | 7060700 | 35 |  | 3 | N41 | 3 | 3 | [32 empty] | IIB | RAK-3992-CSG-IXR-E-1
RAK3993 | Site 11394 | NE |  | RAK3993 | RAKL3993 | RAKNR3993 |  | On air | On Air | On Air | 2021 | Permanent | 25.679 | 55.858 | Huawei | Outdoor | Site Sharing | ET Capex | Outdoor Taawn-Etisalat Lead |  | ET Capex | 3G+4G+5G | BTS3900A | LTE-4CC | 2T2R | U2100 (F2) + U900 (F1+F2) | L800+L1800F1+L1800F2+L2100 | 1CC | 7060700 | 35 |  | 3 | N41 | 3 | 3 | [32 empty] | IIB | RAK-3993-CSG-IXR-E-1
RAK3994 | Site 11395 | NE |  | RAK3994 | RAKL3994 | RAKNR3994 |  | On air | On Air | On Air | 2020 | Permanent | 25.6773 | 55.8447 | Huawei | Outdoor | Site Sharing | ET Capex | Outdoor Taawn-Etisalat Lead |  | ET Capex | 3G+4G+5G | BTS3900A | LTE-3CC | 2T2R | U2100 (F2) + U900 (F1+F2) | L800+L1800F1+L1800F2 | 1CC | 7060700 | 30 |  | 3 | N41 | 4 | 3 | [32 empty] | IIB | RAK-3994-CSG-IXR-E-1
RAK3996 | Site 11396 | NE |  | RAK3996 | RAKL3996 | RAKNR3996 |  | On air | On Air | On Air | 2020 | Permanent | 25.6369 | 55.8719 | Huawei | Outdoor | EITC Passive Infrastructure | Green Field | Outdoor Taawn-du Lead |  | Green Field | 3G+4G+5G | BTS3900A | LTE-3CC | 2T2R | U2100 (F2) + U900 (F1+F2) | L800+L1800F1+L1800F2 | 1CC | 7050800 | 38.5 |  | 3 | N41 | 3 | 3 | [32 empty] | IIB | RAK-3996-CSG-IXR-E-1
RAK3998 | Site 11397 | NE |  | RAK3998 | RAKL3998 |  |  | On air | On Air |  | 2023 | Permanent | 25.6758 | 55.8736 | Huawei | Outdoor | EITC Passive Infrastructure | ET Capex | Outdoor Green field-du Owned |  | ET Capex | 3G+4G | BTS3900A | LTE-4CC | 2T2R | U900 (F1+F2) | L800+L1800F1+L1800F2+L2100 |  | 7060700 | 35 |  |  |  | 3 | [33 empty] | IIB | RAK-3998-CSG-N540-LD-1
RAK6311 | Site 11398 | NE |  | RAK6311 | RAKL6311 |  |  | On air | On Air |  | 2021 | Permanent | 25.5554 | 56.0869 | Huawei | Outdoor | EITC Passive Infrastructure | Green Field | Outdoor Green field-du Owned |  | Green Field | 3G+4G | BTS3900A | LTE-3CC | 2T2R | U900 (F1+F2) | L800+L1800F1+L1800F2 |  | 6000100 | 18 |  |  |  | 3 | [33 empty] | IIB | RAK-6311-CSG-IXR-E-1
RAK6318 | Site 11399 | NE |  | RAK6318 | RAKL6318 |  |  | On air | On Air |  | 2021 | Permanent | 25.5139 | 56.0646 | Huawei | Outdoor | EITC Passive Infrastructure | Green Field | Outdoor Green field-du Owned |  | Green Field | 3G+4G | BTS3900A | LTE-4CC | 2T2R | U2100 (F2) + U900 (F1+F2) | L800+L1800F1+L1800F2+L2100 |  | 6000100 | 28 |  |  |  | 3 | [33 empty] | IIB | RAK-6318-CSG-N540-LD-1
RAK6320 | Site 11400 | NE |  | RAK6320 | RAKL6320 |  |  | On air | On Air |  | 2021 | Permanent | 25.5659 | 56.0718 | Huawei | Outdoor | EITC Passive Infrastructure | Green Field | Outdoor Green field-du Owned |  | Green Field | 3G+4G | BTS3900A | LTE-4CC | 2T2R | U2100 (F2) + U900 (F1+F2) | L700+L800+L1800F1+L1800F2+L2100 |  | 6000100 | 28 |  |  |  | 3 | [33 empty] | IIB | RAK-6320-CSG-IXR-E-1
RAR2850 | Site 11401 | NE | RAR2850 | RAR2850 | RARL2850 |  | On air | On air | On Air |  | 2010 | Permanent | 25.6359 | 55.9215 | Huawei | Outdoor | EITC Passive Infrastructure | Green Field | Outdoor Green field-du Owned |  | Green Field | 2G+3G+4G | BTS3900 | LTE-4CC | 2T2R | U2100 (F2) + U900 (F1+F2) | L800+L1800F1+L1800F2+L2100 |  | 7050800 | 28.7 |  |  |  | 3 | [33 empty] | IIB | 0
RAT2169 | Site 11402 | NE | RAT2169 | RAT2169 | RATL2169 |  | On air | On air | On Air |  | 2009 | Permanent | 25.7128 | 55.944 | Huawei | Outdoor | EITC Passive Infrastructure | Green Field | Outdoor Green field-du Owned |  | Green Field | 2G+3G+4G | BTS3900 | LTE | 2T2R | U2100 (F2) + U900 (F1+F2) | L800 |  | 7040600 | 28.5 |  |  |  | 3 | [33 empty] | MW | 0
SHJ1001 | Site 11403 | NE |  | SHJ1001 | SHJL1001 | SHJNR1001 |  | On air | On Air | On Air | 2020 | Permanent | 25.0315 | 55.6801 | Huawei | Outdoor | EITC Passive Infrastructure | Green Field | Outdoor Green field-du Owned |  | Green Field | 3G+4G+5G | BTS3900A | LTE-4CC | 2T2R | U2100 (F2) + U900 (F1+F2) | L800+L1800F1+L1800F2+L2100 | 1CC | 3000020 | 33 |  | 3 | N41 | 3 | 3 | [32 empty] | IIB | SHJ-2001-CSG-SAR-X-1
SHJ1004 | Site 11404 | NE |  | SHJ1004 | SHJL1004 | SHJNR1004 |  | On air | On Air | On Air | 2009 | Permanent | 25.1908 | 55.6873 | Huawei | Outdoor | EITC Passive Infrastructure | Green Field | Outdoor Green field-du Owned |  | Green Field | 3G+4G+5G | BTS3900A | LTE-4CC | 4T4R | U2100 (F2) + U900 (F1+F2) | L700+L800+L1800F1+L1800F2+L2100 | 1CC | 3000021 | 33.5 |  | 3 | N41 | 3 | 3 | [32 empty] | IIB | SHJ-1004-CSG-ASR920-LD-1
SHJ1007 | Site 11405 | NE |  | SHJ1007 | SHJL1007 | SHJNR1007 |  | On air | On Air | On Air | 2021 | Permanent | 25.005 | 55.7575 | Huawei | Outdoor | Site Sharing | ET Capex | Outdoor Taawn-Etisalat Lead |  | ET Capex | 3G+4G+5G | BTS3900A | LTE-4CC | 2T2R | U2100 (F2) + U900 (F1+F2) | L800+L1800F1+L1800F2+L2100 | 1CC | 3000016 | 35 |  | 3 | N41 | 3 | 3 | [32 empty] | IIB | SHJ-1007-CSG-N540-LD-1
SHJ1008 | Site 11406 | NE |  | SHJ1008 | SHJL1008 |  |  | On air | On Air |  | 2009 | Permanent | 25.0179 | 55.8317 | Huawei | Outdoor | EITC Passive Infrastructure | Green Field | Outdoor Green field-du Owned |  | Green Field | 3G+4G | BTS3900A | LTE-3CC | 2T2R | U2100 (F2) + U900 (F1+F2) | L800+L1800F1+L1800F2 |  | 3000016 | 33.5 |  |  |  | 4 | [33 empty] | IIB | SHJ-1008-CSG-IXR-E-1
SHJ1020 | Site 11407 | NE |  | SHJ1020 | SHJL1020 | SHJNR1020 |  | On air | On Air | On Air | 2020 | Permanent | 25.2958 | 55.4402 | Huawei | Outdoor | EITC Passive Infrastructure | Roof Top | RT-du Owned |  | Roof Top | 3G+4G+5G | BTS3900A | LTE-3CC | 2T2R | U2100 (F2) + U900 (F1+F2) | L800+L1800F1+L1800F2 | 2CC | 3009900 | 31 |  | 3 | N78 | 3 | 3 | [32 empty] | IIB | SHJ-1020-CSG-IXR-E-1
SHJ1029 | Site 11408 | NE |  | SHJ1029 | SHJL1029 | SHJNR1029 |  | On air | On Air | On Air | 2020 | Permanent | 25.3431 | 55.3911 | Huawei | Outdoor | EITC Passive Infrastructure | Roof Top | RT-du Owned |  | Roof Top | 3G+4G+5G | BTS3900A | LTE-4CC | 2T2R | U2100 (F2) + U900 (F1+F2) | L800+L1800F1+L1800F2+L2100 | 1CC | 3007600 | 26 |  | 3 | N41 | 3 | 3 | [32 empty] | IIB | SHJ-1029-CSG-ASR920-LD-1
SHJ1034 | Site 11409 | NE |  | SHJ1034 | SHJL1034 | SHJNR1034 |  | On air | On Air | On Air | 2020 | Permanent | 25.3086 | 55.4556 | Huawei | Outdoor | EITC Passive Infrastructure | Roof Top | RT-du Owned |  | Roof Top | 3G+4G+5G | BTS3900A | LTE-4CC | 4T4R | U2100 (F2) + U900 (F1+F2) | L800+L1800F1+L1800F2+L2100 | 2CC | 3009900 | 26 |  | 3 | N78 | 3 | 3 | [32 empty] | IIB | SHJ-1034-CSG-ASR920-LD-1
SHJ1035 | Site 11410 | NE |  | SHJ1035 | SHJL1035 | SHJNR1035 |  | On air | On Air | On Air | 2020 | Permanent | 25.3098 | 55.4543 | Huawei | Outdoor | EITC Passive Infrastructure | Roof Top | RT-du Owned |  | Roof Top | 3G+4G+5G | BTS3900A | LTE-4CC | 4T4R | U2100 (F2) + U900 (F1+F2) | L800+L1800F1+L1800F2+L2100 | 2CC | 3009900 | 28 |  | 3 | N78 | 3 | 3 | [32 empty] | IIB | SHJ-1035-CSG-N540-LD-1
SHJ1142 | Site 11411 | NE |  | SHJ1142 | SHJL1142 | SHJNR1142 |  | On air | On Air | On Air | 2021 | Permanent | 25.2408 | 55.557 | Huawei | Outdoor | EITC Passive Infrastructure | Green Field | Outdoor Green field-du Owned |  | Green Field | 3G+4G+5G | BTS3900A | LTE-4CC | 2T2R | U2100 (F2) + U900 (F1+F2) | L800+L1800F1+L1800F2+L2100 | 1CC | 3002200 | 38 |  | 3 | N41 | 3 | 3 | [32 empty] | IIB | SHJ-1142-CSG-ASR920-LD-1
SHJ1146 | Site 11412 | NE |  | SHJ1146 | SHJL1146 | SHJNR1146 |  | On air | On Air | On Air | 2023 | Permanent | 25.4743 | 55.5391 | Huawei | Outdoor | EITC Passive Infrastructure | Green Field | Outdoor Green field-du Owned |  | Green Field | 3G+4G+5G | BTS3900A | LTE-4CC | 2T2R | U900 (F1+F2) | L800+L1800F1+L1800F2+L2100 | 1CC | 3011000 | 38 |  | 3 | N41 | 3 | 3 | [32 empty] | IIB | SHJ-1146-CSG-N540-LD-1
SHJ1159 | Site 11413 | NE |  | SHJ1159 | SHJL1159 |  |  | On air | On Air |  | 2022 | Permanent | 25.3159 | 55.4595 | Huawei | Outdoor | Site Sharing | ET Capex | Outdoor Taawn-Etisalat Lead |  | ET Capex | 3G+4G | BTS3900A | LTE-4CC | 2T2R | U2100 (F2) + U900 (F1+F2) | L800+L1800F1+L1800F2+L2100 |  | 3009800 | 35 |  |  |  | 3 | [33 empty] | MW | 0
SHJ1195 | Site 11414 | NE |  | SHJ1195 | SHJL1195 | SHJNR1195 |  | On air | On Air | On Air | 2021 | Permanent | 25.3285 | 55.5056 | Huawei | Outdoor | Site Sharing | ET Capex | Outdoor Taawn-Etisalat Lead |  | ET Capex | 3G+4G+5G | BTS3900A | LTE-4CC | 2T2R | U2100 (F2) + U900 (F1+F2) | L800+L1800F1+L1800F2+L2100 | 2CC | 3002100 | 25 |  | 3 | N78 | 3 | 3 | [32 empty] | MW | 0
SHJ1207 | Site 11415 | NE |  | SHJ1207 | SHJL1207 |  |  | On air | On Air |  | 2022 | Permanent | 24.8136 | 55.7728 | Huawei | Outdoor | EITC Passive Infrastructure | Green Field | Outdoor Green field-du Owned |  | Green Field | 3G+4G | BTS3900A | LTE-4CC | 2T2R | U2100 (F2) + U900 (F1+F2) | L800+L1800F1+L1800F2+L2100 |  | 3000016 | 58 |  |  |  | 3 | [33 empty] | MW | 0
SHJ1223 | Site 11416 | NE |  | SHJ1223 | SHJL1223 | SHJNR1223 |  | On air | On Air | On Air | 2022 | Permanent | 25.3301 | 55.6169 | Huawei | Outdoor | EITC Passive Infrastructure | Green Field | Outdoor Taawn-du Lead |  | Green Field | 3G+4G+5G | BTS3900A | LTE-4CC | 2T2R | U2100 (F2) + U900 (F1+F2) | L800+L1800F1+L1800F2+L2100 | 1CC | 3001301 | 38 |  | 3 | N41 | 3 | 3 | [32 empty] | IIB | SHJ-1223-CSG-IXR-E-1
SHJ1226 | Site 11417 | NE |  | SHJ1226 | SHJL1226 | SHJNR1226 |  | On air | On Air | On Air | 2022 | Permanent | 25.3039 | 55.626 | Huawei | Outdoor | EITC Passive Infrastructure | Roof Top | RT-du Owned |  | Roof Top | 3G+4G+5G | BTS3900A | LTE-4CC | 2T2R | U2100 (F2) + U900 (F1+F2) | L800+L1800F1+L1800F2+L2100 | 1CC | 3001301 | 16 |  | 3 | N41 | 3 | 3 | [32 empty] | IIB | SHJ-1226-CSG-IXR-E-1
SHJ1233 | Site 11418 | NE |  | SHJ1233 | SHJL1233 | SHJNR1233 |  | On air | On Air | On Air | 2021 | Permanent | 25.3308 | 55.3755 | Huawei | Outdoor | EITC Passive Infrastructure | Roof Top | RT-du Owned |  | Roof Top | 3G+4G+5G | BTS3900A | LTE-4CC | 2T2R | U2100 (F2) + U900 (F1+F2) | L800+L1800F1+L1800F2+L2100 | 3CC | 3010500 | 35 |  | 3 | N41+N78 | 3 | 3 | [32 empty] | IIB | Passive SHJ-2084-PREAGG-SR7-1
SHJ1248 | Site 11419 | NE |  | SHJ1248 | SHJL1248 | SHJNR1248 |  | On air | On Air | On Air | 2022 | Permanent | 25.4804 | 55.5292 | Huawei | Outdoor | Site Sharing | ET Capex | Outdoor Taawn-Etisalat Lead |  | ET Capex | 3G+4G+5G | BTS3900A | LTE-4CC | 2T2R | U2100 (F2) + U900 (F1+F2) | L800+L1800F1+L1800F2+L2100 | 1CC | 3011000 | 35 |  | 3 | N41 | 3 | 3 | [32 empty] | IIB | SHJ-1248-CSG-N540-LD-1
SHJ1262 | Site 11420 | NE |  | SHJ1262 | SHJL1262 |  |  | On air | On Air |  | 2023 | Permanent | 25.3536 | 55.5183 | Huawei | Outdoor | EITC Passive Infrastructure | Green Field | Outdoor Green field-du Owned |  | Green Field | 3G+4G | BTS3900A | LTE-4CC | 2T2R | U900 (F1+F2) | L800+L1800F1+L1800F2+L2100 |  | 3002100 | 38 |  |  |  | 3 | [33 empty] | IIB | SHJ-1262-CSG-IXR-E-1
SHJ1264 | Site 11421 | NE |  | SHJ1264 | SHJL1264 |  |  | On air | On Air |  | 2021 | Permanent | 25.3229 | 55.5172 | Huawei | Outdoor | Site Sharing | ET Capex | Outdoor Taawn-Etisalat Lead |  | ET Capex | 3G+4G | BTS3900A | LTE-4CC | 2T2R | U2100 (F2) + U900 (F1+F2) | L800+L1800F1+L1800F2+L2100 |  | 3010900 | 30 |  |  |  | 3 | [33 empty] | MW | 0
SHJ1318 | Site 11422 | NE |  | SHJ1318 | SHJL1318 | SHJNR1318 |  | On air | On Air | On Air | 2022 | Permanent | 25.3187 | 55.4354 | Huawei | Outdoor | EITC Passive Infrastructure | Green Field | Outdoor Green field-du Owned |  | Green Field | 3G+4G+5G | BTS3900A | LTE-4CC | 4T4R | U2100 (F2) + U900 (F1+F2) | L800+L1800F1+L1800F2+L2100 | 2CC | 3008200 | 28 |  | 3 | N78 | 3 | 3 | [32 empty] | IIB | SHJ-1318-CSG-IXR-E-1
SHJ1343 | Site 11423 | NE |  | SHJ1343 | SHJL1343 | SHJNR1343 |  | On air | On Air | On Air | 2022 | Permanent | 25.2931 | 55.4436 | Huawei | Outdoor | EITC Passive Infrastructure | Roof Top | RT-du Owned |  | Roof Top | 3G+4G+5G | BTS3900A | LTE-4CC | 2T2R | U2100 (F2) + U900 (F1+F2) | L800+L1800F1+L1800F2+L2100 | 2CC | 3009900 | 33 |  | 3 | N78 | 3 | 3 | [32 empty] | IIB | SHJ-1343-CSG-N540-LD-1
SHJ1360 | Site 11424 | NE |  | SHJ1360 | SHJL1360 | SHJNR1360 |  | On air | On Air | On Air | 2022 | Permanent | 24.8912 | 55.7736 | Huawei | Outdoor | Site Sharing | ET Capex | Outdoor Taawn-Etisalat Lead |  | ET Capex | 3G+4G+5G | BTS3900A | LTE-3CC | 2T2R | U2100 (F2) + U900 (F1+F2) | L800+L1800F1+L1800F2 | 1CC | 3000016 | 35 |  | 3 | N41 | 3 | 3 | [32 empty] | MW | 0
SHJ1389 | Site 11425 | NE |  | SHJ1389 | SHJL1389 | SHJNR1389 |  | On air | On Air | On Air | 2022 | Permanent | 25.3019 | 55.444 | Huawei | Outdoor | EITC Passive Infrastructure | Roof Top | RT-du Owned |  | Roof Top | 3G+4G+5G | BTS3900A | LTE-3CC | 2T2R | U2100 (F2) + U900 (F1+F2) | L800+L1800F1+L1800F2 | 2CC | 3009900 | 17 |  | 3 | N78 | 3 | 3 | [32 empty] | IIB | SHJ-1389-CSG-IXR-E-1
SHJ1405 | Site 11426 | NE |  | SHJ1405 | SHJL1405 | SHJNR1405 |  | On air | On Air | On Air | 2023 | Permanent | 25.3136 | 55.8409 | Huawei | Outdoor | EITC Passive Infrastructure | Green Field | Outdoor Green field-du Owned |  | Green Field | 3G+4G+5G | BTS3900A | LTE-4CC | 2T2R | U900 (F1+F2) | L800+L1800F1+L1800F2+L2100 | 1CC | 3000050 | 38 |  | 3 | N41 | 3 | 3 | [32 empty] | IIB | SHJ-1405-CSG-IXR-E-1
SHJ1418 | Site 11427 | NE |  | SHJ1418 | SHJL1418 | SHJNR1418 |  | On air | On Air | On Air | 2022 | Permanent | 25.3136 | 55.3669 | Huawei | Outdoor | Site Sharing | Site Share | Outdoor Site Sharing-Etisalat Owned |  | Site Share | 3G+4G+5G | BTS3900A | LTE-4CC | 2T2R | U2100 (F2) + U900 (F1+F2) | L800+L1800F1+L1800F2+L2100 | 1CC | 3010300 | 30 |  | 3 | N41 | 3 | 3 | [32 empty] | IIB | SHJ-1418-CSG-IXR-E-1
SHJ1419 | Site 11428 | NE |  | SHJ1419 | SHJL1419 | SHJNR1419 |  | On air | On Air | On Air | 2023 | Permanent | 25.3953 | 55.6385 | Huawei | Outdoor | EITC Passive Infrastructure | Roof Top | RT-du Owned |  | Roof Top | 3G+4G+5G | BTS3900A | LTE-4CC | 2T2R | U900 (F1+F2) | L800+L1800F1+L1800F2+L2100 | 1CC | 3001801 | 35 |  | 3 | N41 | 3 | 3 | [32 empty] | IIB | SHJ-1419-CSG-N540-LD-1
SHJ1445 | Site 11429 | NE |  | SHJ1445 | SHJL1445 | SHJNR1445 |  | On air | On Air | On Air | 2023 | Permanent | 25.3465 | 55.4991 | Huawei | Outdoor | EITC Passive Infrastructure | Green Field | Outdoor Green field-du Owned |  | Green Field | 3G+4G+5G | BTS3900A | LTE-4CC | 2T2R | U900 (F1+F2) | L800+L1800F1+L1800F2+L2100 | 2CC | 3002100 | 18 |  | 3 | N78 | 3 | 3 | [32 empty] | IIB | SHJ-1445-CSG-N540-LD-1
SHJ1451 | Site 11430 | NE |  | SHJ1451 | SHJL1451 | SHJNR1451 |  | On air | On Air | On Air | 2023 | Permanent | 25.3625 | 55.5513 | Huawei | Outdoor | Site Sharing | Capex ETI | Outdoor Taawn-Etisalat Lead |  | Capex ETI | 3G+4G+5G | BTS3900A | LTE-4CC | 2T2R | U900 (F1+F2) | L800+L1800F1+L1800F2+L2100 | 1CC | 3001900 | 35 |  | 3 | N41 | 3 | 3 | [32 empty] | IIB | SHJ-1451-CSG-N540-LD-1
SHJ1482 | Site 11431 | NE |  | SHJ1482 | SHJL1482 | SHJNR1482 |  | On air | On Air | On Air | 2023 | Permanent | 25.3089 | 55.4596 | Huawei | Outdoor | EITC Passive Infrastructure | Roof Top | RT-du Owned |  | Roof Top | 3G+4G+5G | BTS3900A | LTE-4CC | 2T2R | U900 (F1+F2) | L800+L1800F1+L1800F2+L2100 | 2CC | 3009900 | 29 |  | 3 | N78 | 3 | 3 | [32 empty] | IIB | SHJ-1482-CSG-N540-LD-1
SHJ1483 | Site 11432 | NE |  | SHJ1483 | SHJL1483 | SHJNR1483 |  | On air | On Air | On Air | 2023 | Permanent | 25.306 | 55.4659 | Huawei | Outdoor | EITC Passive Infrastructure | Roof Top | RT-du Owned |  | Roof Top | 3G+4G+5G | BTS3900A | LTE-4CC | 2T2R | U900 (F1+F2) | L800+L1800F1+L1800F2+L2100 | 2CC | 3009900 | 23 |  | 3 | N78 | 3 | 3 | [32 empty] | IIB | SHJ-1483-CSG-N540-LD-1
SHJ1484 | Site 11433 | NE |  | SHJ1484 | SHJL1484 |  |  | On air | On Air |  | 2023 | Permanent | 25.3051 | 55.4691 | Huawei | Outdoor | EITC Passive Infrastructure | Roof Top | RT-du Owned |  | Roof Top | 3G+4G | BTS3900A | LTE-4CC | 2T2R | U900 (F1+F2) | L800+L1800F1+L1800F2+L2100 |  | 3009900 | 20 |  |  |  | 4 | [33 empty] | IIB | SHJ-1484-CSG-N540-LD-1
SHJ1486 | Site 11434 | NE |  | SHJ1486 | SHJL1486 | SHJNR1486 |  | On air | On Air | On Air | 2022 | Permanent | 25.2981 | 55.4572 | Huawei | Outdoor | EITC Passive Infrastructure | Roof Top | RT-du Owned |  | Roof Top | 3G+4G+5G | BTS3900A | LTE-4CC | 2T2R | U2100 (F2) + U900 (F1+F2) | L800+L1800F1+L1800F2+L2100 | 2CC | 3009900 | 32 |  | 3 | N78 | 3 | 3 | [32 empty] | IIB | SHJ-1486-CSG-N540-LD-1
SHJ1489 | Site 11435 | NE |  | SHJ1489 | SHJL1489 | SHJNR1489 |  | On air | On Air | On Air | 2023 | Permanent | 25.2934 | 55.4477 | Huawei | Outdoor | EITC Passive Infrastructure | Roof Top | RT-du Owned |  | Roof Top | 3G+4G+5G | BTS3900A | LTE-4CC | 2T2R | U900 (F1+F2) | L800+L1800F1+L1800F2+L2100 | 2CC | 3009900 | 24 |  | 3 | N78 | 3 | 3 | [32 empty] | IIB | SHJ-1489-CSG-N540-LD-1
SHJ1490 | Site 11436 | NE |  | SHJ1490 | SHJL1490 | SHJNR1490 |  | On air | On Air | On Air | 2023 | Permanent | 25.2876 | 55.4508 | Huawei | Outdoor | EITC Passive Infrastructure | Roof Top | RT-du Owned |  | Roof Top | 3G+4G+5G | BTS3900A | LTE-4CC | 2T2R | U900 (F1+F2) | L800+L1800F1+L1800F2+L2100 | 2CC | 3009900 | 32 |  | 3 | N78 | 3 | 3 | [32 empty] | IIB | SHJ-1490-CSG-N540-LD-1
SHJ1522 | Site 11437 | NE |  | SHJ1522 | SHJL1522 |  |  | On air | On Air |  | 2022 | Permanent | 25.3956 | 55.6379 | Huawei | Outdoor | Site Sharing | Site Share | Outdoor Site Sharing-Etisalat Owned |  | Site Share | 3G+4G | BTS3900A | LTE-4CC | 2T2R | U2100 (F2) + U900 (F1+F2) | L800+L1800F1+L1800F2+L2100 |  | 3001801 | 30 |  |  |  | 3 | [33 empty] | MW | 0
SHJ2000 | Site 11438 | NE | SHJ2000 | SHJ2000 | SHJL2000 | SHJNR2000 | On air | On air | On Air | On Air | 2007 | Permanent | 25.3156 | 55.3829 | Huawei | Outdoor | EITC Passive Infrastructure | Roof Top | RT-du Owned |  | Roof Top | 2G+3G+4G+5G | BTS3900 | LTE-4CC | 2T2R | U2100 (F2) + U900 (F1+F2) | L800+L1800F1+L1800F2+L2100 | 1CC | 3010700 | 22 |  | 3 | N41 | 3 | 3 | [32 empty] | IIB | SHJ-2000-CSG-SAR-X-1
SHJ2001 | Site 11439 | NE | SHJ2001 | SHJ2001 | SHJL2001 | SHJNR2001 | On air | On air | On Air | On Air | 2007 | Permanent | 25.3402 | 55.3641 | Huawei | Outdoor | EITC Passive Infrastructure | Roof Top | RT-du Owned |  | Roof Top | 2G+3G+4G+5G | BTS3900 | LTE-2CC | 2T2R | U2100 (F2) + U900 (F1+F2) | L800+L1800F1 | 2CC | 3007900 | 25.2 |  | 3 | N78 | 3 | 3 | [32 empty] | IIB | SHJ-2001-CSG-SAR-X-1
SHJ2002 | Site 11440 | NE | SHJ2002 | SHJ2002 | SHJL2002 | SHJNR2002 | On air | On air | On Air | On Air | 2011 | Permanent | 25.344 | 55.368 | Huawei | Outdoor | Site Sharing | Site Share | Outdoor Site Sharing-Etisalat Owned |  | Site Share | 2G+3G+4G+5G | BTS3900 | LTE | 2T2R | U2100 (F2) + U900 (F1+F2) | L1800F1 | 2CC | 3007800 | 25 |  | 3 | N78 | 3 | 3 | [32 empty] | IIB | SHJ-2002-CSG-SAR-X-1
SHJ2003 | Site 11441 | NE | SHJ2003 | SHJ2003 | SHJL2003 | SHJNR2003 | On air | On air | On Air | On Air | 2008 | Permanent | 25.321 | 55.3887 | Huawei | Outdoor | EITC Passive Infrastructure | Roof Top | RT-du Owned |  | Roof Top | 2G+3G+4G+5G | BTS3900 | LTE-4CC | 4T4R | U2100 (F2) + U900 (F1+F2) | L800+L1800F1+L1800F2+L2100 | 1CC | 3009600 | 22 |  | 1 | N41 | 3 | 1 | [32 empty] | IIB | SHJ-2003-CSG-ASR920-LD-1
SHJ2004 | Site 11442 | NE | SHJ2004 | SHJ2004 | SHJL2004 | SHJNR2004 | On air | On air | On Air | On Air | 2007 | Permanent | 25.3357 | 55.3735 | Huawei | Outdoor | EITC Passive Infrastructure | Roof Top | RT-du Owned |  | Roof Top | 2G+3G+4G+5G | BTS3900 | LTE-4CC | 2T2R | U2100 (F2) + U900 (F1+F2) | L800+L1800F1+L1800F2+L2100 | 1CC | 3007900 | 32.2 |  | 1 | N41 | 3 | 1 | [32 empty] | IIB | SHJ-2004-CSG-SAR-X-1
SHJ2005 | Site 11443 | NE | SHJ2005 | SHJ2005 | SHJL2005 | SHJNR2005 | On air | On air | On Air | On Air | 2007 | Permanent | 25.324 | 55.3784 | Huawei | Outdoor | EITC Passive Infrastructure | Roof Top | RT-du Owned |  | Roof Top | 2G+3G+4G+5G | BTS3900 | LTE-4CC | 2T2R | U2100 (F2) + U900 (F1+F2) | L800+L1800F1+L1800F2+L2100 | 1CC | 3010500 | 50.9 |  | 3 | N41 | 3 | 3 | [32 empty] | IIB | SHJ-2005-CSG-SAR-X-1
SHJ2006 | Site 11444 | NE | SHJ2006 | SHJ2006 | SHJL2006 | SHJNR2006 | On air | On air | On Air | On Air | 2007 | Permanent | 25.308 | 55.4966 | Huawei | Outdoor | Site Sharing | Site Share | Outdoor Site Sharing-Etisalat Owned |  | Site Share | 2G+3G+4G+5G | BTS3900 | LTE-2CC | 2T2R | U2100 (F2) + U900 (F1+F2) | L800+L1800F1 | 2CC | 3008000 | 30 |  | 3 | N78 | 3 | 3 | [32 empty] | IIB | SHJ-2006-CSG-ASR920-LD-1
SHJ2008 | Site 11445 | NE | SHJ2008 | SHJ2008 | SHJL2008 | SHJNR2008 | On air | On air | On Air | On Air | 2007 | Permanent | 25.3559 | 55.4162 | Huawei | Outdoor | Site Sharing | Site Share | Outdoor Site Sharing-Etisalat Owned |  | Site Share | 2G+3G+4G+5G | BTS3900 | LTE-4CC | 2T2R | U2100 (F2) + U900 (F1+F2) | L800+L1800F1+L1800F2+L2100 | 2CC | 3004000 | 25 |  | 3 | N78 | 3 | 3 | [32 empty] | IIB | SHJ-2008-CSG-SAR-X-1
SHJ2010 | Site 11446 | NE | SHJ2010 | SHJ2010 | SHJL2010 | SHJNR2010 | On air | On air | On Air | On Air | 2007 | Permanent | 25.3577 | 55.4358 | Huawei | Outdoor | EITC Passive Infrastructure | Green Field | Outdoor Green field-du Owned |  | Green Field | 2G+3G+4G+5G | BTS3900 | LTE-4CC | 2T2R | U2100 (F2) + U900 (F1+F2) | L800+L1800F1+L1800F2+L2100 | 2CC | 3003600 | 26.9 |  | 3 | N78 | 3 | 3 | [32 empty] | IIB | SHJ-2010-PREAGG-SR7-1
SHJ2011 | Site 11447 | NE | SHJ2011 | SHJ2011 | SHJL2011 | SHJNR2011 | On air | On air | On Air | On Air | 2009 | Permanent | 25.3107 | 55.4525 | Huawei | Outdoor | EITC Passive Infrastructure | Roof Top | RT-du Owned |  | Roof Top | 2G+3G+4G+5G | BTS3900 | LTE-4CC | 4T4R | U2100 (F2) + U900 (F1+F2) | L800+L1800F1+L1800F2+L2100 | 2CC | 3009900 | 18.5 |  | 3 | N78 | 3 | 3 | [32 empty] | IIB | SHJ-2011-CSG-SAR-X-1
SHJ2012 | Site 11448 | NE | SHJ2012 | SHJ2012 | SHJL2012 | SHJNR2012 | On air | On air | On Air | On Air | 2008 | Permanent | 25.345 | 55.3975 | Huawei | Outdoor | EITC Passive Infrastructure | Roof Top | RT-du Owned |  | Roof Top | 2G+3G+4G+5G | BTS3900 | LTE-4CC | 2T2R | U2100 (F2) + U900 (F1+F2) | L800+L1800F1+L1800F2+L2100 | 1CC | 3010800 | 34.5 |  | 2 | N41 | 3 | 2 | [32 empty] | IIB | SHJ-2012-PREAGG-SR7-1
SHJ2013 | Site 11449 | NE | SHJ2013 | SHJ2013 | SHJL2013 | SHJNR2013 | On air | On air | On Air | On Air | 2008 | Permanent | 25.3388 | 55.3932 | Huawei | Outdoor | EITC Passive Infrastructure | Roof Top | RT-du Owned |  | Roof Top | 2G+3G+4G+5G | BTS3900 | LTE-4CC | 2T2R | U2100 (F2) + U900 (F1+F2) | L800+L1800F1+L1800F2+L2100 | 3CC | 3010800 | 28.8 |  | 3 | N41+N78 | 3 | 3 | [32 empty] | IIB | SHJ-2013-CSG-SAR-X-1
SHJ2015 | Site 11450 | NE | SHJ2015 | SHJ2015 | SHJL2015 | SHJNR2015 | On air | On air | On Air | On Air | 2008 | Permanent | 25.3044 | 55.3864 | Huawei | Outdoor | EITC Passive Infrastructure | Roof Top | RT-du Owned |  | Roof Top | 2G+3G+4G+5G | BTS3900 | LTE-4CC | 2T2R | U2100 (F2) + U900 (F1+F2) | L800+L1800F1+L1800F2+L2100 | 2CC | 3009400 | 22.5 |  | 3 | N78 | 3 | 3 | [32 empty] | IIB | SHJ-2015-CSG-IXR-E-1
SHJ2016 | Site 11451 | NE |  | SHJ2016 | SHJL2016 | SHJNR2016 |  | On air | On Air | On Air | 2007 | Permanent | 25.3157 | 55.3971 | Huawei | Outdoor | EITC Passive Infrastructure | Roof Top | RT-du Owned |  | Roof Top | 3G+4G+5G | BTS3900 | LTE-4CC | 2T2R | U2100 (F2) + U900 (F1+F2) | L800+L1800F1+L1800F2+L2100 | 2CC | 3009600 | 31.5 |  | 3 | N78 | 3 | 3 | [32 empty] | IIB | SHJ-2016-SCSG-SR7B-1
SHJ2017 | Site 11452 | NE | SHJ2017 | SHJ2017 | SHJL2017 | SHJNR2017 | On air | On air | On Air | On Air | 2008 | Permanent | 25.3112 | 55.4067 | Huawei | Outdoor | EITC Passive Infrastructure | Roof Top | RT-du Owned |  | Roof Top | 2G+3G+4G+5G | BTS3900 | LTE | 2T2R | U2100 (F2) + U900 (F1+F2) | L800 | 2CC | 3009200 | 17.6 |  | 3 | N78 | 5 | 3 | [32 empty] | IIB | SHJ-2017-AGGR-SR7B-1
SHJ2018 | Site 11453 | NE | SHJ2018 | SHJ2018 | SHJL2018 | SHJNR2018 | On air | On air | On Air | On Air | 2008 | Permanent | 25.3535 | 55.3837 | Huawei | Outdoor | EITC Passive Infrastructure | Roof Top | RT-du Owned |  | Roof Top | 2G+3G+4G+5G | BTS3900 | LTE-4CC | 2T2R | U2100 (F2) + U900 (F1+F2) | L800+L1800F1+L1800F2+L2100 | 2CC | 3009700 | 27 |  | 3 | N78 | 4 | 3 | [32 empty] | IIB | SHJ-2018-CSG-ASR920-LD-1
SHJ2019 | Site 11454 | NE | SHJ2019 | SHJ2019 | SHJL2019 | SHJNR2019 | On air | On air | On Air | On Air | 2008 | Permanent | 25.3698 | 55.4045 | Huawei | Outdoor | EITC Passive Infrastructure | Roof Top | RT-du Owned |  | Roof Top | 2G+3G+4G+5G | BTS3900 | LTE-4CC | 2T2R | U2100 (F2) + U900 (F1+F2) | L800+L1800F1+L1800F2+L2100 | 2CC | 3006500 | 25.8 |  | 3 | N78 | 3 | 3 | [32 empty] | IIB | SHJ-2019-PREAGG-SR7-1
SHJ2020 | Site 11455 | NE | SHJ2020 | SHJ2020 | SHJL2020 | SHJNR2020 | On air | On air | On Air | On Air | 2008 | Permanent | 25.3012 | 55.3973 | Huawei | Outdoor | EITC Passive Infrastructure | Roof Top | RT-du Owned |  | Roof Top | 2G+3G+4G+5G | BTS3900 | LTE-4CC | 2T2R | U2100 (F2) + U900 (F1+F2) | L800+L1800F1+L1800F2+L2100 | 2CC | 3009100 | 22.5 |  | 3 | N78 | 3 | 3 | [32 empty] | IIB | SHJ-2020-PREAGG-SR7-1
SHJ2021 | Site 11456 | NE | SHJ2021 | SHJ2021 | SHJL2021 | SHJNR2021 | On air | On air | On Air | On Air | 2008 | Permanent | 25.3386 | 55.4077 | Huawei | Outdoor | EITC Passive Infrastructure | Green Field | Outdoor Green field-du Owned |  | Green Field | 2G+3G+4G+5G | BTS3900 | LTE-4CC | 2T2R | U2100 (F2) + U900 (F1+F2) | L800+L1800F1+L1800F2+L2100 | 2CC | 3009300 | 26.9 |  | 3 | N78 | 3 | 3 | [32 empty] | IIB | SHJ-2021-SCSG-IXR-R6-1
SHJ2022 | Site 11457 | NE |  | SHJ2022 | SHJL2022 | SHJNR2022 |  | On air | On Air | On Air | 2008 | Permanent | 25.3334 | 55.4302 | Huawei | Outdoor | EITC Passive Infrastructure | Green Field | Outdoor Green field-du Owned |  | Green Field | 3G+4G+5G | BTS3900 | LTE-4CC | 2T2R | U2100 (F2) + U900 (F1+F2) | L800+L1800F1+L1800F2+L2100 | 2CC | 3003300 | 27 |  | 3 | N78 | 4 | 3 | [32 empty] | IIB | SHJ-2022-AGGR-SR7b-1
SHJ2023 | Site 11458 | NE | SHJ2023 | SHJ2023 | SHJL2023 | SHJNR2023 | On air | On air | On Air | On Air | 2008 | Permanent | 25.3213 | 55.4157 | Huawei | Outdoor | EITC Passive Infrastructure | Roof Top | RT-du Owned |  | Roof Top | 2G+3G+4G+5G | BTS3900 | LTE-4CC | 4T4R | U2100 (F2) + U900 (F1+F2) | L800+L1800F1+L1800F2+L2100 | 2CC | 3008300 | 19 |  | 3 | N78 | 3 | 3 | [32 empty] | IIB | SHJ-2023-CSG-ASR920-LD-1
SHJ2024 | Site 11459 | NE | SHJ2024 | SHJ2024 | SHJL2024 | SHJNR2024 | On air | On air | On Air | On Air | 2008 | Permanent | 25.2995 | 55.4124 | Huawei | Outdoor | EITC Passive Infrastructure | Roof Top | RT-du Owned |  | Roof Top | 2G+3G+4G+5G | BTS3900 | LTE-4CC | 4T4R | U2100 (F2) + U900 (F1+F2) | L800+L1800F1+L1800F2+L2100 | 2CC | 3008800 | 19 |  | 3 | N78 | 3 | 3 | [32 empty] | IIB | SHJ-2024-CSG-ASR920-LD-1
SHJ2025 | Site 11460 | NE | SHJ2025 | SHJ2025 | SHJL2025 | SHJNR2025 | On air | On air | On Air | On Air | 2008 | Permanent | 25.2913 | 55.419 | Huawei | Outdoor | EITC Passive Infrastructure | Roof Top | RT-du Owned |  | Roof Top | 2G+3G+4G+5G | BTS3900 | LTE-4CC | 4T4R | U2100 (F2) + U900 (F1+F2) | L800+L1800F1+L1800F2+L2100 | 2CC | 3008700 | 25.5 |  | 3 | N78 | 3 | 3 | [32 empty] | IIB | SHJ-2025-CSG-SAR-X-1
SHJ2026 | Site 11461 | NE | SHJ2026 | SHJ2026 | SHJL2026 | SHJNR2026 | On air | On air | On Air | On Air | 2008 | Permanent | 25.3638 | 55.3879 | Huawei | Outdoor | EITC Passive Infrastructure | Roof Top | RT-du Owned |  | Roof Top | 2G+3G+4G+5G | BTS3900 | LTE-4CC | 4T4R | U2100 (F2) + U900 (F1+F2) | L800+L1800F1+L1800F2+L2100 | 2CC | 3007400 | 25 |  | 3 | N78 | 3 | 3 | [32 empty] | IIB | SHJ-2026-CSG-ASR920-LD-1
SHJ2027 | Site 11462 | NE | SHJ2027 | SHJ2027 | SHJL2027 | SHJNR2027 | On air | On air | On Air | On Air | 2010 | Permanent | 25.3313 | 55.397 | Huawei | Outdoor | EITC Passive Infrastructure | Roof Top | RT-du Owned |  | Roof Top | 2G+3G+4G+5G | BTS3900 | LTE-4CC | 2T2R | U2100 (F2) + U900 (F1+F2) | L800+L1800F1+L1800F2+L2100 | 1CC | 3010800 | 35 |  | 3 | N41 | 3 | 3 | [32 empty] | IIB | SHJ-2027-CSG-SAR-X-1
SHJ2028 | Site 11463 | NE | SHJ2028 | SHJ2028 | SHJL2028 | SHJNR2028 | On air | On air | On Air | On Air | 2008 | Permanent | 25.3482 | 55.4005 | Huawei | Outdoor | EITC Passive Infrastructure | Green Field | Outdoor Green field-du Owned |  | Green Field | 2G+3G+4G+5G | BTS3900 | LTE-4CC | 2T2R | U2100 (F2) + U900 (F1+F2) | L800+L1800F1+L1800F2+L2100 | 2CC | 3005900 | 26.9 |  | 3 | N78 | 3 | 3 | [32 empty] | IIB | SHJ-2028-CSG-SAR-X-1
SHJ2029 | Site 11464 | NE | SHJ2029 | SHJ2029 | SHJL2029 | SHJNR2029 | On air | On air | On Air | On Air | 2008 | Permanent | 25.3072 | 55.3673 | Huawei | Outdoor | EITC Passive Infrastructure | Roof Top | RT-du Owned |  | Roof Top | 2G+3G+4G+5G | BTS3900 | LTE-4CC | 2T2R | U2100 (F2) + U900 (F1+F2) | L800+L1800F1+L1800F2+L2100 | 3CC | 3010300 | 27 |  | 3 | N41+N78 | 3 | 3 | [32 empty] | IIB | SHJ-2029-CSG-SAR-8-1
SHJ2030 | Site 11465 | NE | SHJ2030 | SHJ2030 | SHJL2030 | SHJNR2030 | On air | On air | On Air | On Air | 2008 | Permanent | 25.3258 | 55.4059 | Huawei | Outdoor | EITC Passive Infrastructure | Roof Top | RT-du Owned |  | Roof Top | 2G+3G+4G+5G | BTS3900 | LTE-4CC | 2T2R | U2100 (F2) + U900 (F1+F2) | L800+L1800F1+L1800F2+L2100 | 2CC | 3009300 | 18.7 |  | 3 | N78 | 5 | 3 | [32 empty] | IIB | SHJ-2030-CSG-ASR920-LD-1
SHJ2031 | Site 11466 | NE | SHJ2031 | SHJ2031 | SHJL2031 | SHJNR2031 | On air | On air | On Air | On Air | 2008 | Permanent | 25.3143 | 55.425 | Huawei | Outdoor | EITC Passive Infrastructure | Roof Top | RT-du Owned |  | Roof Top | 2G+3G+4G+5G | BTS3900 | LTE-4CC | 4T4R | U2100 (F2) + U900 (F1+F2) | L800+L1800F1+L1800F2+L2100 | 2CC | 3008200 | 20 |  | 3 | N78 | 5 | 3 | [32 empty] | IIB | SHJ-2031-CSG-SAR-X-1
SHJ2032 | Site 11467 | NE | SHJ2032 | SHJ2032 | SHJL2032 | SHJNR2032 | On air | On air | On Air | On Air | 2009 | Permanent | 25.3824 | 55.4061 | Huawei | Outdoor | Site Sharing | Site Share | Outdoor Site Sharing-Etisalat Owned |  | Site Share | 2G+3G+4G+5G | BTS3900 | LTE-3CC | 2T2R | U2100 (F2) + U900 (F1+F2) | L800+L1800F1+L1800F2 | 2CC | 3006900 | 25 |  | 3 | N78 | 3 | 3 | [32 empty] | IIB | SHJ-2032-CSG-IXR-E-1
SHJ2033 | Site 11468 | NE |  | SHJ2033 | SHJL2033 | SHJNR2033 |  | On air | On Air | On Air | 2008 | Permanent | 25.3889 | 55.4278 | Huawei | Outdoor | EITC Passive Infrastructure | Green Field | Outdoor Green field-du Owned |  | Green Field | 3G+4G+5G | BTS3900 | LTE-4CC | 2T2R | U2100 (F2) + U900 (F1+F2) | L800+L1800F1+L1800F2+L2100 | 2CC | 3006700 | 27 |  | 3 | N78 | 5 | 3 | [32 empty] | IIB | SHJ-2033-IBS-SAR-8-1
SHJ2034 | Site 11469 | NE | SHJ2034 | SHJ2034 | SHJL2034 | SHJNR2034 |  | On air | On Air | On Air | 2010 | Permanent | 25.3812 | 55.4308 | Huawei | Outdoor | Site Sharing | Site Share | Outdoor Site Sharing-Etisalat Owned |  | Site Share | 3G+4G+5G | BTS3900A | LTE-4CC | 2T2R | U2100 (F2) + U900 (F1+F2) | L800+L1800F1+L1800F2+L2100 | 2CC | 3005200 | 30 |  | 3 | N78 | 3 | 3 | [32 empty] | IIB | SHJ-2034-CSG-SAR-X-1
SHJ2035 | Site 11470 | NE | SHJ2035 | SHJ2035 | SHJL2035 | SHJNR2035 | On air | On air | On Air | On Air | 2008 | Permanent | 25.3611 | 55.4624 | Huawei | Outdoor | EITC Passive Infrastructure | Green Field | Outdoor Green field-du Owned |  | Green Field | 2G+3G+4G+5G | BTS3900 | LTE-2CC | 2T2R | U2100 (F2) + U900 (F1+F2) | L800+L1800F1 | 2CC | 3004700 | 26.9 |  | 3 | N78 | 3 | 3 | [32 empty] | IIB | SHJ-2035-SCSG-SR7B-1
SHJ2036 | Site 11471 | NE |  | SHJ2036 | SHJL2036 | SHJNR2036 |  | On air | On Air | On Air | 2011 | Permanent | 25.3505 | 55.4702 | Huawei | Outdoor | Site Sharing | Site Share | Outdoor Site Sharing-Etisalat Owned |  | Site Share | 3G+4G+5G | BTS3900A | LTE-3CC | 2T2R | U2100 (F2) + U900 (F1+F2) | L800+L1800F1+L1800F2 | 2CC | 3004600 | 28.5 |  | 3 | N78 | 4 | 3 | [32 empty] | IIB | SHJ-2036-CSG-ASR920-LD-1
SHJ2037 | Site 11472 | NE | SHJ2037 | SHJ2037 | SHJL2037 | SHJNR2037 | On air | On air | On Air | On Air | 2008 | Permanent | 25.3607 | 55.4472 | Huawei | Outdoor | EITC Passive Infrastructure | Green Field | Outdoor Green field-du Owned |  | Green Field | 2G+3G+4G+5G | BTS3900 | LTE-2CC | 2T2R | U2100 (F2) + U900 (F1+F2) | L800+L1800F1 | 2CC | 3028500 | 27 |  | 3 | N78 | 4 | 3 | [32 empty] | IIB | SHJ-2037-CSG-SAR-X-1
SHJ2038 | Site 11473 | NE |  | SHJ2038 | SHJL2038 | SHJNR2038 |  | On air | On Air | On Air | 2008 | Permanent | 25.3639 | 55.4261 | Huawei | Outdoor | EITC Passive Infrastructure | Green Field | Outdoor Green field-du Owned |  | Green Field | 3G+4G+5G | BTS3900 | LTE-3CC | 2T2R | U2100 (F2) + U900 (F1+F2) | L800+L1800F1+L1800F2 | 2CC | 3003700 | 28.5 |  | 3 | N78 | 3 | 3 | [32 empty] | IIB | SHJ-2038-AGGR-SR7-1
SHJ2039 | Site 11474 | NE | SHJ2039 | SHJ2039 | SHJL2039 | SHJNR2039 | On air | On air | On Air | On Air | 2010 | Permanent | 25.3795 | 55.4167 | Huawei | Outdoor | Site Sharing | Site Share | Outdoor Site Sharing-Etisalat Owned |  | Site Share | 2G+3G+4G+5G | BTS3900 | LTE-3CC | 2T2R | U2100 (F2) + U900 (F1+F2) | L800+L1800F1+L1800F2 | 2CC | 3005400 | 25 |  | 3 | N78 | 4 | 3 | [32 empty] | IIB | SHJ-2039-CSG-ASR920-LD-1
SHJ2040 | Site 11475 | NE | SHJ2040 | SHJ2040 | SHJL2040 | SHJNR2040 | On air | On air | On Air | On Air | 2008 | Permanent | 25.3693 | 55.4213 | Huawei | Outdoor | EITC Passive Infrastructure | Green Field | Outdoor Green field-du Owned |  | Green Field | 2G+3G+4G+5G | BTS3900 | LTE-3CC | 2T2R | U2100 (F2) + U900 (F1+F2) | L800+L1800F1+L1800F2 | 2CC | 3005100 | 27 |  | 3 | N78 | 3 | 3 | [32 empty] | IIB | SHJ-2040-PREAGG-SR7-1
SHJ2041 | Site 11476 | NE | SHJ2041 | SHJ2041 | SHJL2041 | SHJNR2041 | On air | On air | On Air | On Air | 2009 | Permanent | 25.3584 | 55.4087 | Huawei | Outdoor | Site Sharing | Site Share | Outdoor Site Sharing-Etisalat Owned |  | Site Share | 2G+3G+4G+5G | BTS3900 | LTE-4CC | 2T2R | U2100 (F2) + U900 (F1+F2) | L800+L1800F1+L1800F2+L2100 | 2CC | 3004200 | 25 |  | 3 | N78 | 4 | 3 | [32 empty] | IIB | SHJ-2041-CSG-ASR920-LD-1
SHJ2042 | Site 11477 | NE | SHJ2042 | SHJ2042 | SHJL2042 | SHJNR2042 | On air | On air | On Air | On Air | 2008 | Permanent | 25.3621 | 55.3984 | Huawei | Outdoor | EITC Passive Infrastructure | Roof Top | RT-du Owned |  | Roof Top | 2G+3G+4G+5G | BTS3900 | LTE-4CC | 2T2R | U2100 (F2) + U900 (F1+F2) | L800+L1800F1+L1800F2+L2100 | 2CC | 3005600 | 16 |  | 3 | N78 | 3 | 3 | [32 empty] | IIB | SHJ-2042-CSG-ASR920-LD-1
SHJ2043 | Site 11478 | NE | SHJ2043 | SHJ2043 | SHJL2043 | SHJNR2043 | On air | On air | On Air | On Air | 2011 | Permanent | 25.3719 | 55.4139 | Huawei | Outdoor | Site Sharing | Site Share | Outdoor Site Sharing-Etisalat Owned |  | Site Share | 2G+3G+4G+5G | BTS3900 | LTE-4CC | 2T2R | U2100 (F2) + U900 (F1+F2) | L800+L1800F1+L1800F2+L2100 | 2CC | 3005400 | 25 |  | 3 | N78 | 4 | 3 | [32 empty] | IIB | SHJ-2043-CSG-SAR-X-1
SHJ2044 | Site 11479 | NE | SHJ2044 | SHJ2044 | SHJL2044 | SHJNR2044 | On air | On air | On Air | On Air | 2008 | Permanent | 25.3354 | 55.4566 | Huawei | Outdoor | EITC Passive Infrastructure | Green Field | Outdoor Green field-du Owned |  | Green Field | 2G+3G+4G+5G | BTS3900 | LTE-3CC | 2T2R | U2100 (F2) + U900 (F1+F2) | L800+L1800F1+L1800F2 | 2CC | 3002800 | 25 |  | 3 | N78 | 3 | 3 | [32 empty] | IIB | SHJ-2044-PREAGG-SR7-1
SHJ2045 | Site 11480 | NE | SHJ2045 | SHJ2045 | SHJL2045 | SHJNR2045 | On air | On air | On Air | On Air | 2010 | Permanent | 25.3243 | 55.4421 | Huawei | Outdoor | Site Sharing | Site Share | Outdoor Site Sharing-Etisalat Owned |  | Site Share | 2G+3G+4G+5G | BTS3900 | LTE-4CC | 4T4R | U2100 (F2) + U900 (F1+F2) | L800+L1800F1+L1800F2+L2100 | 2CC | 3003200 | 25 |  | 3 | N78 | 3 | 3 | [32 empty] | IIB | SHJ-2045-CSG-ASR920-LD-1
SHJ2046 | Site 11481 | NE | SHJ2046 | SHJ2046 | SHJL2046 | SHJNR2046 | On air | On air | On Air | On Air | 2010 | Permanent | 25.3455 | 55.4296 | Huawei | Outdoor | Site Sharing | Site Share | Outdoor Site Sharing-Etisalat Owned |  | Site Share | 2G+3G+4G+5G | BTS3900 | LTE-4CC | 2T2R | U2100 (F2) + U900 (F1+F2) | L800+L1800F1+L1800F2+L2100 | 2CC | 3003500 | 25 |  | 3 | N78 | 4 | 3 | [32 empty] | IIB | SHJ-2046-CSG-ASR920-LD-1
SHJ2047 | Site 11482 | NE | SHJ2047 | SHJ2047 | SHJL2047 | SHJNR2047 | On air | On air | On Air | On Air | 2008 | Permanent | 25.3105 | 55.4397 | Huawei | Outdoor | EITC Passive Infrastructure | Green Field | Outdoor Green field-du Owned |  | Green Field | 2G+3G+4G+5G | BTS3900 | LTE-4CC | 2T2R | U2100 (F2) + U900 (F1+F2) | L800+L1800F1+L1800F2+L2100 | 2CC | 3008100 | 25 |  | 3 | N78 | 3 | 3 | [32 empty] | IIB | SHJ-2047-SCSG-SR7B-1
SHJ2048 | Site 11483 | NE | SHJ2048 | SHJ2048 | SHJL2048 | SHJNR2048 | On air | On air | On Air | On Air | 2010 | Permanent | 25.3698 | 55.4416 | Huawei | Outdoor | Site Sharing | Site Share | Outdoor Site Sharing-Etisalat Owned |  | Site Share | 2G+3G+4G+5G | BTS3900 | LTE-3CC | 2T2R | U2100 (F2) + U900 (F1+F2) | L800+L1800F1+L1800F2 | 2CC | 3004900 | 25 |  | 3 | N78 | 3 | 3 | [32 empty] | IIB | SHJ-2048-CSG-SAR-X-1
SHJ2049 | Site 11484 | NE | SHJ2049 | SHJ2049 | SHJL2049 | SHJNR2049 | On air | On air | On Air | On Air | 2008 | Permanent | 25.3067 | 55.4664 | Huawei | Outdoor | EITC Passive Infrastructure | Roof Top | RT-du Owned |  | Roof Top | 2G+3G+4G+5G | BTS3900 | LTE | 2T2R | U2100 (F2) + U900 (F1+F2) | L800 | 2CC | 3009900 | 18.7 |  | 3 | N78 | 3 | 3 | [32 empty] | IIB | SHJ-2049-AGGR-SR7b-1
SHJ2050 | Site 11485 | NE | SHJ2050 | SHJ2050 | SHJL2050 | SHJNR2050 | On air | On air | On Air | On Air | 2008 | Permanent | 25.2867 | 55.4457 | Huawei | Outdoor | EITC Passive Infrastructure | Roof Top | RT-du Owned |  | Roof Top | 2G+3G+4G+5G | BTS3900 | LTE-4CC | 2T2R | U2100 (F2) + U900 (F1+F2) | L800+L1800F1+L1800F2+L2100 | 2CC | 3008500 | 23 |  | 3 | N78 | 5 | 3 | [32 empty] | IIB | SHJ-2050-CSG-SAR-X-1
SHJ2051 | Site 11486 | NE | SHJ2051 | SHJ2051 | SHJL2051 | SHJNR2051 | On air | On air | On Air | On Air | 2009 | Permanent | 25.3579 | 55.4543 | Huawei | Outdoor | Site Sharing | Site Share | Outdoor Site Sharing-Etisalat Owned |  | Site Share | 2G+3G+4G+5G | BTS3900 | LTE-3CC | 2T2R | U2100 (F2) + U900 (F1+F2) | L800+L1800F1+L1800F2 | 2CC | 3028500 | 28 |  | 3 | N78 | 3 | 3 | [32 empty] | IIB | SHJ-2051-CSG-SAR-X-1
SHJ2052 | Site 11487 | NE | SHJ2052 | SHJ2052 | SHJL2052 | SHJNR2052 | On air | On air | On Air | On Air | 2008 | Permanent | 25.2694 | 55.5067 | Huawei | Outdoor | EITC Passive Infrastructure | Green Field | Outdoor Green field-du Owned |  | Green Field | 2G+3G+4G+5G | BTS3900 | LTE-3CC | 2T2R | U2100 (F2) + U900 (F1+F2) | L800+L1800F1+L1800F2 | 2CC | 3002300 | 27 |  | 3 | N78 | 3 | 3 | [32 empty] | IIB | SHJ-2052-CSG-SAR-X-1
SHJ2053 | Site 11488 | NE | SHJ2053 | SHJ2053 | SHJL2053 | SHJNR2053 | On air | On air | On Air | On Air | 2008 | Permanent | 25.2921 | 55.5176 | Huawei | Outdoor | EITC Passive Infrastructure | Green Field | Outdoor Green field-du Owned |  | Green Field | 2G+3G+4G+5G | BTS3900 | LTE-2CC | 2T2R | U2100 (F2) + U900 (F1+F2) | L800+L1800F1 | 2CC | 3002400 | 28.5 |  | 3 | N78 | 3 | 3 | [32 empty] | IIB | SHJ-2053-AGGR-SR7B-1
SHJ2054 | Site 11489 | NE | SHJ2054 | SHJ2054 | SHJL2054 | SHJNR2054 | On air | On air | On Air | On Air | 2008 | Permanent | 25.3089 | 55.5304 | Huawei | Outdoor | EITC Passive Infrastructure | Green Field | Outdoor Green field-du Owned |  | Green Field | 2G+3G+4G+5G | BTS3900 | LTE-2CC | 2T2R | U2100 (F2) + U900 (F1+F2) | L800+L1800F1 | 2CC | 3002400 | 28.5 |  | 3 | N78 | 4 | 3 | [32 empty] | IIB | SHJ-2054-SCSG-SR7B-1
SHJ2055 | Site 11490 | NE | SHJ2055 | SHJ2055 | SHJL2055 |  | On air | On air | On Air |  | 2009 | Permanent | 25.2908 | 55.5602 | Huawei | Outdoor | Site Sharing | Site Share | Outdoor Site Sharing-Etisalat Owned |  | Site Share | 2G+3G+4G | BTS3900 | LTE-2CC | 2T2R | U2100 (F2) + U900 (F1+F2) | L800+L1800F1 |  | 3002200 | 35 |  |  |  | 3 | [33 empty] | MW | 0
SHJ2056 | Site 11491 | NE | SHJ2056 | SHJ2056 | SHJL2056 | SHJNR2056 | On air | On air | On Air | On Air | 2009 | Permanent | 25.2987 | 55.601 | Huawei | Outdoor | Site Sharing | Site Share | Outdoor Site Sharing-Etisalat Owned |  | Site Share | 2G+3G+4G+5G | BTS3900 | LTE-4CC | 2T2R | U2100 (F2) + U900 (F1+F2) | L800+L1800F1+L1800F2+L2100 | 1CC | 3001600 | 35 |  | 3 | N41 | 3 | 3 | [32 empty] | IIB | SHJ-2056-CSG-IXR-E-1
SHJ2058 | Site 11492 | NE | SHJ2058 | SHJ2058 | SHJL2058 | SHJNR2058 | On air | On air | On Air | On Air | 2008 | Permanent | 25.3548 | 55.3913 | Huawei | Outdoor | EITC Passive Infrastructure | Roof Top | RT-du Owned |  | Roof Top | 2G+3G+4G+5G | BTS3900 | LTE-4CC | 2T2R | U2100 (F2) + U900 (F1+F2) | L800+L1800F1+L1800F2+L2100 | 2CC | 3006200 | 36 |  | 3 | N78 | 3 | 3 | [32 empty] | IIB | SHJ-2058-SCSG-IXR-R6-1
SHJ2059 | Site 11493 | NE | SHJ2059 | SHJ2059 | SHJL2059 | SHJNR2059 | On air | On air | On Air | On Air | 2008 | Permanent | 25.3732 | 55.3992 | Huawei | Outdoor | EITC Passive Infrastructure | Roof Top | RT-du Owned |  | Roof Top | 2G+3G+4G+5G | BTS3900 | LTE-4CC | 2T2R | U2100 (F2) + U900 (F1+F2) | L800+L1800F1+L1800F2+L2100 | 2CC | 3007100 | 34.5 |  | 3 | N78 | 3 | 3 | [32 empty] | IIB | SHJ-2059-PREAGG-SR7-1
SHJ2060 | Site 11494 | NE | SHJ2060 | SHJ2060 | SHJL2060 | SHJNR2060 | On air | On air | On Air | On Air | 2009 | Permanent | 25.3516 | 55.4609 | Huawei | Outdoor | Site Sharing | Site Share | Outdoor Site Sharing-Etisalat Owned |  | Site Share | 2G+3G+4G+5G | BTS3900 | LTE-2CC | 2T2R | U2100 (F2) + U900 (F1+F2) | L800+L1800F1 | 2CC | 3004700 | 28.5 |  | 3 | N78 | 5 | 3 | [32 empty] | IIB | SHJ-2060-CSG-ASR920-LD-1
SHJ2083 | Site 11495 | NE | SHJ2083 | SHJ2083 | SHJL2083 | SHJNR2083 |  | On air | On Air | On Air | 2010 | Permanent | 25.3481 | 55.3686 | Huawei | Outdoor | EITC Passive Infrastructure | Roof Top | RT-du Owned |  | Roof Top | 3G+4G+5G | BTS3900A | LTE-3CC | 2T2R | U2100 (F2) + U900 (F1+F2) | L800+L1800F1+L1800F2 | 2CC | 3007800 | 17.25 |  | 3 | N78 | 3 | 3 | [32 empty] | IIB | SHJ-2083-CSG-SAR-X-1
SHJ2084 | Site 11496 | NE |  | SHJ2084 | SHJL2084 | SHJNR2084 | Locked | On air | On Air | On Air | 2007 | Permanent | 25.3345 | 55.365 | Huawei | Outdoor | EITC Passive Infrastructure | Green Field | Outdoor Green field-du Owned |  | Green Field | 2G+3G+4G+5G | BTS3900 | LTE-3CC | 2T2R | U2100 (F2) + U900 (F1+F2) | L800+L1800F1+L1800F2 | 2CC | 3007900 | 27 |  | 3 | N78 | 3 | 3 | [32 empty] | IIB | SHJ-2084-SCSG-SR7B-1
SHJ2086 | Site 11497 | NE | SHJ2086 | SHJ2086 | SHJL2086 | SHJNR2086 | On air | On air | On Air | On Air | 2007 | Permanent | 25.3202 | 55.3819 | Huawei | Outdoor | EITC Passive Infrastructure | Roof Top | RT-du Owned |  | Roof Top | 2G+3G+4G+5G | BTS3900 | LTE-4CC | 4T4R | U2100 (F2) + U900 (F1+F2) | L800+L1800F1+L1800F2+L2100 | 1CC | 3010700 | 39 |  | 3 | N41 | 3 | 3 | [32 empty] | IIB | SHJ-2086-CSG-SAR-X-1
SHJ2087 | Site 11498 | NE | SHJ2087 | SHJ2087 | SHJL2087 | SHJNR2087 | On air | On air | On Air | On Air | 2007 | Permanent | 25.3149 | 55.3864 | Huawei | Outdoor | EITC Passive Infrastructure | Green Field | Outdoor Green field-du Owned |  | Green Field | 2G+3G+4G+5G | BTS3900 | LTE-4CC | 2T2R | U2100 (F2) + U900 (F1+F2) | L800+L1800F1+L1800F2+L2100 | 2CC | 3009600 | 26 |  | 3 | N78 | 3 | 3 | [32 empty] | IIB | SHJ-2087-CSG-ASR920-LD-1
SHJ2088 | Site 11499 | NE | SHJ2088 | SHJ2088 | SHJL2088 | SHJNR2088 | On air | On air | On Air | On Air | 2007 | Permanent | 25.3186 | 55.3867 | Huawei | Outdoor | EITC Passive Infrastructure | Roof Top | RT-du Owned |  | Roof Top | 2G+3G+4G+5G | BTS3900 | LTE-4CC | 4T4R | U2100 (F2) + U900 (F1+F2) | L700+L800+L1800F1+L1800F2+L2100 | 1CC | 3009600 | 36 |  | 2 | N41 | 3 | 2 | [32 empty] | IIB | SHJ-2088-CSG-ASR920-LD-1
SHJ2091 | Site 11500 | NE | SHJ2091 | SHJ2091 | SHJL2091 | SHJNR2091 | On air | On air | On Air | On Air | 2007 | Permanent | 25.3293 | 55.3933 | Huawei | Outdoor | EITC Passive Infrastructure | Roof Top | RT-du Owned |  | Roof Top | 2G+3G+4G+5G | BTS3900 | LTE-4CC | 4T4R | U2100 (F2) + U900 (F1+F2) | L800+L1800F1+L1800F2+L2100 | 3CC | 3010700 | 38 |  | 3 | N41+N78 | 3 | 3 | [32 empty] | IIB | SHJ-2091-CSG-SAR-X-1
SHJ2092 | Site 11501 | NE | SHJ2092 | SHJ2092 | SHJL2092 | SHJNR2092 | On air | On air | On Air | On Air | 2007 | Permanent | 25.3331 | 55.3929 | Huawei | Outdoor | EITC Passive Infrastructure | Roof Top | RT-du Owned |  | Roof Top | 2G+3G+4G+5G | BTS3900 | LTE-4CC | 2T2R | U2100 (F2) + U900 (F1+F2) | L800+L1800F1+L1800F2+L2100 | 3CC | 3010800 | 23.5 |  | 3 | N41+N78 | 3 | 3 | [32 empty] | IIB | SHJ-2092-CSG-SAR-X-1
SHJ2093 | Site 11502 | NE | SHJ2093 | SHJ2093 | SHJL2093 | SHJNR2093 | On air | On air | On Air | On Air | 2010 | Permanent | 25.3356 | 55.389 | Huawei | Outdoor | EITC Passive Infrastructure | Roof Top | RT-du Owned |  | Roof Top | 2G+3G+4G+5G | BTS3900 | LTE-4CC | 4T4R | U2100 (F2) + U900 (F1+F2) | L800+L1800F1+L1800F2+L2100 | 3CC | 3010600 | 47 |  | 3 | N41+N78 | 3 | 3 | [32 empty] | IIB | SHJ-2093-CSG-SAR-X-1
SHJ2094 | Site 11503 | NE | SHJ2094 | SHJ2094 | SHJL2094 | SHJNR2094 | On air | On air | On Air | On Air | 2007 | Permanent | 25.3402 | 55.3865 | Huawei | Outdoor | EITC Passive Infrastructure | Roof Top | RT-du Owned |  | Roof Top | 2G+3G+4G+5G | BTS3900 | LTE-4CC | 2T2R | U2100 (F2) + U900 (F1+F2) | L800+L1800F1+L1800F2+L2100 | 3CC | 3010600 | 50.5 |  | 2 | N41+N78 | 2 | 2 | [32 empty] | IIB | SHJ-2094-SCSG-SR7B-1
SHJ2095 | Site 11504 | NE | SHJ2095 | SHJ2095 | SHJL2095 | SHJNR2095 | On air | On air | On Air | On Air | 2007 | Permanent | 25.3427 | 55.3894 | Huawei | Outdoor | EITC Passive Infrastructure | Roof Top | RT-du Owned |  | Roof Top | 2G+3G+4G+5G | BTS3900 | LTE-4CC | 2T2R | U2100 (F2) + U900 (F1+F2) | L800+L1800F1+L1800F2+L2100 | 3CC | 3007600 | 38.5 |  | 3 | N41+N78 | 3 | 3 | [32 empty] | IIB | SHJ-2095-CSG-SAR-X-1
SHJ2096 | Site 11505 | NE | SHJ2096 | SHJ2096 | SHJL2096 | SHJNR2096 |  | On air | On Air | On Air | 2013 | Permanent | 25.3453 | 55.3801 | Huawei | Outdoor | EITC Passive Infrastructure | Green Field | Outdoor Green field-du Owned |  | Green Field | 3G+4G+5G | BTS3900 | LTE-4CC | 2T2R | U2100 (F2) + U900 (F1+F2) | L800+L1800F1+L1800F2+L2100 | 2CC | 3007700 | 28.7 |  | 3 | N78 | 4 | 3 | [32 empty] | IIB | SHJ-2096-CSG-IXR-E-1
SHJ2097 | Site 11506 | NE | SHJ2097 | SHJ2097 | SHJL2097 | SHJNR2097 | On air | On air | On Air | On Air | 2007 | Permanent | 25.3504 | 55.3877 | Huawei | Outdoor | EITC Passive Infrastructure | Roof Top | RT-du Owned |  | Roof Top | 2G+3G+4G+5G | BTS3900 | LTE-4CC | 2T2R | U2100 (F2) + U900 (F1) | L800+L1800F1+L1800F2+L2100 | 2CC | 3007700 | 35 |  | 3 | N78 | 3 | 3 | [32 empty] | IIB | SHJ-2097-CSG-ASR920-LD-1
SHJ2098 | Site 11507 | NE | SHJ2098 | SHJ2098 | SHJL2098 | SHJNR2098 | On air | On air | On Air | On Air | 2012 | Permanent | 25.2985 | 55.3707 | Huawei | Outdoor | EITC Passive Infrastructure | Roof Top | RT-du Owned |  | Roof Top | 2G+3G+4G+5G | BTS3900A | LTE-4CC | 4T4R | U2100 (F2) + U900 (F1+F2) | L800+L1800F1+L1800F2+L2100 | 3CC | 3010200 | 10.7 |  | 2 | N41+N78 | 2 | 2 | [32 empty] | IIB | SHJ-2098-CSG-SAR-X-1
SHJ2099 | Site 11508 | NE |  | SHJ2099 | SHJL2099 | SHJNR2099 |  | On air | On Air | On Air | 2016 | Permanent | 25.2836 | 55.4791 | Huawei | Outdoor | Site Sharing | Site Share | Outdoor Site Sharing-Etisalat Owned |  | Site Share | 3G+4G+5G | DBS3900 | LTE-3CC | 2T2R | U2100 (F2) + U900 (F1+F2) | L800+L1800F1+L1800F2 | 2CC | 3008000 | 25 |  | 3 | N78 | 4 | 3 | [32 empty] | IIB | SHJ-2099-CSG-SAR-X-1
SHJ2100 | Site 11509 | NE | SHJ2100 | SHJ2100 | SHJL2100 | SHJNR2100 | On air | On air | On Air | On Air | 2009 | Permanent | 25.3001 | 55.4915 | Huawei | Outdoor | Site Sharing | Site Share | Outdoor Site Sharing-Etisalat Owned |  | Site Share | 2G+3G+4G+5G | BTS3900 | LTE-2CC | 2T2R | U2100 (F2) + U900 (F1+F2) | L800+L1800F1 | 2CC | 3008000 | 25 |  | 3 | N78 | 3 | 3 | [32 empty] | IIB | SHJ-2100-CSG-SAR-X-1
SHJ2101 | Site 11510 | NE | SHJ2101 | SHJ2101 | SHJL2101 | SHJNR2101 | On air | On air | On Air | On Air | 2007 | Permanent | 25.3543 | 55.3959 | Huawei | Outdoor | EITC Passive Infrastructure | Roof Top | RT-du Owned |  | Roof Top | 2G+3G+4G+5G | BTS3900 | LTE-4CC | 2T2R | U2100 (F2) + U900 (F1+F2) | L800+L1800F1+L1800F2+L2100 | 1CC | 3006100 | 25 |  | 2 | N41 | 3 | 2 | [32 empty] | IIB | SHJ-2101-CSG-SAR-X-1
SHJ2102 | Site 11511 | NE | SHJ2102 | SHJ2102 | SHJL2102 | SHJNR2102 | On air | On air | On Air | On Air | 2007 | Permanent | 25.3547 | 55.407 | Huawei | Outdoor | EITC Passive Infrastructure | Roof Top | RT-du Owned |  | Roof Top | 2G+3G+4G+5G | BTS3900 | LTE-4CC | 2T2R | U2100 (F2) + U900 (F1+F2) | L800+L1800F1+L1800F2+L2100 | 2CC | 3005900 | 18 |  | 3 | N78 | 3 | 3 | [32 empty] | IIB | SHJ-2102-CSG-ASR920-LD-1
SHJ2104 | Site 11512 | NE | SHJ2104 | SHJ2104 | SHJL2104 | SHJNR2104 | On air | On air | On Air | On Air | 2008 | Permanent | 25.3492 | 55.4542 | Huawei | Outdoor | Site Sharing | Site Share | Outdoor Site Sharing-Etisalat Owned |  | Site Share | 2G+3G+4G+5G | BTS3900 | LTE-3CC | 2T2R | U2100 (F2) + U900 (F1+F2) | L800+L1800F1+L1800F2 | 2CC | 3003000 | 30 |  | 3 | N78 | 3 | 3 | [32 empty] | IIB | SHJ-3104-CSG-ASR920-LD-1
SHJ2105 | Site 11513 | NE | SHJ2105 | SHJ2105 | SHJL2105 | SHJNR2105 | On air | On air | On Air | On Air | 2007 | Permanent | 25.338 | 55.4647 | Huawei | Outdoor | Site Sharing | Site Share | Outdoor Site Sharing-Etisalat Owned |  | Site Share | 2G+3G+4G+5G | BTS3900 | LTE-3CC | 2T2R | U2100 (F2) + U900 (F1+F2) | L800+L1800F1+L1800F2 | 2CC | 3002700 | 30 |  | 3 | N78 | 4 | 3 | [32 empty] | IIB | SHJ-2105-CSG-ASR920-LD-1
SHJ2126 | Site 11514 | NE | SHJ2126 | SHJ2126 | SHJL2126 | SHJNR2126 | On air | On air | On Air | On Air | 2010 | Permanent | 25.4497 | 55.4792 | Huawei | Outdoor | EITC Passive Infrastructure | Roof Top | RT-du Owned |  | Roof Top | 2G+3G+4G+5G | BTS3900 | LTE-4CC | 2T2R | U2100 (F2) + U900 (F1+F2) | L800+L1800F1+L1800F2+L2100 | 1CC | 3012000 | 17.5 |  | 3 | N41 | 3 | 3 | [32 empty] | IIB | SHJ-2126-CSG-SAR-X-1
SHJ2168 | Site 11515 | NE | SHJ2168 | SHJ2168 | SHJL2168 | SHJNR2168 | On air | On air | On Air | On Air | 2012 | Permanent | 25.2343 | 55.5987 | Huawei | Outdoor | EITC Passive Infrastructure | Green Field | Outdoor Green field-du Owned |  | Green Field | 2G+3G+4G+5G | BTS3900 | LTE-3CC | 2T2R | U2100 (F2) + U900 (F1+F2) | L800+L1800F1+L1800F2 | 1CC | 3028600 | 30 |  | 3 | N41 | 3 | 3 | [32 empty] | IIB | SHJ-2168-CSG-SAR-X-1
SHJ2171 | Site 11516 | NE | SHJ2171 | SHJ2171 | SHJL2171 | SHJNR2171 | On air | On air | On Air | On Air | 2012 | Permanent | 25.2465 | 55.5979 | Huawei | Outdoor | EITC Passive Infrastructure | Green Field | Outdoor Green field-du Owned |  | Green Field | 2G+3G+4G+5G | BTS3900 | LTE-3CC | 2T2R | U2100 (F2) + U900 (F1+F2) | L800+L1800F1+L1800F2 | 1CC | 3028600 | 30 |  | 3 | N41 | 4 | 3 | [32 empty] | IIB | SHJ-2171-CSG-SAR-X-1
SHJ2174 | Site 11517 | NE | SHJ2174 | SHJ2174 | SHJL2174 | SHJNR2174 | On air | On air | On Air | On Air | 2010 | Permanent | 25.3771 | 55.4504 | Huawei | Outdoor | Site Sharing | Site Share | Outdoor Site Sharing-Etisalat Owned |  | Site Share | 2G+3G+4G+5G | BTS3900A | LTE-4CC | 2T2R | U2100 (F2) + U900 (F1+F2) | L800+L1800F1+L1800F2+L2100 | 2CC | 3004900 | 25 |  | 3 | N78 | 3 | 3 | [32 empty] | IIB | SHJ-2174-CSG-SAR-X-1
SHJ2175 | Site 11518 | NE | SHJ2175 | SHJ2175 | SHJL2175 | SHJNR2175 | On air | On air | On Air | On Air | 2011 | Permanent | 25.3732 | 55.6164 | Huawei | Outdoor | EITC Passive Infrastructure | Green Field | Outdoor Green field-du Owned |  | Green Field | 2G+3G+4G+5G | BTS3900 | LTE-4CC | 2T2R | U2100 (F2) + U900 (F1+F2) | L800+L1800F1+L1800F2+L2100 | 1CC | 3001801 | 30 |  | 3 | N41 | 3 | 3 | [32 empty] | IIB | SHJ-2175-CSG-SAR-X-1
SHJ2195 | Site 11519 | NE |  | SHJ2195 | SHJL2195 | SHJNR2195 |  | On air | On Air | On Air | 2015 | Permanent | 25.4772 | 55.5347 | Huawei | Outdoor | EITC Passive Infrastructure | Green Field | Outdoor Green field-du Owned |  | Green Field | 3G+4G+5G | BTS3900A | LTE-4CC | 2T2R | U2100 (F2) + U900 (F1+F2) | L800+L1800F1+L1800F2+L2100 | 1CC | 3011000 | 28.5 |  | 3 | N41 | 3 | 3 | [32 empty] | IIB | SHJ-2195-CSG-IXR-E-1
SHJ2207 | Site 11520 | NE | SHJ2207 | SHJ2207 | SHJL2207 | SHJNR2207 |  | On air | On Air | On Air | 2011 | Permanent | 25.3299 | 55.4891 | Huawei | Outdoor | EITC Passive Infrastructure | Green Field | Outdoor Green field-du Owned |  | Green Field | 3G+4G+5G | BTS3900 | LTE-3CC | 2T2R | U2100 (F2) + U900 (F1+F2) | L800+L1800F1+L1800F2 | 2CC | 3002100 | 26.25 |  | 3 | N78 | 3 | 3 | [32 empty] | IIB | SHJ-2207-CSG-N540-LD-1
SHJ2208 | Site 11521 | NE | SHJ2208 | SHJ2208 | SHJL2208 | SHJNR2208 |  | On air | On Air | On Air | 2010 | Permanent | 25.3347 | 55.493 | Huawei | Outdoor | EITC Passive Infrastructure | Green Field | Outdoor Green field-du Owned |  | Green Field | 3G+4G+5G | BTS3900 | LTE-4CC | 2T2R | U2100 (F2) + U900 (F1+F2) | L800+L1800F1+L1800F2+L2100 | 2CC | 3002100 | 28.7 |  | 3 | N78 | 4 | 3 | [32 empty] | IIB | SHJ-2208-CSG-N540-LD-1
SHJ2209 | Site 11522 | NE | SHJ2209 | SHJ2209 | SHJL2209 | SHJNR2209 | On air | On air | On Air | On Air | 2010 | Permanent | 25.2935 | 55.4412 | Huawei | Outdoor | EITC Passive Infrastructure | Roof Top | RT-du Owned |  | Roof Top | 2G+3G+4G+5G | BTS3900 | LTE-4CC | 2T2R | U2100 (F2) + U900 (F1+F2) | L800+L1800F1+L1800F2+L2100 | 2CC | 3009900 | 28 |  | 3 | N78 | 3 | 3 | [32 empty] | IIB | SHJ-2209-CSG-SAR-X-1
SHJ2210 | Site 11523 | NE | SHJ2210 | SHJ2210 | SHJL2210 | SHJNR2210 | On air | On air | On Air | On Air | 2012 | Permanent | 25.2905 | 55.4388 | Huawei | Outdoor | EITC Passive Infrastructure | Roof Top | RT-du Owned |  | Roof Top | 2G+3G+4G+5G | BTS3900A | LTE-4CC | 4T4R | U2100 (F2) + U900 (F1+F2) | L800+L1800F1+L1800F2+L2100 | 2CC | 3008600 | 13 |  | 3 | N78 | 5 | 3 | [32 empty] | IIB | SHJ-2210-CSG-ASR920-LD-1
SHJ2211 | Site 11524 | NE | SHJ2211 | SHJ2211 | SHJL2211 | SHJNR2211 | On air | On air | On Air | On Air | 2010 | Permanent | 25.2821 | 55.4508 | Huawei | Outdoor | EITC Passive Infrastructure | Roof Top | RT-du Owned |  | Roof Top | 2G+3G+4G+5G | BTS3900A | LTE-4CC | 2T2R | U2100 (F2) + U900 (F1+F2) | L800+L1800F1+L1800F2+L2100 | 2CC | 3008500 | 16.3 |  | 3 | N78 | 4 | 3 | [32 empty] | IIB | SHJ-2211-CSG-SAR-X-1
SHJ2212 | Site 11525 | NE | SHJ2212 | SHJ2212 | SHJL2212 | SHJNR2212 | On air | On air | On Air | On Air | 2011 | Permanent | 25.3002 | 55.4183 | Huawei | Outdoor | Site Sharing | Site Share | Outdoor Site Sharing-Etisalat Owned |  | Site Share | 2G+3G+4G+5G | BTS3900A | LTE-4CC | 4T4R | U2100 (F2) + U900 (F1+F2) | L800+L1800F1+L1800F2+L2100 | 2CC | 3008800 | 35 |  | 3 | N78 | 5 | 3 | [32 empty] | IIB | SHJ-2212-CSG-SAR-X-1
SHJ2213 | Site 11526 | NE | SHJ2213 | SHJ2213 | SHJL2213 | SHJNR2213 | On air | On air | On Air | On Air | 2013 | Permanent | 25.3486 | 55.4211 | Huawei | Outdoor | Site Sharing | Site Share | Outdoor Site Sharing-Etisalat Owned |  | Site Share | 2G+3G+4G+5G | BTS3900A | LTE | 2T2R | U2100 (F2) + U900 (F1+F2) | L1800F1 | 2CC | 3003800 | 30 |  | 3 | N78 | 3 | 3 | [32 empty] | IIB | SHJ-2213-CSG-SAR-X-1
SHJ2214 | Site 11527 | NE | SHJ2214 | SHJ2214 | SHJL2214 | SHJNR2214 | On air | On air | On Air | On Air | 2015 | Permanent | 25.3629 | 55.4197 | Huawei | Outdoor | EITC Passive Infrastructure | Green Field | Outdoor Green field-du Owned |  | Green Field | 2G+3G+4G+5G | BTS3900A | LTE-3CC | 2T2R | U2100 (F2) + U900 (F1+F2) | L800+L1800F1+L1800F2 | 2CC | 3003900 | 28.5 |  | 3 | N78 | 3 | 3 | [32 empty] | IIB | SHJ-2214-CSG-IXR-E-1
SHJ2216 | Site 11528 | NE | SHJ2216 | SHJ2216 | SHJL2216 | SHJNR2216 | On air | On air | On Air | On Air | 2010 | Permanent | 25.3365 | 55.4137 | Huawei | Outdoor | EITC Passive Infrastructure | Roof Top | RT-du Owned |  | Roof Top | 2G+3G+4G+5G | BTS3900 | LTE | 2T2R | U2100 (F2) + U900 (F1+F2) | L1800F1 | 2CC | 3009300 | 22.2 |  | 3 | N78 | 3 | 3 | [32 empty] | IIB | SHJ-2216-CSG-SAR-X-1
SHJ2217 | Site 11529 | NE | SHJ2217 | SHJ2217 | SHJL2217 | SHJNR2217 | On air | On air | On Air | On Air | 2010 | Permanent | 25.3323 | 55.4034 | Huawei | Outdoor | EITC Passive Infrastructure | Roof Top | RT-du Owned |  | Roof Top | 2G+3G+4G+5G | BTS3900 | LTE-2CC | 2T2R | U2100 (F2) + U900 (F1+F2) | L800+L1800F1 | 2CC | 3009300 | 12.3 |  | 3 | N78 | 4 | 3 | [32 empty] | IIB | SHJ-2217-CSG-ASR920-LD-1
SHJ2218 | Site 11530 | NE | SHJ2218 | SHJ2218 | SHJL2218 | SHJNR2218 | On air | On air | On Air | On Air | 2010 | Permanent | 25.3862 | 55.4127 | Huawei | Outdoor | EITC Passive Infrastructure | Roof Top | RT-du Owned |  | Roof Top | 2G+3G+4G+5G | BTS3900A | LTE-3CC | 2T2R | U2100 (F2) + U900 (F1+F2) | L800+L1800F1+L1800F2 | 2CC | 3006900 | 14.5 |  | 3 | N78 | 3 | 3 | [32 empty] | IIB | SHJ-2218-CSG-IXR-E-1
SHJ2219 | Site 11531 | NE | SHJ2219 | SHJ2219 | SHJL2219 | SHJNR2219 | On air | On air | On Air | On Air | 2010 | Permanent | 25.2137 | 55.7308 | Huawei | Outdoor | Site Sharing | Site Share | Outdoor Site Sharing-Etisalat Owned |  | Site Share | 2G+3G+4G+5G | BTS3900 | LTE-3CC | 2T2R | U2100 (F2) + U900 (F1+F2) | L800+L1800F1+L1800F2 | 1CC | 3000021 | 35 |  | 3 | N41 | 3 | 3 | [32 empty] | IIB | SHJ-2219-CSG-IXR-E-1
SHJ2220 | Site 11532 | NE | SHJ2220 | SHJ2220 | SHJL2220 | SHJNR2220 | On air | On air | On Air | On Air | 2010 | Permanent | 25.3401 | 55.3917 | Huawei | Outdoor | EITC Passive Infrastructure | Roof Top | RT-du Owned |  | Roof Top | 2G+3G+4G+5G | BTS3900A | LTE | 2T2R | U2100 (F2) + U900 (F1+F2) | L1800F1 | 1CC | 3007600 | 17.2 |  | 3 | N41 | 3 | 3 | [32 empty] | IIB | SHJ-2220-CSG-SAR-X-1
SHJ2221 | Site 11533 | NE |  | SHJ2221 | SHJL2221 | SHJNR2221 |  | On air | On Air | On Air | 2016 | Permanent | 25.3106 | 55.6404 | Huawei | Outdoor | EITC Passive Infrastructure | Roof Top | RT-du Owned |  | Roof Top | 3G+4G+5G | BTS3900A | LTE-4CC | 4T4R | U2100 (F2) + U900 (F1+F2) | L800+L1800F1+L1800F2+L2100 | 1CC | 3001301 | 13 |  | 3 | N41 | 4 | 3 | [32 empty] | IIB | SHJ-2221-CSG-SAR-X-1
SHJ2222 | Site 11534 | NE | SHJ2222 | SHJ2222 | SHJL2222 | SHJNR2222 | On air | On air | On Air | On Air | 2010 | Permanent | 25.3034 | 55.3796 | Huawei | Outdoor | EITC Passive Infrastructure | Roof Top | RT-du Owned |  | Roof Top | 2G+3G+4G+5G | BTS3900 | LTE-4CC | 2T2R | U2100 (F2) + U900 (F1+F2) | L800+L1800F1+L1800F2+L2100 | 3CC | 3010200 | 43.7 |  | 3 | N41+N78 | 3 | 3 | [32 empty] | IIB | SHJ-2222-CSG-SAR-X-1
SHJ2223 | Site 11535 | NE | SHJ2223 | SHJ2223 | SHJL2223 | SHJNR2223 | On air | On air | On Air | On Air | 2010 | Permanent | 25.3007 | 55.3675 | Huawei | Outdoor | EITC Passive Infrastructure | Roof Top | RT-du Owned |  | Roof Top | 2G+3G+4G+5G | BTS3900A | LTE-4CC | 2T2R | U2100 (F2) + U900 (F1+F2) | L800+L1800F1+L1800F2+L2100 | 2CC | 3010200 | 19 |  | 3 | N78 | 3 | 3 | [32 empty] | IIB | SHJ-2223-CSG-SAR-X-1
SHJ2224 | Site 11536 | NE | SHJ2224 | SHJ2224 | SHJL2224 | SHJNR2224 | On air | On air | On Air | On Air | 2010 | Permanent | 25.3006 | 55.375 | Huawei | Outdoor | EITC Passive Infrastructure | Roof Top | RT-du Owned |  | Roof Top | 2G+3G+4G+5G | BTS3900 | LTE-4CC | 2T2R | U2100 (F2) + U900 (F1+F2) | L800+L1800F1+L1800F2+L2100 | 1CC | 3010200 | 65.75 |  | 3 | N41 | 3 | 3 | [32 empty] | IIB | SHJ-2224-CSG-SAR-X-1
SHJ2225 | Site 11537 | NE | SHJ2225 | SHJ2225 | SHJL2225 | SHJNR2225 | On air | On air | On Air | On Air | 2010 | Permanent | 25.3127 | 55.376 | Huawei | Outdoor | EITC Passive Infrastructure | Roof Top | RT-du Owned |  | Roof Top | 2G+3G+4G+5G | BTS3900A | LTE-3CC | 2T2R | U2100 (F2) + U900 (F1) | L800+L1800F1+L1800F2 | 2CC | 3010400 | 19 |  | 3 | N78 | 3 | 3 | [32 empty] | IIB | SHJ-2225-CSG-SAR-X-1
SHJ2226 | Site 11538 | NE | SHJ2226 | SHJ2226 | SHJL2226 | SHJNR2226 | On air | On air | On Air | On Air | 2010 | Permanent | 25.3047 | 55.3679 | Huawei | Outdoor | EITC Passive Infrastructure | Roof Top | RT-du Owned |  | Roof Top | 2G+3G+4G+5G | BTS3900 | LTE-4CC | 2T2R | U2100 (F2) + U900 (F1+F2) | L800+L1800F1+L1800F2+L2100 | 3CC | 3010400 | 51.7 |  | 3 | N41+N78 | 3 | 3 | [32 empty] | IIB | SHJ-2226-PREAGG-SR7-1
SHJ2227 | Site 11539 | NE | SHJ2227 | SHJ2227 | SHJL2227 | SHJNR2227 | On air | On air | On Air | On Air | 2009 | Permanent | 25.3314 | 55.3655 | Huawei | Outdoor | EITC Passive Infrastructure | Roof Top | RT-du Owned |  | Roof Top | 2G+3G+4G+5G | BTS3900 | LTE-4CC | 2T2R | U2100 (F2) + U900 (F1+F2) | L800+L1800F1+L1800F2+L2100 | 1CC | 3010300 | 26.5 |  | 3 | N41 | 3 | 3 | [32 empty] | IIB | SHJ-2227-CSG-SAR-X-1
SHJ2228 | Site 11540 | NE |  | SHJ2228 | SHJL2228 | SHJNR2228 |  | On air | On Air | On Air | 2010 | Permanent | 25.3254 | 55.3735 | Huawei | Outdoor | EITC Passive Infrastructure | Roof Top | RT-du Owned |  | Roof Top | 3G+4G+5G | BTS3900A | LTE-4CC | 4T4R | U2100 (F2) + U900 (F1+F2) | L800+L1800F1+L1800F2+L2100 | 1CC | 3010300 | 14.5 |  | 3 | N41 | 3 | 3 | [32 empty] | IIB | SHJ-0002-CSG-SAR-X-1
SHJ2229 | Site 11541 | NE | SHJ2229 | SHJ2229 | SHJL2229 | SHJNR2229 | On air | On air | On Air | On Air | 2011 | Permanent | 25.3235 | 55.3839 | Huawei | Outdoor | EITC Passive Infrastructure | Roof Top | RT-du Owned |  | Roof Top | 2G+3G+4G+5G | BTS3900A | LTE-4CC | 4T4R | U2100 (F2) + U900 (F1+F2) | L800+L1800F1+L1800F2+L2100 | 2CC | 3010700 | 17.6 |  | 3 | N78 | 3 | 3 | [32 empty] | IIB | SHJ-2229-CSG-SAR-X-1
SHJ2230 | Site 11542 | NE | SHJ2230 | SHJ2230 | SHJL2230 | SHJNR2230 | On air | On air | On Air | On Air | 2010 | Permanent | 25.3386 | 55.3992 | Huawei | Outdoor | EITC Passive Infrastructure | Roof Top | RT-du Owned |  | Roof Top | 2G+3G+4G+5G | BTS3900 | LTE-4CC | 4T4R | U2100 (F2) + U900 (F1+F2) | L800+L1800F1+L1800F2+L2100 | 3CC | 3010800 | 28.3 |  | 3 | N41+N78 | 3 | 3 | [32 empty] | IIB | SHJ-2230-CSG-SAR-X-1
SHJ2231 | Site 11543 | NE | SHJ2231 | SHJ2231 | SHJL2231 | SHJNR2231 | On air | On air | On Air | On Air | 2009 | Permanent | 25.3433 | 55.3996 | Huawei | Outdoor | EITC Passive Infrastructure | Roof Top | RT-du Owned |  | Roof Top | 2G+3G+4G+5G | BTS3900 | LTE-4CC | 2T2R | U2100 (F2) + U900 (F1+F2) | L800+L1800F1+L1800F2+L2100 | 3CC | 3010800 | 26.5 |  | 3 | N41+N78 | 3 | 3 | [32 empty] | IIB | SHJ-2231-CSG-SAR-X-1
SHJ2232 | Site 11544 | NE | SHJ2232 | SHJ2232 | SHJL2232 | SHJNR2232 | On air | On air | On Air | On Air | 2010 | Permanent | 25.35 | 55.3914 | Huawei | Outdoor | EITC Passive Infrastructure | Roof Top | RT-du Owned |  | Roof Top | 2G+3G+4G+5G | BTS3900 | LTE-4CC | 2T2R | U2100 (F2) + U900 (F1+F2) | L800+L1800F1+L1800F2+L2100 | 1CC | 3010100 | 37.6 |  | 3 | N41 | 3 | 3 | [32 empty] | IIB | SHJ-2232-CSG-SAR-X-1
SHJ2233 | Site 11545 | NE | SHJ2233 | SHJ2233 | SHJL2233 | SHJNR2233 | On air | On air | On Air | On Air | 2010 | Permanent | 25.346 | 55.3908 | Huawei | Outdoor | EITC Passive Infrastructure | Roof Top | RT-du Owned |  | Roof Top | 2G+3G+4G+5G | BTS3900 | LTE-4CC | 4T4R | U2100 (F2) + U900 (F1+F2) | L800+L1800F1+L1800F2+L2100 | 3CC | 3007600 | 27.5 |  | 3 | N41+N78 | 3 | 3 | [32 empty] | IIB | SHJ-2233-CSG-ASR920-LD-1
SHJ2234 | Site 11546 | NE | SHJ2234 | SHJ2234 | SHJL2234 | SHJNR2234 | On air | On air | On Air | On Air | 2010 | Permanent | 25.3651 | 55.396 | Huawei | Outdoor | EITC Passive Infrastructure | Roof Top | RT-du Owned |  | Roof Top | 2G+3G+4G+5G | BTS3900 | LTE-4CC | 2T2R | U2100 (F2) + U900 (F1+F2) | L800+L1800F1+L1800F2+L2100 | 2CC | 3006400 | 38 |  | 3 | N78 | 3 | 3 | [32 empty] | IIB | SHJ-2234-CSG-SAR-X-1
SHJ2235 | Site 11547 | NE | SHJ2235 | SHJ2235 | SHJL2235 | SHJNR2235 | On air | On air | On Air | On Air | 2010 | Permanent | 25.3694 | 55.4008 | Huawei | Outdoor | EITC Passive Infrastructure | Roof Top | RT-du Owned |  | Roof Top | 2G+3G+4G+5G | BTS3900 | LTE-4CC | 2T2R | U2100 (F2) + U900 (F1+F2) | L800+L1800F1+L1800F2+L2100 | 2CC | 3006500 | 33.5 |  | 3 | N78 | 3 | 3 | [32 empty] | IIB | SHJ-2235-CSG-SAR-X-1
SHJ2236 | Site 11548 | NE | SHJ2236 | SHJ2236 | SHJL2236 | SHJNR2236 | On air | On air | On Air | On Air | 2009 | Permanent | 25.3756 | 55.4033 | Huawei | Outdoor | EITC Passive Infrastructure | Roof Top | RT-du Owned |  | Roof Top | 2G+3G+4G+5G | BTS3900 | LTE-4CC | 2T2R | U2100 (F2) + U900 (F1+F2) | L800+L1800F1+L1800F2+L2100 | 2CC | 3006500 | 37.5 |  | 3 | N78 | 4 | 3 | [32 empty] | IIB | SHJ-2236-CSG-ASR920-LD-1
SHJ2237 | Site 11549 | NE | SHJ2237 | SHJ2237 | SHJL2237 | SHJNR2237 | On air | On air | On Air | On Air | 2010 | Permanent | 25.3726 | 55.4061 | Huawei | Outdoor | EITC Passive Infrastructure | Roof Top | RT-du Owned |  | Roof Top | 2G+3G+4G+5G | BTS3900 | LTE-4CC | 2T2R | U2100 (F2) + U900 (F1+F2) | L800+L1800F1+L1800F2+L2100 | 2CC | 3006500 | 30 |  | 3 | N78 | 3 | 3 | [32 empty] | IIB | SHJ-2237-CSG-SAR-X-1
SHJ2238 | Site 11550 | NE | SHJ2238 | SHJ2238 | SHJL2238 | SHJNR2238 | On air | On air | On Air | On Air | 2014 | Permanent | 25.3704 | 55.4079 | Huawei | Outdoor | EITC Passive Infrastructure | Roof Top | RT-du Owned |  | Roof Top | 2G+3G+4G+5G | BTS3900A | LTE-4CC | 2T2R | U2100 (F2) + U900 (F1+F2) | L800+L1800F1+L1800F2+L2100 | 2CC | 3005500 | 15 |  | 3 | N78 | 3 | 3 | [32 empty] | IIB | SHJ-2238-CSG-SAR-X-1
SHJ2240 | Site 11551 | NE | SHJ2240 | SHJ2240 | SHJL2240 | SHJNR2240 | On air | On air | On Air | On Air | 2011 | Permanent | 25.3685 | 55.4276 | Huawei | Outdoor | Site Sharing | Site Share | Outdoor Site Sharing-Etisalat Owned |  | Site Share | 2G+3G+4G+5G | BTS3900 | LTE-3CC | 2T2R | U2100 (F2) + U900 (F1+F2) | L800+L1800F1+L1800F2 | 2CC | 3003700 | 30 |  | 3 | N78 | 3 | 3 | [32 empty] | IIB | SHJ-2240-CSG-SAR-X-1
SHJ2243 | Site 11552 | NE |  | SHJ2243 | SHJL2243 | SHJNR2243 |  | On air | On Air | On Air | 2011 | Permanent | 25.3386 | 55.3865 | Huawei | Outdoor | EITC Passive Infrastructure | Roof Top | RT-du Owned |  | Roof Top | 3G+4G+5G | BTS3900A | LTE-4CC | 2T2R | U2100 (F2) + U900 (F1+F2) | L800+L1800F1+L1800F2+L2100 | 2CC | 3010600 | 22.5 |  | 2 | N78 | 3 | 2 | [32 empty] | IIB | SHJ-2243-CSG-SAR-X-1
SHJ2244 | Site 11553 | NE |  | SHJ2244 | SHJL2244 | SHJNR2244 | On air | On air | On Air | On Air | 2011 | Permanent | 25.3421 | 55.386 | Huawei | Outdoor | EITC Passive Infrastructure | Roof Top | RT-du Owned |  | Roof Top | 2G+3G+4G+5G | BTS3900A | LTE-4CC | 2T2R | U2100 (F2) + U900 (F1+F2) | L800+L1800F1+L1800F2+L2100 | 3CC | 3010600 | 25.5 |  | 3 | N41+N78 | 3 | 3 | [32 empty] | IIB | SHJ-2244-CSG-IXR-E-1
SHJ2246 | Site 11554 | NE | SHJ2246 | SHJ2246 | SHJL2246 | SHJNR2246 | On air | On air | On Air | On Air | 2010 | Permanent | 25.2919 | 55.5294 | Huawei | Outdoor | Site Sharing | Site Share | Outdoor Site Sharing-Etisalat Owned |  | Site Share | 2G+3G+4G+5G | BTS3900A | LTE | 2T2R | U2100 (F2) + U900 (F1+F2) | L800 | 2CC | 3002400 | 30 |  | 3 | N78 | 3 | 3 | [32 empty] | IIB | SHJ-2246-CSG-IXR-E-1
SHJ2247 | Site 11555 | NE |  | SHJ2247 | SHJL2247 | SHJNR2247 |  | On air | On Air | On Air | 2015 | Permanent | 25.2951 | 55.5082 | Huawei | Outdoor | EITC Passive Infrastructure | Green Field | Outdoor Green field-du Owned |  | Green Field | 3G+4G+5G | BTS3900A | LTE-2CC | 2T2R | U2100 (F2) + U900 (F1+F2) | L800+L1800F1 | 2CC | 3002400 | 28.5 |  | 3 | N78 | 5 | 3 | [32 empty] | IIB | SHJ-2247-CSG-SAR-X-1
SHJ2248 | Site 11556 | NE | SHJ2248 | SHJ2248 | SHJL2248 | SHJNR2248 | On air | On air | On Air | On Air | 2010 | Permanent | 25.3127 | 55.5297 | Huawei | Outdoor | Site Sharing | Site Share | Outdoor Site Sharing-Etisalat Owned |  | Site Share | 2G+3G+4G+5G | BTS3900A | LTE-2CC | 2T2R | U2100 (F2) + U900 (F1+F2) | L800+L1800F1 | 2CC | 3002400 | 26.5 |  | 3 | N78 | 3 | 3 | [32 empty] | IIB | SHJ-2248-CSG-SAR-X-1
SHJ2249 | Site 11557 | NE |  | SHJ2249 | SHJL2249 | SHJNR2249 |  | On air | On Air | On Air | 2010 | Permanent | 25.2779 | 55.4916 | Huawei | Outdoor | Site Sharing | Site Share | Outdoor Site Sharing-Etisalat Owned |  | Site Share | 3G+4G+5G | BTS3900A | LTE-2CC | 2T2R | U2100 (F2) + U900 (F1+F2) | L800+L1800F1 | 2CC | 3002600 | 30 |  | 3 | N78 | 3 | 3 | [32 empty] | IIB | SHJ-2249-CSG-SAR-X-1
SHJ2251 | Site 11558 | NE | SHJ2251 | SHJ2251 | SHJL2251 | SHJNR2251 | On air | On air | On Air | On Air | 2012 | Permanent | 25.3039 | 55.5768 | Huawei | Outdoor | EITC Passive Infrastructure | Green Field | Outdoor Green field-du Owned- Light Pole |  | Green Field | 2G+3G+4G+5G | BTS3900 | LTE-2CC | 2T2R | U2100 (F2) + U900 (F1+F2) | L800+L1800F1 | 1CC | 3001200 | 20 |  | 3 | N41 | 4 | 3 | [32 empty] | IIB | SHJ-2251-CSG-IXR-E-1
SHJ2252 | Site 11559 | NE | SHJ2252 | SHJ2252 | SHJL2252 | SHJNR2252 | On air | On air | On Air | On Air | 2010 | Permanent | 25.299 | 55.5211 | Huawei | Outdoor | EITC Passive Infrastructure | Green Field | Outdoor Green field-du Owned |  | Green Field | 2G+3G+4G+5G | BTS3900 | LTE-2CC | 2T2R | U2100 (F2) + U900 (F1+F2) | L800+L1800F1 | 2CC | 3002400 | 28.7 |  | 3 | N78 | 4 | 3 | [32 empty] | IIB | SHJ-2252-CSG-SAR-X-1
SHJ2253 | Site 11560 | NE | SHJ2253 | SHJ2253 | SHJL2253 | SHJNR2253 | On air | On air | On Air | On Air | 2012 | Permanent | 25.3043 | 55.5335 | Huawei | Outdoor | Site Sharing | Site Share | Outdoor Site Sharing-Etisalat Owned |  | Site Share | 2G+3G+4G+5G | BTS3900 | LTE-4CC | 2T2R | U2100 (F2) + U900 (F1+F2) | L800+L1800F1+L1800F2+L2100 | 2CC | 3002400 | 25 |  | 3 | N78 | 3 | 3 | [32 empty] | IIB | SHJ-2253-CSG-SAR-X-1
SHJ2254 | Site 11561 | NE | SHJ2254 | SHJ2254 | SHJL2254 | SHJNR2254 | On air | On air | On Air | On Air | 2010 | Permanent | 25.2651 | 55.5117 | Huawei | Outdoor | Site Sharing | Site Share | Outdoor Site Sharing-Etisalat Owned |  | Site Share | 2G+3G+4G+5G | BTS3900 | LTE-2CC | 2T2R | U2100 (F2) + U900 (F1+F2) | L800+L1800F1 | 2CC | 3002300 | 30 |  | 3 | N78 | 3 | 3 | [32 empty] | IIB | SHJ-2254-CSG-SAR-X-1
SHJ2255 | Site 11562 | NE | SHJ2255 | SHJ2255 | SHJL2255 | SHJNR2255 | On air | On air | On Air | On Air | 2011 | Permanent | 25.3173 | 55.3825 | Huawei | Outdoor | EITC Passive Infrastructure | Roof Top | RT-du Owned |  | Roof Top | 2G+3G+4G+5G | BTS3900 | LTE-4CC | 2T2R | U2100 (F2) + U900 (F1+F2) | L800+L1800F1+L1800F2+L2100 | 1CC | 3010700 | 35.5 |  | 3 | N41 | 3 | 3 | [32 empty] | IIB | SHJ-2255-CSG-SAR-X-1
SHJ2256 | Site 11563 | NE | SHJ2256 | SHJ2256 | SHJL2256 | SHJNR2256 | On air | On air | On Air | On Air | 2010 | Permanent | 25.3197 | 55.3847 | Huawei | Outdoor | EITC Passive Infrastructure | Roof Top | RT-du Owned |  | Roof Top | 2G+3G+4G+5G | BTS3900A | LTE-4CC | 2T2R | U2100 (F2) + U900 (F1+F2) | L800+L1800F1+L1800F2+L2100 | 1CC | 3010700 | 19.29 |  | 3 | N41 | 3 | 3 | [32 empty] | IIB | SHJ-2256-CSG-SAR-X-1
SHJ2257 | Site 11564 | NE | SHJ2257 | SHJ2257 | SHJL2257 | SHJNR2257 | Locked | On air | On Air | On Air | 2010 | Permanent | 25.3212 | 55.3868 | Huawei | Outdoor | EITC Passive Infrastructure | Roof Top | RT-du Owned |  | Roof Top | 2G+3G+4G+5G | BTS3900A | LTE-4CC | 4T4R | U2100 (F2) + U900 (F1+F2) | L800+L1800F1+L1800F2+L2100 | 3CC | 3010700 | 25.3 |  | 3 | N41+N78 | 3 | 3 | [32 empty] | IIB | SHJ-2257-CSG-SAR-X-1
SHJ2258 | Site 11565 | NE | SHJ2258 | SHJ2258 | SHJL2258 | SHJNR2258 | On air | On air | On Air | On Air | 2010 | Permanent | 25.3337 | 55.3748 | Huawei | Outdoor | EITC Passive Infrastructure | Roof Top | RT-du Owned |  | Roof Top | 2G+3G+4G+5G | BTS3900A | LTE-3CC | 2T2R | U2100 (F2) + U900 (F1+F2) | L800+L1800F1+L1800F2 | 3CC | 3010500 | 39.3 |  | 3 | N41+N78 | 3 | 3 | [32 empty] | IIB | SHJ-2258-CSG-SAR-X-1
SHJ2259 | Site 11566 | NE | SHJ2259 | SHJ2259 | SHJL2259 | SHJNR2259 | On air | On air | On Air | On Air | 2010 | Permanent | 25.3379 | 55.3683 | Huawei | Outdoor | Site Sharing | Site Share | Outdoor Site Sharing-Etisalat Owned |  | Site Share | 2G+3G+4G+5G | BTS3900 | LTE-3CC | 2T2R | U2100 (F2) + U900 (F1+F2) | L800+L1800F1+L1800F2 | 2CC | 3007900 | 25 |  | 3 | N78 | 3 | 3 | [32 empty] | IIB | SHJ-2259-CSG-ASR920-LD-1
SHJ2260 | Site 11567 | NE | SHJ2260 | SHJ2260 | SHJL2260 | SHJNR2260 | On air | On air | On Air | On Air | 2014 | Permanent | 25.3364 | 55.3754 | Huawei | Outdoor | EITC Passive Infrastructure | Roof Top | RT-du Owned |  | Roof Top | 2G+3G+4G+5G | BTS3900A | LTE-4CC | 2T2R | U2100 (F2)+U900)F1+F2) | L800+L1800F1+L1800F2+L2100 | 2CC | 3010500 | 27 |  | 3 | N78 | 4 | 3 | [32 empty] | IIB | Passive to SHJ-0402-CSG-SAR-X-1
SHJ2261 | Site 11568 | NE | SHJ2261 | SHJ2261 | SHJL2261 | SHJNR2261 | On air | On air | On Air | On Air | 2010 | Permanent | 25.3329 | 55.3969 | Huawei | Outdoor | EITC Passive Infrastructure | Roof Top | RT-du Owned |  | Roof Top | 2G+3G+4G+5G | BTS3900 | LTE-4CC | 2T2R | U2100 (F2) + U900 (F1+F2) | L800+L1800F1+L1800F2+L2100 | 1CC | 3010800 | 18 |  | 2 | N41 | 3 | 2 | [32 empty] | IIB | SHJ-2261-CSG-SAR-X-1
SHJ2262 | Site 11569 | NE | SHJ2262 | SHJ2262 | SHJL2262 | SHJNR2262 | On air | On air | On Air | On Air | 2009 | Permanent | 25.3346 | 55.3986 | Huawei | Outdoor | EITC Passive Infrastructure | Roof Top | RT-du Owned |  | Roof Top | 2G+3G+4G+5G | BTS3900 | LTE-4CC | 4T4R | U2100 (F2) + U900 (F1+F2) | L800+L1800F1+L1800F2+L2100 | 1CC | 3010800 | 47.5 |  | 2 | N41 | 3 | 2 | [32 empty] | IIB | SHJ-2262-CSG-ASR920-LD-1
SHJ2263 | Site 11570 | NE |  | SHJ2263 | SHJL2263 | SHJNR2263 |  | On air | On Air | On Air | 2014 | Permanent | 25.3535 | 55.3899 | Huawei | Outdoor | EITC Passive Infrastructure | Roof Top | RT-du Owned |  | Roof Top | 3G+4G+5G | BTS3900A | LTE-4CC | 4T4R | U2100 (F2) + U900 (F1+F2) | L800+L1800F1+L1800F2+L2100 | 2CC | 3006200 | 30.7 |  | 3 | N78 | 3 | 3 | [32 empty] | IIB | SHJ-2263-CSG-ASR920-LD-1
SHJ2264 | Site 11571 | NE | SHJ2264 | SHJ2264 | SHJL2264 | SHJNR2264 | On air | On air | On Air | On Air | 2010 | Permanent | 25.3538 | 55.3881 | Huawei | Outdoor | EITC Passive Infrastructure | Roof Top | RT-du Owned |  | Roof Top | 2G+3G+4G+5G | BTS3900 | LTE-4CC | 4T4R | U2100 (F2) + U900 (F1+F2) | L800+L1800F1+L1800F2+L2100 | 2CC | 3006200 | 34.5 |  | 3 | N78 | 3 | 3 | [32 empty] | IIB | SHJ-2264-CSG-SAR-X-1
SHJ2265 | Site 11572 | NE | SHJ2265 | SHJ2265 | SHJL2265 | SHJNR2265 | On air | On air | On Air | On Air | 2010 | Permanent | 25.372 | 55.4033 | Huawei | Outdoor | EITC Passive Infrastructure | Roof Top | RT-du Owned |  | Roof Top | 2G+3G+4G+5G | BTS3900 | LTE-4CC | 4T4R | U2100 (F2) + U900 (F1+F2) | L800+L1800F1+L1800F2+L2100 | 2CC | 3006500 | 32.5 |  | 3 | N78 | 3 | 3 | [32 empty] | IIB | SHJ-2265-CSG-SAR-X-1
SHJ2267 | Site 11573 | NE | SHJ2267 | SHJ2267 | SHJL2267 | SHJNR2267 | On air | On air | On Air | On Air | 2010 | Permanent | 25.2938 | 55.4339 | Huawei | Outdoor | EITC Passive Infrastructure | Roof Top | RT-du Owned |  | Roof Top | 2G+3G+4G+5G | BTS3900A | LTE-4CC | 2T2R | U2100 (F2) + U900 (F1+F2) | L800+L1800F1+L1800F2+L2100 | 2CC | 3008700 | 22.7 |  | 3 | N78 | 4 | 3 | [32 empty] | IIB | SHJ-2267-CSG-SAR-X-1
SHJ2268 | Site 11574 | NE | SHJ2268 | SHJ2268 | SHJL2268 | SHJNR2268 | On air | On air | On Air | On Air | 2017 | Permanent | 25.2955 | 55.4231 | Huawei | Outdoor | EITC Passive Infrastructure | Roof Top | RT-du Owned |  | Roof Top | 2G+3G+4G+5G | BTS3900A | LTE-4CC | 4T4R | U2100 (F2) + U900 (F1+F2) | L800+L1800F1+L1800F2+L2100 | 2CC | 3008700 | 23 |  | 3 | N78 | 3 | 3 | [32 empty] | IIB | SHJ-2268-CSG-SAR-X-1
SHJ2269 | Site 11575 | NE |  | SHJ2269 | SHJL2269 | SHJNR2269 |  | On air | On Air | On Air | 2016 | Permanent | 25.2922 | 55.4854 | Huawei | Outdoor | Site Sharing | Site Share | Outdoor Site Sharing-Etisalat Owned |  | Site Share | 3G+4G+5G | BTS3900A | LTE-2CC | 2T2R | U2100 (F2) + U900 (F1+F2) | L800+L1800F1 | 2CC | 3008000 | 30 |  | 3 | N78 | 3 | 3 | [32 empty] | IIB | SHJ-2269-CSG-SAR-X-1
SHJ2270 | Site 11576 | NE |  | SHJ2270 | SHJL2270 | SHJNR2270 |  | On air | On Air | On Air | 2016 | Permanent | 25.2911 | 55.4649 | Huawei | Outdoor | EITC Passive Infrastructure | Green Field | Outdoor Green field-du Owned |  | Green Field | 3G+4G+5G | BTS3900A | LTE-2CC | 2T2R | U2100 (F2) + U900 (F1+F2) | L800+L1800F1 | 2CC | 3009900 | 28.5 |  | 3 | N78 | 3 | 3 | [32 empty] | IIB | SHJ-2270-CSG-ASR920-LD-1
SHJ2272 | Site 11577 | NE | SHJ2272 | SHJ2272 | SHJL2272 | SHJNR2272 | On air | On air | On Air | On Air | 2010 | Permanent | 25.3084 | 55.5061 | Huawei | Outdoor | EITC Passive Infrastructure | Green Field | Outdoor Green field-du Owned |  | Green Field | 2G+3G+4G+5G | BTS3900 | LTE-2CC | 2T2R | U2100 (F2) + U900 (F1+F2) | L800+L1800F1 | 2CC | 3002500 | 30 |  | 3 | N78 | 4 | 3 | [32 empty] | IIB | SHJ-2272-CSG-ASR920-LD-1
SHJ2273 | Site 11578 | NE | SHJ2273 | SHJ2273 | SHJL2273 | SHJNR2273 | On air | On air | On Air | On Air | 2011 | Permanent | 25.2999 | 55.4967 | Huawei | Outdoor | EITC Passive Infrastructure | Green Field | Outdoor Green field-du Owned |  | Green Field | 2G+3G+4G+5G | BTS3900 | LTE-2CC | 2T2R | U2100 (F2) + U900 (F1+F2) | L800+L1800F1 | 2CC | 3002500 | 28.7 |  | 3 | N78 | 3 | 3 | [32 empty] | IIB | SHJ-2273-CSG-SAR-X-1
SHJ2274 | Site 11579 | NE | SHJ2274 | SHJ2274 | SHJL2274 | SHJNR2274 | On air | On air | On Air | On Air | 2013 | Permanent | 25.2766 | 55.4831 | Huawei | Outdoor | EITC Passive Infrastructure | Green Field | Outdoor Green field-du Owned |  | Green Field | 2G+3G+4G+5G | BTS3900A | LTE-3CC | 2T2R | U2100 (F2) + U900 (F1+F2) | L800+L1800F1+L1800F2 | 2CC | 3002600 | 30 |  | 3 | N78 | 3 | 3 | [32 empty] | IIB | SHJ-2274-CSG-SAR-X-1
SHJ2276 | Site 11580 | NE | SHJ2276 | SHJ2276 | SHJL2276 | SHJNR2276 | On air | On air | On Air | On Air | 2010 | Permanent | 25.3042 | 55.5264 | Huawei | Outdoor | EITC Passive Infrastructure | Green Field | Outdoor Green field-du Owned |  | Green Field | 2G+3G+4G+5G | BTS3900A | LTE-3CC | 2T2R | U2100 (F2) + U900 (F1+F2) | L800+L1800F1+L1800F2 | 2CC | 3002400 | 30 |  | 3 | N78 | 3 | 3 | [32 empty] | IIB | SHJ-2276-CSG-SAR-X-1
SHJ2278 | Site 11581 | NE | SHJ2278 | SHJ2278 | SHJL2278 | SHJNR2278 | Locked | On air | On Air | On Air | 2010 | Permanent | 25.3028 | 55.3777 | Huawei | Outdoor | EITC Passive Infrastructure | Roof Top | RT-du Owned |  | Roof Top | 2G+3G+4G+5G | BTS3900 | LTE-CA | 2T2R | U2100 (F2) | L1800F1+L1800F2 | 1CC | 3010200 | 33 |  | 3 | N41 | 3 | 3 | [32 empty] | IIB | Paasive fiber on SHJ-0379-CSG-SAR-X-1
SHJ2279 | Site 11582 | NE | SHJ2279 | SHJ2279 | SHJL2279 | SHJNR2279 | On air | On air | On Air | On Air | 2011 | Permanent | 25.3023 | 55.3693 | Huawei | Outdoor | EITC Passive Infrastructure | Roof Top | RT-du Owned |  | Roof Top | 2G+3G+4G+5G | BTS3900 | LTE-4CC | 2T2R | U2100 (F2) + U900 (F1+F2) | L800+L1800F1+L1800F2+L2100 | 1CC | 3010200 | 42 |  | 3 | N41 | 3 | 3 | [32 empty] | IIB | SHJ-2279-CSG-SAR-X-1
SHJ2280 | Site 11583 | NE | SHJ2280 | SHJ2280 | SHJL2280 | SHJNR2280 | On air | On air | On Air | On Air | 2010 | Permanent | 25.3146 | 55.3603 | Huawei | Outdoor | EITC Passive Infrastructure | Roof Top | RT-du Owned |  | Roof Top | 2G+3G+4G+5G | BTS3900A | LTE-3CC | 2T2R | U2100 (F2) + U900 (F1+F2) | L800+L1800F1+L1800F2 | 1CC | 3010300 | 25.5 |  | 2 | N41 | 3 | 2 | [32 empty] | IIB | Passive fiber on SHJ-0353-CSG-SAR-8-1
SHJ2281 | Site 11584 | NE | SHJ2281 | SHJ2281 | SHJL2281 | SHJNR2281 | On air | On air | On Air | On Air | 2012 | Permanent | 25.3636 | 55.4323 | Huawei | Outdoor | Site Sharing | Site Share | Outdoor Site Sharing-Etisalat Owned |  | Site Share | 2G+3G+4G+5G | BTS3900 | LTE-3CC | 2T2R | U2100 (F2) + U900 (F1+F2) | L800+L1800F1+L1800F2 | 2CC | 3003700 | 30 |  | 3 | N78 | 3 | 3 | [32 empty] | IIB | SHJ-2281-CSG-SAR-X-1
SHJ2282 | Site 11585 | NE |  | SHJ2282 | SHJL2282 | SHJNR2282 |  | On air | On Air | On Air | 2017 | Permanent | 25.3243 | 55.4495 | Huawei | Outdoor | Site Sharing | Site Share | Outdoor Site Sharing-Etisalat Owned |  | Site Share | 3G+4G+5G | BTS3900A | LTE-3CC | 2T2R | U2100 (F2) + U900 (F1+F2) | L800+L1800F1+L1800F2 | 2CC | 3002900 | 30.5 |  | 3 | N78 | 3 | 3 | [32 empty] | IIB | SHJ-2282-CSG-ASR920-LD-1
SHJ2284 | Site 11586 | NE | SHJ2284 | SHJ2284 | SHJL2284 | SHJNR2284 | On air | On air | On Air | On Air | 2012 | Permanent | 25.3038 | 55.4157 | Huawei | Outdoor | EITC Passive Infrastructure | Roof Top | RT-du Owned |  | Roof Top | 2G+3G+4G+5G | BTS3900A | LTE-4CC | 2T2R | U2100 (F2) + U900 (F1+F2) | L800+L1800F1+L1800F2+L2100 | 2CC | 3009000 | 28.7 |  | 3 | N78 | 4 | 3 | [32 empty] | IIB | SHJ-2284-CSG-IXR-E-1
SHJ2285 | Site 11587 | NE | SHJ2285 | SHJ2285 | SHJL2285 | SHJNR2285 | On air | On air | On Air | On Air | 2013 | Permanent | 25.307 | 55.4102 | Huawei | Outdoor | Site Sharing | Site Share | Outdoor Site Sharing-Etisalat Owned |  | Site Share | 2G+3G+4G+5G | BTS3900A | LTE-4CC | 4T4R | U2100 (F2) + U900 (F1+F2) | L800+L1800F1+L1800F2+L2100 | 2CC | 3009000 | 28.7 |  | 3 | N78 | 3 | 3 | [32 empty] | IIB | SHJ-2285-CSG-SAR-X-1
SHJ2286 | Site 11588 | NE | SHJ2286 | SHJ2286 | SHJL2286 | SHJNR2286 | On air | On air | On Air | On Air | 2010 | Permanent | 25.3177 | 55.3911 | Huawei | Outdoor | EITC Passive Infrastructure | Roof Top | RT-du Owned |  | Roof Top | 2G+3G+4G+5G | BTS3900A | LTE-3CC | 2T2R | U2100 (F2) + U900 (F1+F2) | L800+L1800F1+L1800F2 | 2CC | 3009600 | 12.35 |  | 3 | N78 | 3 | 3 | [32 empty] | IIB | SHJ-2286-CSG-SAR-X-1
SHJ2287 | Site 11589 | NE | SHJ2287 | SHJ2287 | SHJL2287 | SHJNR2287 | On air | On air | On Air | On Air | 2010 | Permanent | 25.3427 | 55.3922 | Huawei | Outdoor | EITC Passive Infrastructure | Roof Top | RT-du Owned |  | Roof Top | 2G+3G+4G+5G | BTS3900A | LTE-4CC | 2T2R | U2100 (F2) + U900 (F1+F2) | L800+L1800F1+L1800F2+L2100 | 1CC | 3007600 | 22.2 |  | 3 | N41 | 3 | 3 | [32 empty] | IIB | SHJ-2287-CSG-ASR920-LD-1
SHJ2288 | Site 11590 | NE | SHJ2288 | SHJ2288 | SHJL2288 | SHJNR2288 | On air | On air | On Air | On Air | 2010 | Permanent | 25.2917 | 55.4456 | Huawei | Outdoor | EITC Passive Infrastructure | Roof Top | RT-du Owned |  | Roof Top | 2G+3G+4G+5G | BTS3900 | LTE-4CC | 2T2R | U2100 (F2) + U900 (F1+F2) | L800+L1800F1+L1800F2+L2100 | 2CC | 3009900 | 31 |  | 3 | N78 | 3 | 3 | [32 empty] | IIB | SHJ-2288-CSG-SAR-X-1
SHJ2289 | Site 11591 | NE |  | SHJ2289 | SHJL2289 |  |  | On air | On Air |  | 2010 | Permanent | 25.1337 | 55.7705 | Huawei | Outdoor | Site Sharing | Site Share | Outdoor Site Sharing-Etisalat Owned |  | Site Share | 3G+4G | BTS3900A | LTE-3CC | 2T2R | U2100 (F2) + U900 (F1) | L800+L1800F1+L1800F2 |  | 3000021 | 35 |  |  |  | 4 | [33 empty] | IIB | SHJ-2289-CSG-IXR-E-1
SHJ2290 | Site 11592 | NE |  | SHJ2290 | SHJL2290 | SHJNR2290 |  | On air | On Air | On Air | 2017 | Permanent | 25.0049 | 55.8052 | Huawei | Outdoor | EITC Passive Infrastructure | Green Field | Outdoor Green field-du Owned |  | Green Field | 3G+4G+5G | BTS3900A | LTE-4CC | 2T2R | U2100 (F2) + U900 (F1+F2) | L800+L1800F1+L1800F2+L2100 | 1CC | 3000016 | 38.5 |  | 3 | N41 | 3 | 3 | [32 empty] | IIB | SHJ-2290-CSG-IXR-E-1
SHJ2291 | Site 11593 | NE |  | SHJ2291 | SHJL2291 | SHJNR2291 |  | On air | On Air | On Air | 2016 | Permanent | 24.9714 | 55.8379 | Huawei | Outdoor | EITC Passive Infrastructure | Green Field | Outdoor Green field-du Owned |  | Green Field | 3G+4G+5G | BTS3900 | LTE-CA | 2T2R | U2100 (F2) + U900 (F1+F2) | L1800F1+L1800F2 | 1CC | 3000016 | 25 |  | 3 | N41 | 5 | 3 | [32 empty] | IIB | SHJ-2291-CSG-ASR920-LD-1
SHJ2293 | Site 11594 | NE | SHJ2293 | SHJ2293 | SHJL2293 | SHJNR2293 | On air | On air | On Air | On Air | 2011 | Permanent | 25.3392 | 55.4468 | Huawei | Outdoor | Site Sharing | Site Share | Outdoor Site Sharing-Etisalat Owned |  | Site Share | 2G+3G+4G+5G | BTS3900A | LTE-4CC | 2T2R | U2100 (F2) + U900 (F1+F2) | L800+L1800F1+L1800F2+L2100 | 2CC | 3003100 | 25 |  | 3 | N78 | 3 | 3 | [32 empty] | IIB | SHJ-2293-CSG-ASR920-LD-1
SHJ2294 | Site 11595 | NE | SHJ2294 | SHJ2294 | SHJL2294 | SHJNR2294 | On air | On air | On Air | On Air | 2010 | Permanent | 25.3529 | 55.4482 | Huawei | Outdoor | Site Sharing | Site Share | Outdoor Site Sharing-Etisalat Owned |  | Site Share | 2G+3G+4G+5G | BTS3900 | LTE-2CC | 2T2R | U2100 (F2) + U900 (F1+F2) | L800+L1800F1 | 2CC | 3003400 | 30 |  | 3 | N78 | 3 | 3 | [32 empty] | IIB | SHJ-2294-CSG-SAR-X-1
SHJ2295 | Site 11596 | NE | SHJ2295 | SHJ2295 | SHJL2295 | SHJNR2295 | On air | On air | On Air | On Air | 2010 | Permanent | 25.3749 | 55.4299 | Huawei | Outdoor | Site Sharing | Site Share | Outdoor Site Sharing-Etisalat Owned |  | Site Share | 2G+3G+4G+5G | BTS3900 | LTE-4CC | 2T2R | U2100 (F2) + U900 (F1+F2) | L800+L1800F1+L1800F2+L2100 | 2CC | 3005200 | 30 |  | 3 | N78 | 3 | 3 | [32 empty] | IIB | SHJ-2295-CSG-SAR-X-1
SHJ2296 | Site 11597 | NE | SHJ2296 | SHJ2296 | SHJL2296 | SHJNR2296 | On air | On air | On Air | On Air | 2010 | Permanent | 25.3751 | 55.4099 | Huawei | Outdoor | EITC Passive Infrastructure | Roof Top | RT-du Owned |  | Roof Top | 2G+3G+4G+5G | BTS3900A | LTE-4CC | 2T2R | U2100 (F2) + U900 (F1+F2) | L800+L1800F1+L1800F2+L2100 | 2CC | 3005400 | 11.4 |  | 3 | N78 | 3 | 3 | [32 empty] | IIB | SHJ-2296-CSG-IXR-E-1
SHJ2298 | Site 11598 | NE |  | SHJ2298 | SHJL2298 | SHJNR2298 |  | On air | On Air | On Air | 2017 | Permanent | 25.2271 | 55.6062 | Huawei | Outdoor | EITC Passive Infrastructure | Green Field | Outdoor Green field-du Owned |  | Green Field | 3G+4G+5G | BTS3900A | LTE-3CC | 2T2R | U2100 (F2) + U900 (F1+F2) | L800+L1800F1+L1800F2 | 1CC | 3028600 | 28.5 |  | 3 | N41 | 3 | 3 | [32 empty] | IIB | SHJ-2298-CSG-SAR-X-1
SHJ2299 | Site 11599 | NE |  | SHJ2299 | SHJL2299 |  |  | On air | On Air |  | 2014 | Permanent | 25.2419 | 55.6099 | Huawei | Outdoor | Site Sharing | Site Share | Outdoor Site Sharing-Etisalat Owned |  | Site Share | 3G+4G | BTS3900A | LTE | 2T2R | U2100 (F2) + U900 (F1+F2) | L800 |  | 3028600 | 30 |  |  |  | 3 | [33 empty] | IIB | SHJ-2299-CSG-SAR-X-1
SHJ2313 | Site 11600 | NE | SHJ2313 | SHJ2313 | SHJL2313 | SHJNR2313 | On air | On air | On Air | On Air | 2009 | Permanent | 25.4607 | 55.4911 | Huawei | Outdoor | EITC Passive Infrastructure | Green Field | Outdoor Green field-du Owned |  | Green Field | 2G+3G+4G+5G | BTS3900 | LTE-2CC | 2T2R | U2100 (F2) + U900 (F1+F2) | L800+L1800F1 | 1CC | 3012000 | 28.5 |  | 3 | N41 | 8 | 3 | [32 empty] | IIB | SHJ-2313-CSG-SAR-8-1
SHJ2315 | Site 11601 | NE |  | SHJ2315 | SHJL2315 | SHJNR2315 |  | On air | On Air | On Air | 2015 | Permanent | 25.2213 | 55.6141 | Huawei | Outdoor | EITC Passive Infrastructure | Green Field | Outdoor Green field-du Owned |  | Green Field | 3G+4G+5G | BTS3900A | LTE-3CC | 2T2R | U2100 (F2) + U900 (F1+F2) | L800+L1800F1+L1800F2 | 1CC | 3028600 | 28.5 |  | 3 | N41 | 3 | 3 | [32 empty] | IIB | SHJ-2315-CSG-IXR-E-1
SHJ2317 | Site 11602 | NE | SHJ2317 | SHJ2317 | SHJL2317 |  | On air | On air | On Air |  | 2012 | Permanent | 25.3778 | 55.6347 | Huawei | Outdoor | Site Sharing | Site Share | Outdoor Site Sharing-Etisalat Owned |  | Site Share | 2G+3G+4G | BTS3900 | LTE | 2T2R | U2100 (F2) + U900 (F1+F2) | L1800F1 |  | 3001801 | 38.7 |  |  |  | 4 | [33 empty] | IIB | SHJ-2317-CSG-IXR-E-1
SHJ2322 | Site 11603 | NE | SHJ2322 | SHJ2322 | SHJL2322 | SHJNR2322 |  | On air | On Air | On Air | 2009 | Permanent | 25.3302 | 55.4827 | Huawei | Outdoor | EITC Passive Infrastructure | Green Field | Outdoor Green field-du Owned |  | Green Field | 3G+4G+5G | BTS3900 | LTE-2CC | 2T2R | U2100 (F2) + U900 (F1+F2) | L800+L1800F1 | 2CC | 3002100 | 18 |  | 3 | N78 | 4 | 3 | [32 empty] | IIB | SHJ-2322-CSG-N540-LD-1
SHJ2323 | Site 11604 | NE |  | SHJ2323 | SHJL2323 | SHJNR2323 |  | On air | On Air | On Air | 2015 | Permanent | 25.2239 | 55.6229 | Huawei | Outdoor | Site Sharing | Site Share | Outdoor Site Sharing-Etisalat Owned |  | Site Share | 3G+4G+5G | BTS3900A | LTE-2CC | 2T2R | U2100 (F2) + U900 (F1+F2) | L800+L1800F1 | 1CC | 3028600 | 30 |  | 3 | N41 | 3 | 3 | [32 empty] | IIB | SHJ-2323-CSG-SAR-X-1
SHJ2324 | Site 11605 | NE |  | SHJ2324 | SHJL2324 | SHJNR2324 |  | On air | On Air | On Air | 2017 | Permanent | 25.2368 | 55.6222 | Huawei | Outdoor | EITC Passive Infrastructure | Green Field | Outdoor Green field-du Owned |  | Green Field | 3G+4G+5G | BTS3900A | LTE-3CC | 2T2R | U2100 (F2) + U900 (F1+F2) | L800+L1800F1+L1800F2 | 1CC | 3028600 | 28.5 |  | 3 | N41 | 3 | 3 | [32 empty] | IIB | SHJ-2324-CSG-SAR-X-1
SHJ2325 | Site 11606 | NE | SHJ2325 | SHJ2325 | SHJL2325 | SHJNR2325 | On air | On air | On Air | On Air | 2012 | Permanent | 25.2194 | 55.639 | Huawei | Outdoor | EITC Passive Infrastructure | Green Field | Outdoor Green field-du Owned |  | Green Field | 2G+3G+4G+5G | BTS3900 | LTE-2CC | 2T2R | U2100 (F2) + U900 (F1+F2) | L800+L1800F1 | 1CC | 3028600 | 30 |  | 3 | N41 | 5 | 3 | [32 empty] | IIB | SHJ-2325-CSG-SAR-X-1
SHJ2326 | Site 11607 | NE | SHJ2326 | SHJ2326 | SHJL2326 | SHJNR2326 | On air | On air | On Air | On Air | 2012 | Permanent | 25.2188 | 55.6238 | Huawei | Outdoor | EITC Passive Infrastructure | Green Field | Outdoor Green field-du Owned |  | Green Field | 2G+3G+4G+5G | BTS3900 | LTE-3CC | 2T2R | U2100 (F2) + U900 (F1+F2) | L800+L1800F1+L1800F2 | 1CC | 3028600 | 30 |  | 3 | N41 | 3 | 3 | [32 empty] | IIB | SHJ-2326-CSG-SAR-X-1
SHJ2327 | Site 11608 | NE | SHJ2327 | SHJ2327 | SHJL2327 | SHJNR2327 | On air | On air | On Air | On Air | 2012 | Permanent | 25.2272 | 55.6382 | Huawei | Outdoor | EITC Passive Infrastructure | Green Field | Outdoor Green field-du Owned |  | Green Field | 2G+3G+4G+5G | BTS3900 | LTE-2CC | 2T2R | U2100 (F2) + U900 (F1+F2) | L800+L1800F1 | 1CC | 3028600 | 30 |  | 3 | N41 | 3 | 3 | [32 empty] | IIB | SHJ-2327-CSG-SAR-X-1
SHJ2328 | Site 11609 | NE |  | SHJ2328 | SHJL2328 | SHJNR2328 |  | On air | On Air | On Air | 2022 | Permanent | 25.2116 | 55.6273 | Huawei | Outdoor | EITC Passive Infrastructure | Green Field | Outdoor Taawn-du Lead |  | Green Field | 3G+4G+5G | BTS3900A | LTE-3CC | 2T2R | U2100 (F2) + U900 (F1) | L800+L1800F1+L1800F2 | 1CC | 3028600 | 38 |  | 3 | N41 | 3 | 3 | [32 empty] | IIB | SHJ-2328-CSG-IXR-E-1
SHJ2329 | Site 11610 | NE | SHJ2329 | SHJ2329 | SHJL2329 | SHJNR2329 | On air | On air | On Air | On Air | 2011 | Permanent | 25.2931 | 55.4592 | Huawei | Outdoor | EITC Passive Infrastructure | Roof Top | RT-du Owned |  | Roof Top | 2G+3G+4G+5G | BTS3900A | LTE-2CC | 2T2R | U2100 (F2) + U900 (F1+F2) | L800+L1800F1 | 2CC | 3009900 | 20 |  | 3 | N78 | 3 | 3 | [32 empty] | IIB | SHJ-2329-CSG-SAR-X-1
SHJ2331 | Site 11611 | NE |  | SHJ2331 | SHJL2331 | SHJNR2331 |  | On air | On Air | On Air | 2010 | Permanent | 25.1274 | 55.8525 | Huawei | Outdoor | Site Sharing | Site Share | Outdoor Site Sharing-Etisalat Owned |  | Site Share | 3G+4G+5G | BTS3900A | LTE-3CC | 2T2R | U2100 (F2) + U900 (F1+F2) | L700+L800+L1800F1+L1800F2 | 1CC | 3000018 | 28.7 |  | 3 | N41 | 3 | 3 | [32 empty] | IIB | SHJ-2331-CSG-IXR-E-1
SHJ2332 | Site 11612 | NE | SHJ2332 | SHJ2332 | SHJL2332 |  | On air | On air | On Air |  | 2013 | Permanent | 25.2267 | 55.9099 | Huawei | Outdoor | Site Sharing | Site Share | Outdoor Site Sharing-Etisalat Owned |  | Site Share | 2G+3G+4G | BTS3900A | LTE-4CC | 2T2R | U2100 (F2) + U900 (F1+F2) | L800+L1800F1+L1800F2+L2100 |  | 3000051 | 28.7 |  |  |  | 3 | [33 empty] | IIB | SHJ-2332-CSG-IXR-E-1
SHJ2333 | Site 11613 | NE | SHJ2333 | SHJ2333 | SHJL2333 | SHJNR2333 | On air | On air | On Air | On Air | 2011 | Permanent | 25.3072 | 55.5172 | Huawei | Outdoor | Site Sharing | Site Share | Outdoor Site Sharing-Etisalat Owned |  | Site Share | 2G+3G+4G+5G | BTS3900 | LTE | 2T2R | U2100 (F2) + U900 (F1+F2) | L1800F1 | 2CC | 3002400 | 25 |  | 3 | N78 | 4 | 3 | [32 empty] | IIB | SHJ-2333-CSG-SAR-X-1
SHJ2334 | Site 11614 | NE | SHJ2334 | SHJ2334 | SHJL2334 | SHJNR2334 | On air | On air | On Air | On Air | 2010 | Permanent | 25.3417 | 55.6226 | Huawei | Outdoor | Site Sharing | Site Share | Outdoor Site Sharing-Etisalat Owned |  | Site Share | 2G+3G+4G+5G | BTS3900 | LTE | 2T2R | U2100 (F2) + U900 (F1+F2) | L1800F1 | 1CC | 3001301 | 30 |  | 3 | N41 | 3 | 3 | [32 empty] | IIB | SHJ-2334-CSG-SAR-X-1
SHJ2335 | Site 11615 | NE | SHJ2335 | SHJ2335 | SHJL2335 | SHJNR2335 | On air | On air | On Air | On Air | 2010 | Permanent | 25.3531 | 55.6272 | Huawei | Outdoor | Site Sharing | Site Share | Outdoor Site Sharing-Etisalat Owned |  | Site Share | 2G+3G+4G+5G | BTS3900 | LTE-4CC | 2T2R | U2100 (F2) + U900 (F1+F2) | L800+L1800F1+L1800F2+L2100 | 1CC | 3001301 | 30 |  | 3 | N41 | 5 | 3 | [32 empty] | IIB | SHJ-2335-CSG-SAR-X-1
SHJ2336 | Site 11616 | NE | SHJ2336 | SHJ2336 | SHJL2336 | SHJNR2336 | On air | On air | On Air | On Air | 2010 | Permanent | 25.347 | 55.6424 | Huawei | Outdoor | Site Sharing | Site Share | Outdoor Site Sharing-Etisalat Owned |  | Site Share | 2G+3G+4G+5G | BTS3900 | LTE-4CC | 2T2R | U2100 (F2) + U900 (F1+F2) | L800+L1800F1+L1800F2+L2100 | 1CC | 3001301 | 30 |  | 3 | N41 | 3 | 3 | [32 empty] | IIB | SHJ-2336-CSG-IXR-E-1
SHJ2338 | Site 11617 | NE | SHJ2338 | SHJ2338 | SHJL2338 | SHJNR2338 | On air | On air | On Air | On Air | 2010 | Permanent | 25.3134 | 55.4501 | Huawei | Outdoor | EITC Passive Infrastructure | Roof Top | RT-du Owned |  | Roof Top | 2G+3G+4G+5G | BTS3900A | LTE-4CC | 4T4R | U2100 (F2) + U900 (F1+F2) | L800+L1800F1+L1800F2+L2100 | 2CC | 3009900 | 18.65 |  | 3 | N78 | 3 | 3 | [32 empty] | IIB | SHJ-2338-CSG-SAR-X-1
SHJ2339 | Site 11618 | NE | SHJ2339 | SHJ2339 | SHJL2339 | SHJNR2339 | On air | On air | On Air | On Air | 2010 | Permanent | 25.2996 | 55.4466 | Huawei | Outdoor | EITC Passive Infrastructure | Roof Top | RT-du Owned |  | Roof Top | 2G+3G+4G+5G | BTS3900A | LTE-4CC | 4T4R | U2100 (F2) + U900 (F1+F2) | L800+L1800F1+L1800F2+L2100 | 2CC | 3009900 | 21.3 |  | 3 | N78 | 3 | 3 | [32 empty] | IIB | SHJ-2339-CSG-SAR-X-1
SHJ2340 | Site 11619 | NE | SHJ2340 | SHJ2340 | SHJL2340 | SHJNR2340 | On air | On air | On Air | On Air | 2010 | Permanent | 25.2945 | 55.4447 | Huawei | Outdoor | EITC Passive Infrastructure | Roof Top | RT-du Owned |  | Roof Top | 2G+3G+4G+5G | BTS3900 | LTE-4CC | 4T4R | U2100 (F2) + U900 (F1+F2) | L800+L1800F1+L1800F2+L2100 | 2CC | 3009900 | 20 |  | 3 | N78 | 3 | 3 | [32 empty] | IIB | SHJ-2340-CSG-SAR-X-1
SHJ2341 | Site 11620 | NE | SHJ2341 | SHJ2341 | SHJL2341 | SHJNR2341 | On air | On air | On Air | On Air | 2011 | Permanent | 25.3204 | 55.3972 | Huawei | Outdoor | EITC Passive Infrastructure | Roof Top | RT-du Owned |  | Roof Top | 2G+3G+4G+5G | BTS3900 | LTE-3CC | 2T2R | U2100 (F2) + U900 (F1+F2) | L800+L1800F1+L1800F2 | 2CC | 3009600 | 18.35 |  | 3 | N78 | 3 | 3 | [32 empty] | IIB | SHJ-2341-CSG-SAR-X-1
SHJ2342 | Site 11621 | NE | SHJ2342 | SHJ2342 | SHJL2342 | SHJNR2342 | On air | On air | On Air | On Air | 2010 | Permanent | 25.3227 | 55.5039 | Huawei | Outdoor | EITC Passive Infrastructure | Roof Top | RT-du Owned |  | Roof Top | 2G+3G+4G+5G | BTS3900 | LTE-2CC | 2T2R | U2100 (F2) + U900 (F1+F2) | L800+L1800F1 | 2CC | 3002100 | 22.55 |  | 3 | N78 | 3 | 3 | [32 empty] | IIB | SHJ-2342-CSG-IXR-E-1
SHJ2343 | Site 11622 | NE | SHJ2343 | SHJ2343 | SHJL2343 | SHJNR2343 | On air | On air | On Air | On Air | 2012 | Permanent | 25.3197 | 55.5149 | Huawei | Outdoor | EITC Passive Infrastructure | Roof Top | RT-du Owned |  | Roof Top | 2G+3G+4G+5G | BTS3900 | LTE-2CC | 2T2R | U2100 (F2) + U900 (F1+F2) | L800+L1800F1 | 2CC | 3010900 | 23 |  | 3 | N78 | 3 | 3 | [32 empty] | IIB | SHJ-2343-CSG-IXR-E-1
SHJ2344 | Site 11623 | NE | SHJ2344 | SHJ2344 | SHJL2344 | SHJNR2344 | On air | On air | On Air | On Air | 2010 | Permanent | 25.2817 | 55.5223 | Huawei | Outdoor | Site Sharing | Site Share | Outdoor Site Sharing-Etisalat Owned |  | Site Share | 2G+3G+4G+5G | BTS3900A | LTE-2CC | 2T2R | U2100 (F2) + U900 (F1+F2) | L800+L1800F1 | 2CC | 3002400 | 30 |  | 3 | N78 | 4 | 3 | [32 empty] | IIB | SHJ-2344-CSG-IXR-E-1
SHJ2346 | Site 11624 | NE | SHJ2346 | SHJ2346 | SHJL2346 | SHJNR2346 | On air | On air | On Air | On Air | 2013 | Permanent | 25.2809 | 55.4994 | Huawei | Outdoor | EITC Passive Infrastructure | Green Field | Outdoor Green field-du Owned |  | Green Field | 2G+3G+4G+5G | BTS3900A | LTE-2CC | 2T2R | U2100 (F2) + U900 (F1+F2) | L800+L1800F1 | 2CC | 3002300 | 30 |  | 3 | N78 | 4 | 3 | [32 empty] | IIB | SHJ-2346-CSG-SAR-X-1
SHJ2347 | Site 11625 | NE | SHJ2347 | SHJ2347 | SHJL2347 | SHJNR2347 | On air | On air | On Air | On Air | 2010 | Permanent | 25.294 | 55.4263 | Huawei | Outdoor | EITC Passive Infrastructure | Roof Top | RT-du Owned |  | Roof Top | 2G+3G+4G+5G | BTS3900A | LTE-3CC | 2T2R | U2100 (F2) + U900 (F1+F2) | L800+L1800F1+L1800F2 | 2CC | 3008700 | 15.5 |  | 3 | N78 | 3 | 3 | [32 empty] | IIB | SHJ-2347-CSG-SAR-X-1
SHJ2348 | Site 11626 | NE | SHJ2348 | SHJ2348 | SHJL2348 | SHJNR2348 | On air | On air | On Air | On Air | 2011 | Permanent | 25.2937 | 55.4135 | Huawei | Outdoor | Site Sharing | Site Share | Outdoor Site Sharing-Etisalat Owned |  | Site Share | 2G+3G+4G+5G | BTS3900A | LTE-4CC | 4T4R | U2100 (F2) + U900 (F1+F2) | L800+L1800F1+L1800F2+L2100 | 2CC | 3008800 | 25 |  | 3 | N78 | 3 | 3 | [32 empty] | IIB | SHJ-2348-CSG-IXR-E-1
SHJ2351 | Site 11627 | NE | SHJ2351 | SHJ2351 | SHJL2351 | SHJNR2351 | On air | On air | On Air | On Air | 2010 | Permanent | 25.3079 | 55.4033 | Huawei | Outdoor | EITC Passive Infrastructure | Roof Top | RT-du Owned |  | Roof Top | 2G+3G+4G+5G | BTS3900A | LTE-4CC | 4T4R | U2100 (F2) + U900 (F1+F2) | L800+L1800F1+L1800F2+L2100 | 2CC | 3009200 | 19.1 |  | 3 | N78 | 3 | 3 | [32 empty] | IIB | SHJ-2351-CSG-SAR-X-1
SHJ2352 | Site 11628 | NE | SHJ2352 | SHJ2352 | SHJL2352 | SHJNR2352 |  | On air | On Air | On Air | 2010 | Permanent | 25.3047 | 55.3944 | Huawei | Outdoor | EITC Passive Infrastructure | Roof Top | RT-du Owned |  | Roof Top | 3G+4G+5G | BTS3900A | LTE-4CC | 2T2R | U2100 (F2) + U900 (F1+F2) | L800+L1800F1+L1800F2+L2100 | 2CC | 3009100 | 15.4 |  | 3 | N78 | 3 | 3 | [32 empty] | IIB | SHJ-2352-CSG-IXR-E-1
SHJ2353 | Site 11629 | NE | SHJ2353 | SHJ2353 | SHJL2353 | SHJNR2353 | On air | On air | On Air | On Air | 2010 | Permanent | 25.3167 | 55.4168 | Huawei | Outdoor | EITC Passive Infrastructure | Roof Top | RT-du Owned |  | Roof Top | 2G+3G+4G+5G | BTS3900A | LTE-4CC | 2T2R | U2100 (F2) + U900 (F1+F2) | L800+L1800F1+L1800F2+L2100 | 2CC | 3008300 | 14 |  | 3 | N78 | 3 | 3 | [32 empty] | IIB | SHJ-2353-CSG-ASR920-LD-1
SHJ2354 | Site 11630 | NE | SHJ2354 | SHJ2354 | SHJL2354 | SHJNR2354 | On air | On air | On Air | On Air | 2011 | Permanent | 25.3204 | 55.4205 | Huawei | Outdoor | Site Sharing | Site Share | Outdoor Site Sharing-Etisalat Owned |  | Site Share | 2G+3G+4G+5G | BTS3900 | LTE-4CC | 4T4R | U2100 (F2) + U900 (F1+F2) | L800+L1800F1+L1800F2+L2100 | 2CC | 3008300 | 30 |  | 3 | N78 | 3 | 3 | [32 empty] | IIB | SHJ-2354S-CSG-ASR920-LD-1
SHJ2355 | Site 11631 | NE | SHJ2355 | SHJ2355 | SHJL2355 | SHJNR2355 | On air | On air | On Air | On Air | 2013 | Permanent | 25.3284 | 55.3999 | Huawei | Outdoor | EITC Passive Infrastructure | Green Field | Outdoor Green field-du Owned |  | Green Field | 2G+3G+4G+5G | BTS3900A | LTE-4CC | 2T2R | U2100 (F2) + U900 (F1+F2) | L800+L1800F1+L1800F2+L2100 | 2CC | 3009300 | 30 |  | 3 | N78 | 3 | 3 | [32 empty] | IIB | SHJ-2355-CSG-ASR920-LD-1
SHJ2357 | Site 11632 | NE | SHJ2357 | SHJ2357 | SHJL2357 | SHJNR2357 | On air | On air | On Air | On Air | 2012 | Permanent | 25.3503 | 55.4273 | Huawei | Outdoor | Site Sharing | Site Share | Outdoor Site Sharing-Etisalat Owned |  | Site Share | 2G+3G+4G+5G | BTS3900 | LTE-3CC | 2T2R | U2100 (F2) + U900 (F1+F2) | L800+L1800F1+L1800F2 | 2CC | 3003500 | 30 |  | 3 | N78 | 3 | 3 | [32 empty] | IIB | SHJ-2357-CSG-SAR-X-1
SHJ2358 | Site 11633 | NE | SHJ2358 | SHJ2358 | SHJL2358 | SHJNR2358 | On air | On air | On Air | On Air | 2012 | Permanent | 25.3286 | 55.4406 | Huawei | Outdoor | Site Sharing | Site Share | Outdoor Site Sharing-Etisalat Owned |  | Site Share | 2G+3G+4G+5G | BTS3900A | LTE-3CC | 2T2R | U2100 (F2) + U900 (F1+F2) | L800+L1800F1+L1800F2 | 2CC | 3003200 | 30 |  | 3 | N78 | 3 | 3 | [32 empty] | IIB | SHJ-2358-CSG-ASR920-LD-1
SHJ2359 | Site 11634 | NE | SHJ2359 | SHJ2359 | SHJL2359 | SHJNR2359 | On air | On air | On Air | On Air | 2012 | Permanent | 25.3697 | 55.4327 | Huawei | Outdoor | EITC Passive Infrastructure | Green Field | Outdoor Green field-du Owned |  | Green Field | 2G+3G+4G+5G | BTS3900 | LTE-4CC | 2T2R | U2100 (F2) + U900 (F1+F2) | L800+L1800F1+L1800F2+L2100 | 2CC | 3005000 | 30 |  | 3 | N78 | 4 | 3 | [32 empty] | IIB | SHJ-2359-CSG-SAR-X-1
SHJ2361 | Site 11635 | NE | SHJ2361 | SHJ2361 | SHJL2361 | SHJNR2361 | On air | On air | On Air | On Air | 2011 | Permanent | 25.3883 | 55.4158 | Huawei | Outdoor | Site Sharing | Site Share | Outdoor Site Sharing-Etisalat Owned |  | Site Share | 2G+3G+4G+5G | BTS3900 | LTE-2CC | 2T2R | U2100 (F2) + U900 (F1+F2) | L800+L1800F1 | 2CC | 3006800 | 30 |  | 3 | N78 | 3 | 3 | [32 empty] | IIB | SHJ-2361-CSG-IXR-E-1
SHJ2362 | Site 11636 | NE | SHJ2362 | SHJ2362 | SHJL2362 | SHJNR2362 | On air | On air | On Air | On Air | 2011 | Permanent | 25.3777 | 55.3995 | Huawei | Outdoor | EITC Passive Infrastructure | Roof Top | RT-du Owned |  | Roof Top | 2G+3G+4G+5G | BTS3900A | LTE-4CC | 2T2R | U2100 (F2) + U900 (F1+F2) | L800+L1800F1+L1800F2+L2100 | 2CC | 3007100 | 27 |  | 3 | N78 | 3 | 3 | [32 empty] | IIB | SHJ-2362-CSG-ASR920-LD-1
SHJ2363 | Site 11637 | NE | SHJ2363 | SHJ2363 | SHJL2363 | SHJNR2363 | On air | On air | On Air | On Air | 2011 | Permanent | 25.3113 | 55.393 | Huawei | Outdoor | EITC Passive Infrastructure | Roof Top | RT-du Owned |  | Roof Top | 2G+3G+4G+5G | BTS3900A | LTE | 2T2R | U2100 (F2) + U900 (F1+F2) | L800 | 2CC | 3009600 | 13.7 |  | 3 | N78 | 4 | 3 | [32 empty] | IIB | SHJ-2363-CSG-SAR-X-1
SHJ2364 | Site 11638 | NE | SHJ2364 | SHJ2364 | SHJL2364 | SHJNR2364 | On air | On air | On Air | On Air | 2012 | Permanent | 25.4226 | 55.6446 | Huawei | Outdoor | Site Sharing | Site Share | Outdoor Site Sharing-Etisalat Owned |  | Site Share | 2G+3G+4G+5G | BTS3900 | LTE-3CC | 2T2R | U2100 (F2) + U900 (F1+F2) | L800+L1800F1+L1800F2 | 1CC | 3001801 | 35 |  | 3 | N41 | 3 | 3 | [32 empty] | IIB | SHJ-2364-CSG-IXR-E-1
SHJ2365 | Site 11639 | NE | SHJ2365 | SHJ2365 | SHJL2365 | SHJNR2365 | On air | On air | On Air | On Air | 2010 | Permanent | 25.2808 | 55.5825 | Huawei | Outdoor | EITC Passive Infrastructure | Green Field | Outdoor Green field-du Owned |  | Green Field | 2G+3G+4G+5G | BTS3900A | LTE-3CC | 2T2R | U2100 (F2) + U900 (F1+F2) | L800+L1800F1+L1800F2 | 1CC | 3001200 | 40 |  | 3 | N41 | 3 | 3 | [32 empty] | IIB | SHJ-2365-CSG-IXR-E-1
SHJ2367 | Site 11640 | NE | SHJ2367 | SHJ2367 | SHJL2367 | SHJNR2367 | On air | On air | On Air | On Air | 2010 | Permanent | 25.3732 | 55.396 | Huawei | Outdoor | EITC Passive Infrastructure | Roof Top | RT-du Owned |  | Roof Top | 2G+3G+4G+5G | BTS3900A | LTE-4CC | 2T2R | U2100 (F2) + U900 (F1+F2) | L800+L1800F1+L1800F2+L2100 | 2CC | 3007100 | 9 |  | 3 | N78 | 3 | 3 | [32 empty] | IIB | SHJ-2367-CSG-SAR-X-1
SHJ2368 | Site 11641 | NE | SHJ2368 | SHJ2368 | SHJL2368 | SHJNR2368 | On air | On air | On Air | On Air | 2011 | Permanent | 25.3311 | 55.4534 | Huawei | Outdoor | Site Sharing | Site Share | Outdoor Site Sharing-Etisalat Owned |  | Site Share | 2G+3G+4G+5G | BTS3900A | LTE | 2T2R | U2100 (F2) + U900 (F1+F2) | L1800F1 | 2CC | 3002800 | 30 |  | 3 | N78 | 3 | 3 | [32 empty] | IIB | SHJ-2368-CSG-IXR-E-1
SHJ2369 | Site 11642 | NE | SHJ2369 | SHJ2369 | SHJL2369 | SHJNR2369 | On air | On air | On Air | On Air | 2012 | Permanent | 25.3099 | 55.4108 | Huawei | Outdoor | EITC Passive Infrastructure | Roof Top | RT-du Owned |  | Roof Top | 2G+3G+4G+5G | BTS3900 | LTE-4CC | 4T4R | U2100 (F2) + U900 (F1+F2) | L800+L1800F1+L1800F2+L2100 | 2CC | 3009000 | 11.44 |  | 3 | N78 | 4 | 3 | [32 empty] | IIB | SHJ-2369-CSG-IXR-E-1
SHJ2370 | Site 11643 | NE |  | SHJ2370 | SHJL2370 | SHJNR2370 |  | On air | On Air | On Air | 2010 | Permanent | 25.3559 | 55.389 | Huawei | Outdoor | EITC Passive Infrastructure | Roof Top | RT-du Owned |  | Roof Top | 3G+4G+5G | BTS3900A | LTE-4CC | 2T2R | U2100 (F2) + U900 (F1+F2) | L800+L1800F1+L1800F2+L2100 | 2CC | 3006200 | 40 |  | 3 | N78 | 3 | 3 | [32 empty] | IIB | SHJ-2370-CSG-SAR-X-1
SHJ2371 | Site 11644 | NE |  | SHJ2371 | SHJL2371 | SHJNR2371 |  | On air | On Air | On Air | 2011 | Permanent | 25.3455 | 55.3879 | Huawei | Outdoor | EITC Passive Infrastructure | Roof Top | RT-du Owned |  | Roof Top | 3G+4G+5G | BTS3900 | LTE-3CC | 2T2R | U2100 (F2)+U900)F1+F2) | L800+L1800F1+L1800F2 | 1CC | 3007600 | 15.3 |  | 3 | N41 | 3 | 3 | [32 empty] | IIB | SHJ-2371-CSG-IXR-E-1
SHJ2373 | Site 11645 | NE |  | SHJ2373 | SHJL2373 | SHJNR2373 |  | On air | On Air | On Air | 2010 | Permanent | 25.361 | 55.3878 | Huawei | Outdoor | EITC Passive Infrastructure | Roof Top | RT-du Owned |  | Roof Top | 3G+4G+5G | DBS3900 | LTE | 2T2R | U2100 (F2) | L1800F1 | 2CC | 3007400 | 13 |  | 3 | N78 | 4 | 3 | [32 empty] | IIB | SHJ-2373-CSG-IXR-E-1
SHJ2374 | Site 11646 | NE | SHJ2374 | SHJ2374 | SHJL2374 | SHJNR2374 | On air | On air | On Air | On Air | 2011 | Permanent | 25.3573 | 55.3953 | Huawei | Outdoor | EITC Passive Infrastructure | Roof Top | RT-du Owned |  | Roof Top | 2G+3G+4G+5G | BTS3900 | LTE-4CC | 2T2R | U2100 (F2) + U900 (F1+F2) | L800+L1800F1+L1800F2+L2100 | 1CC | 3006100 | 12.4 |  | 3 | N41 | 3 | 3 | [32 empty] | IIB | SHJ-2374-CSG-SAR-X-1
SHJ2375 | Site 11647 | NE |  | SHJ2375 | SHJL2375 | SHJNR2375 |  | On air | On Air | On Air | 2010 | Permanent | 25.3591 | 55.3886 | Huawei | Outdoor | EITC Passive Infrastructure | Roof Top | RT-du Owned |  | Roof Top | 3G+4G+5G | DBS3900 | LTE | 2T2R | U2100 (F2) | L1800F1 | 2CC | 3007400 | 13 |  | 2 | N78 | 3 | 2 | [32 empty] | IIB | SHJ-2375-CSG-ASR920-LD-1
SHJ2377 | Site 11648 | NE |  | SHJ2377 | SHJL2377 | SHJNR2377 |  | On air | On Air | On Air | 2010 | Permanent | 25.3571 | 55.3909 | Huawei | Outdoor | EITC Passive Infrastructure | Roof Top | RT-du Owned |  | Roof Top | 3G+4G+5G | DBS3900 | LTE-4CC | 2T2R | U2100 (F2) + U900 (F1+F2) | L800+L1800F1+L1800F2+L2100 | 1CC | 3006300 | 11 |  | 1 | N41 | 3 | 1 | [32 empty] | IIB | SHJ-2377-CSG-SAR-X-1
SHJ2378 | Site 11649 | NE |  | SHJ2378 | SHJL2378 | SHJNR2378 |  | On air | On Air | On Air | 2016 | Permanent | 25.3591 | 55.391 | Huawei | Outdoor | EITC Passive Infrastructure | Roof Top | RT-du Owned |  | Roof Top | 3G+4G+5G | BTS3900A | LTE-4CC | 2T2R | U2100 (F2) + U900 (F1+F2) | L800+L1800F1+L1800F2+L2100 | 1CC | 3006300 | 28 |  | 3 | N41 | 3 | 3 | [32 empty] | IIB | SHJ-2378-CSG-IXR-E-1
SHJ2379 | Site 11650 | NE |  | SHJ2379 | SHJL2379 | SHJNR2379 |  | On air | On Air | On Air | 2012 | Permanent | 25.3493 | 55.3936 | Huawei | Outdoor | EITC Passive Infrastructure | Roof Top | RT-du Owned |  | Roof Top | 3G+4G+5G | DBS3900 | LTE-4CC | 2T2R | U2100 (F2) + U900 (F1+F2) | L800+L1800F1+L1800F2+L2100 | 1CC | 3010100 | 12 |  | 2 | N41 | 2 | 2 | [32 empty] | IIB | SHJ-2379-CSG-SAR-X-1
SHJ2392 | Site 11651 | NE |  | SHJ2392 | SHJL2392 | SHJNR2392 |  | On air | On Air | On Air | 2018 | Permanent | 25.2882 | 55.4297 | Huawei | Outdoor | EITC Passive Infrastructure | Roof Top | RT-du Owned |  | Roof Top | 3G+4G+5G | BTS3900A | LTE-4CC | 2T2R | U2100 (F2) + U900 (F1+F2) | L700+L800+L1800F1+L1800F2+L2100 | 2CC | 3008600 | 19 |  | 3 | N78 | 4 | 3 | [32 empty] | IIB | SHJ-2392-CSG-IXR-E-1
SHJ2467 | Site 11652 | NE | SHJ2467 | SHJ2467 | SHJL2467 | SHJNR2467 | On air | On air | On Air | On Air | 2011 | Permanent | 25.3511 | 55.4038 | Huawei | Outdoor | EITC Passive Infrastructure | Roof Top | RT-du Owned |  | Roof Top | 2G+3G+4G+5G | BTS3900A | LTE-4CC | 2T2R | U2100 (F2) + U900 (F1+F2) | L800+L1800F1+L1800F2+L2100 | 2CC | 3005900 | 13.7 |  | 3 | N78 | 3 | 3 | [32 empty] | IIB | SHJ-2467-CSG-ASR920-LD-1
SHJ2473 | Site 11653 | NE | SHJ2473 | SHJ2473 | SHJL2473 | SHJNR2473 | On air | On air | On Air | On Air | 2012 | Permanent | 25.2782 | 55.4754 | Huawei | Outdoor | EITC Passive Infrastructure | Green Field | Outdoor Green field-du Owned |  | Green Field | 2G+3G+4G+5G | BTS3900 | LTE-2CC | 2T2R | U2100 (F2) + U900 (F1+F2) | L800+L1800F1 | 2CC | 3008000 | 28.7 |  | 3 | N78 | 4 | 3 | [32 empty] | IIB | SHJ-2473-CSG-SAR-X-1
SHJ2474 | Site 11654 | NE | SHJ2474 | SHJ2474 | SHJL2474 | SHJNR2474 | On air | On air | On Air | On Air | 2011 | Permanent | 25.3043 | 55.4796 | Huawei | Outdoor | EITC Passive Infrastructure | Green Field | Outdoor Green field-du Owned |  | Green Field | 2G+3G+4G+5G | BTS3900 | LTE-2CC | 2T2R | U2100 (F2) + U900 (F1+F2) | L800+L1800F1 | 2CC | 3008000 | 28.7 |  | 3 | N78 | 3 | 3 | [32 empty] | IIB | SHJ-2474-CSG-IXR-E-1
SHJ2475 | Site 11655 | NE | SHJ2475 | SHJ2475 | SHJL2475 |  | On air | On air | On Air |  | 2012 | Permanent | 25.3044 | 55.489 | Huawei | Outdoor | EITC Passive Infrastructure | Green Field | Outdoor Green field-du Owned |  | Green Field | 2G+3G+4G | BTS3900 | LTE-2CC | 2T2R | U2100 (F2) | L800+L1800F1 |  | 3008000 | 28.7 |  |  |  | 3 | [33 empty] | IIB | SHJ-2475-CSG-ASR920-LD-1
SHJ2476 | Site 11656 | NE | SHJ2476 | SHJ2476 | SHJL2476 | SHJNR2476 | On air | On air | On Air | On Air | 2012 | Permanent | 25.2882 | 55.4825 | Huawei | Outdoor | EITC Passive Infrastructure | Green Field | Outdoor Green field-du Owned |  | Green Field | 2G+3G+4G+5G | BTS3900 | LTE-3CC | 2T2R | U2100 (F2) + U900 (F1+F2) | L800+L1800F1+L1800F2 | 2CC | 3008000 | 28.7 |  | 3 | N78 | 3 | 3 | [32 empty] | IIB | SHJ-2476-CSG-ASR920-LD-1
SHJ2481 | Site 11657 | NE | SHJ2481 | SHJ2481 | SHJL2481 | SHJNR2481 | On air | On air | On Air | On Air | 2011 | Permanent | 25.3644 | 55.4011 | Huawei | Outdoor | EITC Passive Infrastructure | Roof Top | RT-du Owned |  | Roof Top | 2G+3G+4G+5G | BTS3900 | LTE-4CC | 2T2R | U2100 (F2) + U900 (F1+F2) | L800+L1800F1+L1800F2+L2100 | 2CC | 3005600 | 16.35 |  | 3 | N78 | 3 | 3 | [32 empty] | IIB | SHJ-2481-CSG-IXR-E-1
SHJ2482 | Site 11658 | NE | SHJ2482 | SHJ2482 | SHJL2482 | SHJNR2482 | On air | On air | On Air | On Air | 2014 | Permanent | 25.2789 | 55.6936 | Huawei | Outdoor | EITC Passive Infrastructure | Green Field | Outdoor Green field-du Owned |  | Green Field | 2G+3G+4G+5G | BTS3900 | LTE-2CC | 2T2R | U2100 (F2) + U900 (F1+F2) | L800+L1800F1 | 1CC | 3000022 | 28.7 |  | 3 | N41 | 3 | 3 | [32 empty] | IIB | SHJ-2482-CSG-SAR-X-1
SHJ2483 | Site 11659 | NE | SHJ2483 | SHJ2483 | SHJL2483 | SHJNR2483 | On air | On air | On Air | On Air | 2013 | Permanent | 25.3634 | 55.3945 | Huawei | Outdoor | EITC Passive Infrastructure | Roof Top | RT-du Owned |  | Roof Top | 2G+3G+4G+5G | BTS3900A | LTE-4CC | 4T4R | U2100 (F2) + U900 (F1+F2) | L800+L1800F1+L1800F2+L2100 | 2CC | 3006400 | 30.85 |  | 3 | N78 | 3 | 3 | [32 empty] | IIB | SHJ-2483-CSG-SAR-X-1
SHJ2485 | Site 11660 | NE | SHJ2485 | SHJ2485 | SHJL2485 | SHJNR2485 | On air | On air | On Air | On Air | 2010 | Permanent | 25.3189 | 55.6101 | Huawei | Outdoor | Site Sharing | Site Share | Outdoor Site Sharing-Etisalat Owned |  | Site Share | 2G+3G+4G+5G | BTS3900A | LTE-4CC | 2T2R | U2100 (F2) + U900 (F1+F2) | L800+L1800F1+L1800F2+L2100 | 1CC | 3001301 | 28.7 |  | 3 | N41 | 3 | 3 | [32 empty] | IIB | SHJ-2485-CSG-SAR-X-1
SHJ2486 | Site 11661 | NE | SHJ2486 | SHJ2486 | SHJL2486 | SHJNR2486 | On air | On air | On Air | On Air | 2011 | Permanent | 25.2866 | 55.4877 | Huawei | Outdoor | EITC Passive Infrastructure | Green Field | Outdoor Green field-du Owned |  | Green Field | 2G+3G+4G+5G | BTS3900 | LTE-2CC | 2T2R | U2100 (F2) + U900 (F1+F2) | L800+L1800F1 | 2CC | 3002600 | 28.7 |  | 3 | N78 | 3 | 3 | [32 empty] | IIB | SHJ-2486-PREAGG-SR7-1
SHJ2501 | Site 11662 | NE | SHJ2501 | SHJ2501 | SHJL2501 | SHJNR2501 | On air | On air | On Air | On Air | 2013 | Permanent | 25.3057 | 55.4351 | Huawei | Outdoor | EITC Passive Infrastructure | Green Field | Outdoor Green field-du Owned |  | Green Field | 2G+3G+4G+5G | BTS3900 | LTE-4CC | 4T4R | U2100 (F2) + U900 (F1+F2) | L700+L800+L1800F1+L1800F2+L2100 | 2CC | 3008100 | 28.7 |  | 3 | N78 | 3 | 3 | [32 empty] | IIB | SHJ-2501-CSG-SAR-X-1
SHJ2502 | Site 11663 | NE | SHJ2502 | SHJ2502 | SHJL2502 | SHJNR2502 | On air | On air | On Air | On Air | 2010 | Permanent | 25.3345 | 55.4483 | Huawei | Outdoor | Site Sharing | Site Share | Outdoor Site Sharing-Etisalat Owned |  | Site Share | 2G+3G+4G+5G | BTS3900 | LTE-2CC | 2T2R | U2100 (F2) + U900 (F1+F2) | L800+L1800F1 | 2CC | 3003100 | 25 |  | 3 | N78 | 3 | 3 | [32 empty] | IIB | SHJ-2502-CSG-ASR920-LD-1
SHJ2503 | Site 11664 | NE | SHJ2503 | SHJ2503 | SHJL2503 | SHJNR2503 | On air | On air | On Air | On Air | 2010 | Permanent | 25.2996 | 55.4739 | Huawei | Outdoor | Site Sharing | Site Share | Outdoor Site Sharing-Etisalat Owned |  | Site Share | 2G+3G+4G+5G | BTS3900 | LTE-4CC | 2T2R | U2100 (F2) + U900 (F1+F2) | L800+L1800F1+L1800F2+L2100 | 2CC | 3009900 | 25 |  | 3 | N78 | 3 | 3 | [32 empty] | IIB | SHJ-2503-CSG-SAR-X-1
SHJ2504 | Site 11665 | NE | SHJ2504 | SHJ2504 | SHJL2504 | SHJNR2504 | On air | On air | On Air | On Air | 2008 | Permanent | 25.3305 | 55.4191 | Huawei | Outdoor | EITC Passive Infrastructure | Green Field | Outdoor Green field-du Owned |  | Green Field | 2G+3G+4G+5G | BTS3900 | LTE-4CC | 4T4R | U2100 (F2) + U900 (F1+F2) | L800+L1800F1+L1800F2+L2100 | 2CC | 3008400 | 25 |  | 3 | N78 | 3 | 3 | [32 empty] | IIB | SHJ-2504-CSG-ASR920-LD-1
SHJ2505 | Site 11666 | NE | SHJ2505 | SHJ2505 | SHJL2505 | SHJNR2505 |  | On air | On Air | On Air | 2011 | Permanent | 25.3777 | 55.4232 | Huawei | Outdoor | Site Sharing | Site Share | Outdoor Site Sharing-Etisalat Owned |  | Site Share | 3G+4G+5G | BTS3900 | LTE-3CC | 2T2R | U2100 (F2) + U900 (F1+F2) | L800+L1800F1+L1800F2 | 2CC | 3005300 | 25 |  | 3 | N78 | 3 | 3 | [32 empty] | IIB | SHJ-2505-CSG-IXR-E-1
SHJ2506 | Site 11667 | NE | SHJ2506 | SHJ2506 | SHJL2506 | SHJNR2506 | On air | On air | On Air | On Air | 2008 | Permanent | 25.3255 | 55.3908 | Huawei | Outdoor | EITC Passive Infrastructure | Roof Top | RT-du Owned |  | Roof Top | 2G+3G+4G+5G | BTS3900 | LTE-4CC | 4T4R | U2100 (F2) + U900 (F1+F2) | L800+L1800F1+L1800F2+L2100 | 3CC | 3010700 | 29 |  | 3 | N41+N78 | 4 | 3 | [32 empty] | IIB | SHJ-2506-CSG-SAR-8-1
SHJ2507 | Site 11668 | NE | SHJ2507 | SHJ2507 | SHJL2507 | SHJNR2507 | On air | On air | On Air | On Air | 2009 | Permanent | 25.3688 | 55.3919 | Huawei | Outdoor | EITC Passive Infrastructure | Roof Top | RT-du Owned |  | Roof Top | 2G+3G+4G+5G | BTS3900 | LTE-4CC | 4T4R | U2100 (F2) + U900 (F1+F2) | L800+L1800F1+L1800F2+L2100 | 2CC | 3007300 | 45.5 |  | 3 | N78 | 3 | 3 | [32 empty] | IIB | SHJ-2507-CSG-SAR-X-1
SHJ2508 | Site 11669 | NE | SHJ2508 | SHJ2508 | SHJL2508 | SHJNR2508 | Locked | On air | On Air | On Air | 2009 | Permanent | 25.2726 | 55.4928 | Huawei | Outdoor | EITC Passive Infrastructure | Green Field | Outdoor Green field-du Owned |  | Green Field | 2G+3G+4G+5G | BTS3900 | LTE-2CC | 2T2R | U2100 (F2) + U900 (F1+F2) | L800+L1800F1 | 2CC | 3002300 | 28.5 |  | 3 | N78 | 4 | 3 | [32 empty] | IIB | SHJ-2508-PREAGG-SR7-1
SHJ2509 | Site 11670 | NE | SHJ2509 | SHJ2509 | SHJL2509 | SHJNR2509 | Locked | On air | On Air | On Air | 2011 | Permanent | 25.3184 | 55.4504 | Huawei | Outdoor | Site Sharing | Site Share | Outdoor Site Sharing-Etisalat Owned |  | Site Share | 2G+3G+4G+5G | BTS3900 | LTE-3CC | 2T2R | U2100 (F2) + U900 (F1+F2) | L800+L1800F1+L1800F2 | 2CC | 3002900 | 25 |  | 3 | N78 | 4 | 3 | [32 empty] | IIB | SHJ-2509-CSG-ASR920-LD-1
SHJ2510 | Site 11671 | NE | SHJ2510 | SHJ2510 | SHJL2510 | SHJNR2510 | On air | On air | On Air | On Air | 2008 | Permanent | 25.3425 | 55.4408 | Huawei | Outdoor | Site Sharing | Site Share | Outdoor Site Sharing-Etisalat Owned |  | Site Share | 2G+3G+4G+5G | BTS3900 | LTE-4CC | 2T2R | U2100 (F2) + U900 (F1+F2) | L800+L1800F1+L1800F2+L2100 | 2CC | 3010000 | 25 |  | 3 | N78 | 4 | 3 | [32 empty] | IIB | SHJ-2510-CSG-SAR-X-1
SHJ2511 | Site 11672 | NE | SHJ2511 | SHJ2511 | SHJL2511 | SHJNR2511 | On air | On air | On Air | On Air | 2008 | Permanent | 25.2782 | 55.4569 | Huawei | Outdoor | EITC Passive Infrastructure | Green Field | Outdoor Green field-du Owned |  | Green Field | 2G+3G+4G+5G | BTS3900 | LTE-4CC | 2T2R | U2100 (F2) + U900 (F1+F2) | L800+L1800F1+L1800F2+L2100 | 2CC | 3008500 | 28.5 |  | 3 | N78 | 3 | 3 | [32 empty] | IIB | SHJ-2511-CSG-SAR-X-1
SHJ2512 | Site 11673 | NE | SHJ2512 | SHJ2512 | SHJL2512 | SHJNR2512 | On air | On air | On Air | On Air | 2010 | Permanent | 25.3877 | 55.424 | Huawei | Outdoor | Site Sharing | Site Share | Outdoor Site Sharing-Etisalat Owned |  | Site Share | 2G+3G+4G+5G | BTS3900 | LTE-3CC | 2T2R | U2100 (F2) + U900 (F1+F2) | L800+L1800F1+L1800F2 | 2CC | 3006700 | 25 |  | 3 | N78 | 3 | 3 | [32 empty] | IIB | SHJ-2512-CSG-SAR-X-1
SHJ2513 | Site 11674 | NE | SHJ2513 | SHJ2513 | SHJL2513 | SHJNR2513 | On air | On air | On Air | On Air | 2010 | Permanent | 25.3668 | 55.4539 | Huawei | Outdoor | Site Sharing | Site Share | Outdoor Site Sharing-Etisalat Owned |  | Site Share | 2G+3G+4G+5G | BTS3900 | LTE | 2T2R | U2100 (F2) + U900 (F1+F2) | L1800F1 | 2CC | 3028500 | 35 |  | 3 | N78 | 3 | 3 | [32 empty] | IIB | SHJ-2513-CSG-SAR-X-1
SHJ2514 | Site 11675 | NE | SHJ2514 | SHJ2514 | SHJL2514 | SHJNR2514 | On air | On air | On Air | On Air | 2009 | Permanent | 25.3094 | 55.418 | Huawei | Outdoor | Site Sharing | Site Share | Outdoor Site Sharing-Etisalat Owned |  | Site Share | 2G+3G+4G+5G | BTS3900 | LTE-4CC | 4T4R | U2100 (F2) + U900 (F1+F2) | L700+L800+L1800F1+L1800F2+L2100 | 2CC | 3009000 | 30 |  | 3 | N78 | 3 | 3 | [32 empty] | IIB | SHJ-2514-CSG-SAR-X-1
SHJ2515 | Site 11676 | NE | SHJ2515 | SHJ2515 | SHJL2515 | SHJNR2515 | On air | On air | On Air | On Air | 2009 | Permanent | 25.3749 | 55.437 | Huawei | Outdoor | EITC Passive Infrastructure | Green Field | Outdoor Green field-du Owned |  | Green Field | 2G+3G+4G+5G | BTS3900 | LTE-3CC | 2T2R | U2100 (F2) + U900 (F1+F2) | L800+L1800F1+L1800F2 | 2CC | 3005000 | 28.5 |  | 3 | N78 | 4 | 3 | [32 empty] | IIB | SHJ-2515-SCSG-SR7B-1
SHJ2516 | Site 11677 | NE | SHJ2516 | SHJ2516 | SHJL2516 | SHJNR2516 | On air | On air | On Air | On Air | 2008 | Permanent | 25.3239 | 55.3808 | Huawei | Outdoor | EITC Passive Infrastructure | Roof Top | RT-du Owned |  | Roof Top | 2G+3G+4G+5G | BTS3900 | LTE-4CC | 4T4R | U2100 (F2) + U900 (F1+F2) | L800+L1800F1+L1800F2+L2100 | 1CC | 3010500 | 47 |  | 3 | N41 | 3 | 3 | [32 empty] | IIB | SHJ-2516-CSG-SAR-X-1
SHJ2517 | Site 11678 | NE | SHJ2517 | SHJ2517 | SHJL2517 | SHJNR2517 | On air | On air | On Air | On Air | 2010 | Permanent | 25.3618 | 55.4397 | Huawei | Outdoor | Site Sharing | Site Share | Outdoor Site Sharing-Etisalat Owned |  | Site Share | 2G+3G+4G+5G | BTS3900A | LTE | 2T2R | U2100 (F2) | L1800F1 | 2CC | 3004900 | 30 |  | 3 | N78 | 3 | 3 | [32 empty] | IIB | SHJ-2517-CSG-IXR-E-1
SHJ2519 | Site 11679 | NE | SHJ2519 | SHJ2519 | SHJL2519 | SHJNR2519 | On air | On air | On Air | On Air | 2009 | Permanent | 25.3119 | 55.4858 | Huawei | Outdoor | Site Sharing | Site Share | Outdoor Site Sharing-Etisalat Owned |  | Site Share | 2G+3G+4G+5G | BTS3900 | LTE-3CC | 4T4R | U2100 (F2) + U900 (F1+F2) | L800+L1800F1+L1800F2 | 2CC | 3008000 | 30 |  | 3 | N78 | 3 | 3 | [32 empty] | IIB | SHJ-2519-CSG-SAR-X-1
SHJ2520 | Site 11680 | NE | SHJ2520 | SHJ2520 | SHJL2520 | SHJNR2520 | On air | On air | On Air | On Air | 2009 | Permanent | 25.3652 | 55.3929 | Huawei | Outdoor | EITC Passive Infrastructure | Roof Top | RT-du Owned |  | Roof Top | 2G+3G+4G+5G | BTS3900 | LTE-4CC | 4T4R | U2100 (F2) + U900 (F1+F2) | L800+L1800F1+L1800F2+L2100 | 2CC | 3007300 | 33 |  | 3 | N78 | 3 | 3 | [32 empty] | IIB | SHJ-2520-CSG-IXR-E-1
SHJ2521 | Site 11681 | NE |  | SHJ2521 | SHJL2521 | SHJNR2521 |  | On air | On Air | On Air | 2013 | Permanent | 25.3514 | 55.4225 | Huawei | Outdoor | EITC Passive Infrastructure | Green Field | Outdoor Green field-du Owned |  | Green Field | 3G+4G+5G | BTS3900 | LTE-2CC | 2T2R | U2100 (F2) + U900 (F1+F2) | L800+L1800F1 | 2CC | 3003800 | 30 |  | 3 | N78 | 3 | 3 | [32 empty] | IIB | SHJ-2521-CSG-SAR-X-1
SHJ2522 | Site 11682 | NE | SHJ2522 | SHJ2522 | SHJL2522 | SHJNR2522 | On air | On air | On Air | On Air | 2011 | Permanent | 25.3643 | 55.4134 | Huawei | Outdoor | Site Sharing | Site Share | Outdoor Site Sharing-Etisalat Owned |  | Site Share | 2G+3G+4G+5G | BTS3900 | LTE-4CC | 2T2R | U2100 (F2) + U900 (F1+F2) | L800+L1800F1+L1800F2+L2100 | 2CC | 3004100 | 25 |  | 3 | N78 | 3 | 3 | [32 empty] | IIB | SHJ-2522-CSG-ASR920-LD-1
SHJ2523 | Site 11683 | NE | SHJ2523 | SHJ2523 | SHJL2523 | SHJNR2523 | On air | On air | On Air | On Air | 2010 | Permanent | 25.3586 | 55.3896 | Huawei | Outdoor | EITC Passive Infrastructure | Roof Top | RT-du Owned |  | Roof Top | 2G+3G+4G+5G | BTS3900 | LTE-3CC | 2T2R | U2100 (F2) + U900 (F1+F2) | L800+L1800F1+L1800F2 | 1CC | 3006300 | 27 |  | 1 | N41 | 3 | 1 | [32 empty] | IIB | SHJ-2523-CSG-SAR-X-1
SHJ2524 | Site 11684 | NE | SHJ2524 | SHJ2524 | SHJL2524 | SHJNR2524 | On air | On air | On Air | On Air | 2008 | Permanent | 25.3498 | 55.3954 | Huawei | Outdoor | EITC Passive Infrastructure | Roof Top | RT-du Owned |  | Roof Top | 2G+3G+4G+5G | BTS3900 | LTE-4CC | 2T2R | U2100 (F2) + U900 (F1+F2) | L800+L1800F1+L1800F2+L2100 | 1CC | 3010100 | 24 |  | 3 | N41 | 3 | 3 | [32 empty] | IIB | SHJ-2524-CSG-SAR-X-1
SHJ2525 | Site 11685 | NE | SHJ2525 | SHJ2525 | SHJL2525 | SHJNR2525 | On air | On air | On Air | On Air | 2010 | Permanent | 25.3603 | 55.3771 | Huawei | Outdoor | Site Sharing | Site Share | Outdoor Site Sharing-Etisalat Owned |  | Site Share | 2G+3G+4G+5G | BTS3900A | LTE-2CC | 2T2R | U2100 (F2) + U900 (F1+F2) | L800+L1800F1 | 2CC | 3007200 | 28.5 |  | 3 | N78 | 3 | 3 | [32 empty] | IIB | SHJ-2525-CSG-IXR-E-1
SHJ2526 | Site 11686 | NE | SHJ2526 | SHJ2526 | SHJL2526 | SHJNR2526 | On air | On air | On Air | On Air | 2010 | Permanent | 25.3033 | 55.3751 | Huawei | Outdoor | Site Sharing | Site Share | Outdoor Site Sharing-Etisalat Owned |  | Site Share | 2G+3G+4G+5G | BTS3900A | LTE-4CC | 2T2R | U2100 (F2) + U900 (F1+F2) | L800+L1800F1+L1800F2+L2100 | 1CC | 3010200 | 28.5 |  | 3 | N41 | 3 | 3 | [32 empty] | IIB | SHJ-2526-CSG-SAR-X-1
SHJ2527 | Site 11687 | NE | SHJ2527 | SHJ2527 | SHJL2527 | SHJNR2527 | On air | On air | On Air | On Air | 2008 | Permanent | 25.3178 | 55.3804 | Huawei | Outdoor | EITC Passive Infrastructure | Roof Top | RT-du Owned |  | Roof Top | 2G+3G+4G+5G | BTS3900 | LTE-4CC | 2T2R | U2100 (F2) + U900 (F1+F2) | L700+L800+L1800F1+L1800F2+L2100 | 1CC | 3010700 | 30.5 |  | 3 | N41 | 3 | 3 | [32 empty] | IIB | SHJ-2527-CSG-SAR-8-1
SHJ2528 | Site 11688 | NE | SHJ2528 | SHJ2528 | SHJL2528 | SHJNR2528 | On air | On air | On Air | On Air | 2008 | Permanent | 25.3589 | 55.3931 | Huawei | Outdoor | EITC Passive Infrastructure | Roof Top | RT-du Owned |  | Roof Top | 2G+3G+4G+5G | BTS3900 | LTE-4CC | 4T4R | U2100 (F2) + U900 (F1+F2) | L800+L1800F1+L1800F2+L2100 | 3CC | 3006300 | 26.7 |  | 3 | N41+N78 | 3 | 3 | [32 empty] | IIB | SHJ-2528-CSG-SAR-X-1
SHJ2529 | Site 11689 | NE | SHJ2529 | SHJ2529 | SHJL2529 | SHJNR2529 | On air | On air | On Air | On Air | 2008 | Permanent | 25.3667 | 55.3993 | Huawei | Outdoor | EITC Passive Infrastructure | Roof Top | RT-du Owned |  | Roof Top | 2G+3G+4G+5G | BTS3900 | LTE-4CC | 4T4R | U2100 (F2) + U900 (F1+F2) | L800+L1800F1+L1800F2+L2100 | 2CC | 3006400 | 24 |  | 3 | N78 | 3 | 3 | [32 empty] | IIB | SHJ-2529-CSG-SAR-X-1
SHJ2530 | Site 11690 | NE | SHJ2530 | SHJ2530 | SHJL2530 | SHJNR2530 | On air | On air | On Air | On Air | 2010 | Permanent | 25.3054 | 55.377 | Huawei | Outdoor | EITC Passive Infrastructure | Roof Top | RT-du Owned |  | Roof Top | 2G+3G+4G+5G | BTS3900 | LTE-4CC | 2T2R | U2100 (F2) + U900 (F1+F2) | L800+L1800F1+L1800F2+L2100 | 3CC | 3010200 | 48.7 |  | 3 | N41+N78 | 3 | 3 | [32 empty] | IIB | SHJ-2530-CSG-SAR-X-1
SHJ2531 | Site 11691 | NE | SHJ2531 | SHJ2531 | SHJL2531 | SHJNR2531 | On air | On air | On Air | On Air | 2010 | Permanent | 25.3031 | 55.3644 | Huawei | Outdoor | EITC Passive Infrastructure | Roof Top | RT-du Owned |  | Roof Top | 2G+3G+4G+5G | BTS3900A | LTE-3CC | 2T2R | U2100 (F2) + U900 (F1+F2) | L800+L1800F1+L1800F2 | 1CC | 3010400 | 22 |  | 3 | N41 | 4 | 3 | [32 empty] | IIB | SHJ-2531-CSG-IXR-E-1
SHJ2532 | Site 11692 | NE | SHJ2532 | SHJ2532 | SHJL2532 | SHJNR2532 | Locked | On air | On Air | On Air | 2009 | Permanent | 25.3072 | 55.3709 | Huawei | Outdoor | EITC Passive Infrastructure | Roof Top | RT-du Owned |  | Roof Top | 2G+3G+4G+5G | BTS3900 | LTE-4CC | 4T4R | U2100 (F2) + U900 (F1+F2) | L800+L1800F1+L1800F2+L2100 | 3CC | 3010400 | 53.5 |  | 3 | N41+N78 | 3 | 3 | [32 empty] | IIB | SHJ-2532-CSG-IXR-E-1
SHJ2533 | Site 11693 | NE | SHJ2533 | SHJ2533 | SHJL2533 | SHJNR2533 | On air | On air | On Air | On Air | 2008 | Permanent | 25.3363 | 55.3971 | Huawei | Outdoor | EITC Passive Infrastructure | Roof Top | RT-du Owned |  | Roof Top | 2G+3G+4G+5G | BTS3900 | LTE-4CC | 2T2R | U2100 (F2) + U900 (F1+F2) | L800+L1800F1+L1800F2+L2100 | 3CC | 3010800 | 31 |  | 3 | N41+N78 | 3 | 3 | [32 empty] | IIB | SHJ-2533-CSG-SAR-X-1
SHJ2536 | Site 11694 | NE | SHJ2536 | SHJ2536 | SHJL2536 | SHJNR2536 | On air | On air | On Air | On Air | 2008 | Permanent | 25.3407 | 55.403 | Huawei | Outdoor | EITC Passive Infrastructure | Roof Top | RT-du Owned |  | Roof Top | 2G+3G+4G+5G | BTS3900 | LTE-4CC | 2T2R | U2100 (F2) + U900 (F1+F2) | L800+L1800F1+L1800F2+L2100 | 1CC | 3010800 | 31 |  | 3 | N41 | 3 | 3 | [32 empty] | IIB | SHJ-2536-CSG-SAR-X-1
SHJ2537 | Site 11695 | NE | SHJ2537 | SHJ2537 | SHJL2537 | SHJNR2537 | On air | On air | On Air | On Air | 2008 | Permanent | 25.331 | 55.4097 | Huawei | Outdoor | EITC Passive Infrastructure | Roof Top | RT-du Owned |  | Roof Top | 2G+3G+4G+5G | BTS3900 | LTE-3CC | 2T2R | U2100 (F2) + U900 (F1+F2) | L800+L1800F1+L1800F2 | 2CC | 3009300 | 20.5 |  | 3 | N78 | 3 | 3 | [32 empty] | IIB | SHJ-2537-CSG-ASR920-LD-1
SHJ2538 | Site 11696 | NE | SHJ2538 | SHJ2538 | SHJL2538 | SHJNR2538 | Locked | On air | On Air | On Air | 2011 | Permanent | 25.3796 | 55.4402 | Huawei | Outdoor | Site Sharing | Site Share | Outdoor Site Sharing-Etisalat Owned |  | Site Share | 2G+3G+4G+5G | BTS3900A | LTE-4CC | 2T2R | U2100 (F2) + U900 (F1+F2) | L800+L1800F1+L1800F2+L2100 | 2CC | 3005000 | 30 |  | 3 | N78 | 3 | 3 | [32 empty] | IIB | SHJ-2538-CSG-IXR-E-1
SHJ2540 | Site 11697 | NE |  | SHJ2540 | SHJL2540 | SHJNR2540 |  | On air | On Air | On Air | 2009 | Permanent | 25.3844 | 55.4335 | Huawei | Outdoor | EITC Passive Infrastructure | Green Field | Outdoor Green field-du Owned |  | Green Field | 3G+4G+5G | BTS3900 | LTE-3CC | 2T2R | U2100 (F2) + U900 (F1+F2) | L800+L1800F1+L1800F2 | 2CC | 3005200 | 28.5 |  | 3 | N78 | 4 | 3 | [32 empty] | IIB | SHJ-2540-SCSG-SR7B-1
SHJ2541 | Site 11698 | NE | SHJ2541 | SHJ2541 | SHJL2541 | SHJNR2541 | On air | On air | On Air | On Air | 2008 | Permanent | 25.3157 | 55.4109 | Huawei | Outdoor | EITC Passive Infrastructure | Roof Top | RT-du Owned |  | Roof Top | 2G+3G+4G+5G | BTS3900 | LTE-4CC | 2T2R | U2100 (F2) + U900 (F1+F2) | L800+L1800F1+L1800F2+L2100 | 2CC | 3009200 | 16.5 |  | 3 | N78 | 3 | 3 | [32 empty] | IIB | SHJ-2541-CSG-SAR-X-1
SHJ2543 | Site 11699 | NE | SHJ2543 | SHJ2543 | SHJL2543 | SHJNR2543 | On air | On air | On Air | On Air | 2010 | Permanent | 25.3241 | 55.4562 | Huawei | Outdoor | Site Sharing | Site Share | Outdoor Site Sharing-Etisalat Owned |  | Site Share | 2G+3G+4G+5G | BTS3900A | LTE-3CC | 2T2R | U2100 (F2) + U900 (F1+F2) | L800+L1800F1+L1800F2 | 2CC | 3002900 | 30 |  | 3 | N78 | 3 | 3 | [32 empty] | IIB | SHJ-2543-CSG-ASR920-LD-1
SHJ2545 | Site 11700 | NE | SHJ2545 | SHJ2545 | SHJL2545 | SHJNR2545 | On air | On air | On Air | On Air | 2009 | Permanent | 25.3405 | 55.4217 | Huawei | Outdoor | Site Sharing | Site Share | Outdoor Site Sharing-Etisalat Owned |  | Site Share | 2G+3G+4G+5G | BTS3900 | LTE-4CC | 2T2R | U2100 (F2) + U900 (F1+F2) | L800+L1800F1+L1800F2+L2100 | 2CC | 3005700 | 30 |  | 3 | N78 | 3 | 3 | [32 empty] | IIB | SHJ-2545-CSG-IXR-E-1
SHJ2546 | Site 11701 | NE | SHJ2546 | SHJ2546 | SHJL2546 | SHJNR2546 | Locked | On air | On Air | On Air | 2011 | Permanent | 25.3485 | 55.4353 | Huawei | Outdoor | EITC Passive Infrastructure | Roof Top | RT-du Owned |  | Roof Top | 2G+3G+4G+5G | BTS3900A | LTE | 2T2R | U2100 (F2) + U900 (F1+F2) | L1800F1 | 2CC | 3010000 | 13 |  | 3 | N78 | 3 | 3 | [32 empty] | IIB | SHJ-2546-CSG-ASR920-LD-1
SHJ2547 | Site 11702 | NE | SHJ2547 | SHJ2547 | SHJL2547 | SHJNR2547 | On air | On air | On Air | On Air | 2010 | Permanent | 25.2046 | 55.669 | Huawei | Outdoor | EITC Passive Infrastructure | Green Field | Outdoor Green field-du Owned |  | Green Field | 2G+3G+4G+5G | BTS3900 | LTE-3CC | 2T2R | U2100 (F2) + U900 (F1+F2) | L800+L1800F1+L1800F2 | 1CC | 3000021 | 60 |  | 3 | N41 | 5 | 3 | [32 empty] | IIB | SHJ-2547-SCSG-SR7B-1
SHJ2549 | Site 11703 | NE | SHJ2549 | SHJ2549 | SHJL2549 | SHJNR2549 | On air | On air | On Air | On Air | 2009 | Permanent | 25.322 | 55.6295 | Huawei | Outdoor | EITC Passive Infrastructure | Green Field | Outdoor Green field-du Owned |  | Green Field | 2G+3G+4G+5G | BTS3900 | LTE-4CC | 4T4R | U2100 (F2) + U900 (F1+F2) | L800+L1800F1+L1800F2+L2100 | 1CC | 3001301 | 28.5 |  | 3 | N41 | 3 | 3 | [32 empty] | IIB | SHJ-2549-CSG-SAR-X-1
SHJ2550 | Site 11704 | NE | SHJ2550 | SHJ2550 | SHJL2550 |  | On air | On air | On Air |  | 2010 | Permanent | 25.274 | 55.7929 | Huawei | Outdoor | Site Sharing | Site Share | Outdoor Site Sharing-Etisalat Owned |  | Site Share | 2G+3G+4G | BTS3900 | LTE-3CC | 2T2R | U2100 (F2) + U900 (F1+F2) | L800+L1800F1+L1800F2 |  | 3000021 | 45 |  |  |  | 3 | [33 empty] | IIB | SHJ-2550-CSG-IXR-E-1
SHJ2551 | Site 11705 | NE | SHJ2551 | SHJ2551 | SHJL2551 | SHJNR2551 | On air | On air | On Air | On Air | 2009 | Permanent | 25.3251 | 55.433 | Huawei | Outdoor | EITC Passive Infrastructure | Roof Top | RT-du Owned |  | Roof Top | 2G+3G+4G+5G | BTS3900 | LTE-4CC | 4T4R | U2100 (F2) + U900 (F1+F2) | L800+L1800F1+L1800F2+L2100 | 2CC | 3008200 | 15.5 |  | 3 | N78 | 3 | 3 | [32 empty] | IIB | SHJ-2551-CSG-IXR-E-1
SHJ2552 | Site 11706 | NE | SHJ2552 | SHJ2552 | SHJL2552 | SHJNR2552 | On air | On air | On Air | On Air | 2010 | Permanent | 25.3331 | 55.4358 | Huawei | Outdoor | Site Sharing | Site Share | Outdoor Site Sharing-Etisalat Owned |  | Site Share | 2G+3G+4G+5G | BTS3900 | LTE | 2T2R | U2100 (F2) + U900 (F1+F2) | L1800F1 | 2CC | 3003300 | 35 |  | 3 | N78 | 3 | 3 | [32 empty] | IIB | SHJ-2552-CSG-SAR-X-1
SHJ2553 | Site 11707 | NE | SHJ2553 | SHJ2553 | SHJL2553 | SHJNR2553 | On air | On air | On Air | On Air | 2008 | Permanent | 25.3026 | 55.4065 | Huawei | Outdoor | EITC Passive Infrastructure | Roof Top | RT-du Owned |  | Roof Top | 2G+3G+4G+5G | BTS3900 | LTE-4CC | 4T4R | U2100 (F2) + U900 (F1+F2) | L800+L1800F1+L1800F2+L2100 | 2CC | 3009000 | 18.5 |  | 3 | N78 | 5 | 3 | [32 empty] | IIB | SHJ-2553-CSG-ASR920-LD-1
SHJ2554 | Site 11708 | NE | SHJ2554 | SHJ2554 | SHJL2554 | SHJNR2554 | On air | On air | On Air | On Air | 2008 | Permanent | 25.2979 | 55.4387 | Huawei | Outdoor | EITC Passive Infrastructure | Roof Top | RT-du Owned |  | Roof Top | 2G+3G+4G+5G | BTS3900 | LTE-4CC | 2T2R | U2100 (F2) + U900 (F1+F2) | L800+L1800F1+L1800F2+L2100 | 2CC | 3009900 | 20 |  | 3 | N78 | 3 | 3 | [32 empty] | IIB | SHJ-2554-CSG-SAR-8-1
SHJ2555 | Site 11709 | NE | SHJ2555 | SHJ2555 | SHJL2555 | SHJNR2555 | On air | On air | On Air | On Air | 2012 | Permanent | 25.3428 | 55.4608 | Huawei | Outdoor | Site Sharing | Site Share | Outdoor Site Sharing-Etisalat Owned |  | Site Share | 2G+3G+4G+5G | BTS3900A | LTE | 2T2R | U2100 (F2) + U900 (F1+F2) | L1800F1 | 2CC | 3002700 | 40 |  | 3 | N78 | 3 | 3 | [32 empty] | IIB | SHJ-2555-CSG-ASR920-LD-1
SHJ2556 | Site 11710 | NE | SHJ2556 | SHJ2556 | SHJL2556 | SHJNR2556 | On air | On air | On Air | On Air | 2008 | Permanent | 25.3094 | 55.3881 | Huawei | Outdoor | EITC Passive Infrastructure | Roof Top | RT-du Owned |  | Roof Top | 2G+3G+4G+5G | BTS3900 | LTE-4CC | 4T4R | U2100 (F2) + U900 (F1+F2) | L800+L1800F1+L1800F2+L2100 | 2CC | 3009400 | 25 |  | 3 | N78 | 3 | 3 | [32 empty] | IIB | SHJ-2556-CSG-SAR-X-1
SHJ2557 | Site 11711 | NE | SHJ2557 | SHJ2557 | SHJL2557 | SHJNR2557 | On air | On air | On Air | On Air | 2008 | Permanent | 25.3009 | 55.3799 | Huawei | Outdoor | EITC Passive Infrastructure | Roof Top | RT-du Owned |  | Roof Top | 2G+3G+4G+5G | BTS3900 | LTE-4CC | 2T2R | U2100 (F2) + U900 (F1+F2) | L800+L1800F1+L1800F2+L2100 | 3CC | 3010200 | 41 |  | 3 | N41+N78 | 3 | 3 | [32 empty] | IIB | SHJ-2557-CSG-SAR-X-1
SHJ2558 | Site 11712 | NE | SHJ2558 | SHJ2558 | SHJL2558 | SHJNR2558 | On air | On air | On Air | On Air | 2010 | Permanent | 25.3793 | 55.4071 | Huawei | Outdoor | Site Sharing | Site Share | Outdoor Site Sharing-Etisalat Owned |  | Site Share | 2G+3G+4G+5G | BTS3900A | LTE-3CC | 2T2R | U2100 (F2) + U900 (F1+F2) | L800+L1800F1+L1800F2 | 2CC | 3006600 | 25 |  | 3 | N78 | 3 | 3 | [32 empty] | IIB | SHJ-2558-CSG-SAR-X-1
SHJ2559 | Site 11713 | NE | SHJ2559 | SHJ2559 | SHJL2559 | SHJNR2559 | On air | On air | On Air | On Air | 2008 | Permanent | 25.3663 | 55.4068 | Huawei | Outdoor | EITC Passive Infrastructure | Roof Top | RT-du Owned |  | Roof Top | 2G+3G+4G+5G | BTS3900 | LTE-4CC | 2T2R | U2100 (F2) + U900 (F1+F2) | L800+L1800F1+L1800F2+L2100 | 2CC | 3005500 | 15.3 |  | 3 | N78 | 3 | 3 | [32 empty] | IIB | SHJ-2559-CSG-SAR-X-1
SHJ2560 | Site 11714 | NE | SHJ2560 | SHJ2560 | SHJL2560 | SHJNR2560 | On air | On air | On Air | On Air | 2008 | Permanent | 25.343 | 55.4042 | Huawei | Outdoor | EITC Passive Infrastructure | Roof Top | RT-du Owned |  | Roof Top | 2G+3G+4G+5G | BTS3900 | LTE-4CC | 2T2R | U2100 (F2) + U900 (F1+F2) | L800+L1800F1+L1800F2+L2100 | 1CC | 3010800 | 22.5 |  | 3 | N41 | 3 | 3 | [32 empty] | IIB | SHJ-2560-CSG-SAR-X-1
SHJ2561 | Site 11715 | NE | SHJ2561 | SHJ2561 | SHJL2561 | SHJNR2561 |  | On air | On Air | On Air | 2009 | Permanent | 25.3383 | 55.4837 | Huawei | Outdoor | EITC Passive Infrastructure | Green Field | Outdoor Green field-du Owned |  | Green Field | 3G+4G+5G | BTS3900 | LTE-2CC | 2T2R | U2100 (F2) + U900 (F1+F2) | L800+L1800F1 | 2CC | 3002100 | 18 |  | 3 | N78 | 4 | 3 | [32 empty] | IIB | SHJ-2561-CSG-N540-LD-1
SHJ2563 | Site 11716 | NE | SHJ2563 | SHJ2563 | SHJL2563 | SHJNR2563 | On air | On air | On Air | On Air | 2010 | Permanent | 25.3034 | 55.4475 | Huawei | Outdoor | Site Sharing | Site Share | Outdoor Site Sharing-Etisalat Owned |  | Site Share | 2G+3G+4G+5G | BTS3900 | LTE-4CC | 2T2R | U2100 (F2) + U900 (F1+F2) | L800+L1800F1+L1800F2+L2100 | 2CC | 3009900 | 28.5 |  | 3 | N78 | 3 | 3 | [32 empty] | IIB | SHJ-2563-CSG-SAR-X-1
SHJ2565 | Site 11717 | NE | SHJ2565 | SHJ2565 | SHJL2565 | SHJNR2565 | On air | On air | On Air | On Air | 2008 | Permanent | 25.3679 | 55.3952 | Huawei | Outdoor | EITC Passive Infrastructure | Roof Top | RT-du Owned |  | Roof Top | 2G+3G+4G+5G | BTS3900 | LTE-4CC | 4T4R | U2100 (F2) + U900 (F1+F2) | L800+L1800F1+L1800F2+L2100 | 2CC | 3007300 | 27 |  | 3 | N78 | 3 | 3 | [32 empty] | IIB | SHJ-2565-CSG-SAR-X-1
SHJ2566 | Site 11718 | NE | SHJ2566 | SHJ2566 | SHJL2566 | SHJNR2566 | On air | On air | On Air | On Air | 2010 | Permanent | 25.2974 | 55.4319 | Huawei | Outdoor | Site Sharing | Site Share | Outdoor Site Sharing-Etisalat Owned |  | Site Share | 2G+3G+4G+5G | BTS3900 | LTE-3CC | 2T2R | U2100 (F2) + U900 (F1+F2) | L800+L1800F1+L1800F2 | 2CC | 3008700 | 30 |  | 3 | N78 | 3 | 3 | [32 empty] | IIB | SHJ-2566-CSG-SAR-X-1
SHJ2567 | Site 11719 | NE | SHJ2567 | SHJ2567 | SHJL2567 | SHJNR2567 | On air | On air | On Air | On Air | 2009 | Permanent | 25.3142 | 55.4444 | Huawei | Outdoor | EITC Passive Infrastructure | Green Field | Outdoor Green field-du Owned |  | Green Field | 2G+3G+4G+5G | BTS3900 | LTE-4CC | 2T2R | U2100 (F2) + U900 (F1+F2) | L800+L1800F1+L1800F2+L2100 | 2CC | 3008100 | 28.5 |  | 3 | N78 | 3 | 3 | [32 empty] | IIB | SHJ-2567-CSG-ASR920-LD-1
SHJ2569 | Site 11720 | NE | SHJ2569 | SHJ2569 | SHJL2569 | SHJNR2569 | On air | On air | On Air | On Air | 2008 | Permanent | 25.352 | 55.4004 | Huawei | Outdoor | EITC Passive Infrastructure | Roof Top | RT-du Owned |  | Roof Top | 2G+3G+4G+5G | BTS3900 | LTE-4CC | 4T4R | U2100 (F2) + U900 (F1+F2) | L800+L1800F1+L1800F2+L2100 | 2CC | 3006000 | 18 |  | 3 | N78 | 3 | 3 | [32 empty] | IIB | SHJ-2569-CSG-ASR920-LD-1
SHJ2570 | Site 11721 | NE | SHJ2570 | SHJ2570 | SHJL2570 | SHJNR2570 | On air | On air | On Air | On Air | 2010 | Permanent | 25.3448 | 55.3947 | Huawei | Outdoor | EITC Passive Infrastructure | Roof Top | RT-du Owned |  | Roof Top | 2G+3G+4G+5G | BTS3900 | LTE-4CC | 2T2R | U2100 (F2) + U900 (F1+F2) | L800+L1800F1+L1800F2+L2100 | 3CC | 3010100 | 28.5 |  | 3 | N41+N78 | 3 | 3 | [32 empty] | IIB | SHJ-2570-CSG-SAR-X-1
SHJ2571 | Site 11722 | NE | SHJ2571 | SHJ2571 | SHJL2571 | SHJNR2571 | On air | On air | On Air | On Air | 2008 | Permanent | 25.3477 | 55.3929 | Huawei | Outdoor | EITC Passive Infrastructure | Roof Top | RT-du Owned |  | Roof Top | 2G+3G+4G+5G | BTS3900 | LTE-4CC | 4T4R | U2100 (F2) + U900 (F1+F2) | L800+L1800F1+L1800F2+L2100 | 3CC | 3010100 | 39 |  | 3 | N41+N78 | 3 | 3 | [32 empty] | IIB | SHJ-2571-CSG-SAR-X-1
SHJ2572 | Site 11723 | NE | SHJ2572 | SHJ2572 | SHJL2572 | SHJNR2572 | On air | On air | On Air | On Air | 2009 | Permanent | 25.3583 | 55.4018 | Huawei | Outdoor | EITC Passive Infrastructure | Roof Top | RT-du Owned |  | Roof Top | 2G+3G+4G+5G | BTS3900 | LTE-2CC | 2T2R | U2100 (F2) + U900 (F1+F2) | L800+L1800F1 | 2CC | 3005600 | 18 |  | 3 | N78 | 3 | 3 | [32 empty] | IIB | SHJ-2572-CSG-SAR-X-1
SHJ2573 | Site 11724 | NE | SHJ2573 | SHJ2573 | SHJL2573 | SHJNR2573 | On air | On air | On Air | On Air | 2008 | Permanent | 25.3611 | 55.3932 | Huawei | Outdoor | EITC Passive Infrastructure | Roof Top | RT-du Owned |  | Roof Top | 2G+3G+4G+5G | BTS3900 | LTE-4CC | 4T4R | U2100 (F2) + U900 (F1+F2) | L800+L1800F1+L1800F2+L2100 | 1CC | 3006300 | 23.5 |  | 3 | N41 | 3 | 3 | [32 empty] | IIB | SHJ-2573-CSG-SAR-X-1
SHJ2574 | Site 11725 | NE | SHJ2574 | SHJ2574 | SHJL2574 | SHJNR2574 | On air | On air | On Air | On Air | 2010 | Permanent | 25.356 | 55.387 | Huawei | Outdoor | EITC Passive Infrastructure | Roof Top | RT-du Owned |  | Roof Top | 2G+3G+4G+5G | BTS3900 | LTE-4CC | 2T2R | U2100 (F2) + U900 (F1+F2) | L800+L1800F1+L1800F2+L2100 | 2CC | 3007500 | 40.2 |  | 3 | N78 | 3 | 3 | [32 empty] | IIB | SHJ-2574-CSG-SAR-X-1
SHJ2575 | Site 11726 | NE | SHJ2575 | SHJ2575 | SHJL2575 | SHJNR2575 | On air | On air | On Air | On Air | 2010 | Permanent | 25.3592 | 55.3872 | Huawei | Outdoor | EITC Passive Infrastructure | Roof Top | RT-du Owned |  | Roof Top | 2G+3G+4G+5G | BTS3900 | LTE-4CC | 4T4R | U2100 (F2) + U900 (F1+F2) | L800+L1800F1+L1800F2+L2100 | 2CC | 3007400 | 45.5 |  | 3 | N78 | 3 | 3 | [32 empty] | IIB | SHJ-2575-CSG-ASR920-LD-1
SHJ2576 | Site 11727 | NE | SHJ2576 | SHJ2576 | SHJL2576 | SHJNR2576 | On air | On air | On Air | On Air | 2010 | Permanent | 25.3367 | 55.3916 | Huawei | Outdoor | EITC Passive Infrastructure | Roof Top | RT-du Owned |  | Roof Top | 2G+3G+4G+5G | BTS3900 | LTE-4CC | 2T2R | U2100 (F2) + U900 (F1+F2) | L800+L1800F1+L1800F2+L2100 | 3CC | 3010800 | 36 |  | 3 | N41+N78 | 3 | 3 | [32 empty] | IIB | SHJ-2576-CSG-SAR-X-1
SHJ2577 | Site 11728 | NE | SHJ2577 | SHJ2577 | SHJL2577 | SHJNR2577 | On air | On air | On Air | On Air | 2009 | Permanent | 25.3553 | 55.3824 | Huawei | Outdoor | EITC Passive Infrastructure | Roof Top | RT-du Owned |  | Roof Top | 2G+3G+4G+5G | BTS3900 | LTE-4CC | 4T4R | U2100 (F2) + U900 (F1+F2) | L800+L1800F1+L1800F2+L2100 | 2CC | 3007500 | 37.5 |  | 3 | N78 | 3 | 3 | [32 empty] | IIB | SHJ-2577-CSG-ASR920LD-1
SHJ2578 | Site 11729 | NE | SHJ2578 | SHJ2578 | SHJL2578 | SHJNR2578 | On air | On air | On Air | On Air | 2008 | Permanent | 25.3401 | 55.3963 | Huawei | Outdoor | EITC Passive Infrastructure | Roof Top | RT-du Owned |  | Roof Top | 2G+3G+4G+5G | BTS3900 | LTE-4CC | 4T4R | U2100 (F2) + U900 (F1+F2) | L800+L1800F1+L1800F2+L2100 | 1CC | 3010800 | 21 |  | 3 | N41 | 4 | 3 | [32 empty] | IIB | SHJ-2578-CSG-SAR-X-1
SHJ2579 | Site 11730 | NE | SHJ2579 | SHJ2579 | SHJL2579 | SHJNR2579 | On air | On air | On Air | On Air | 2008 | Permanent | 25.3096 | 55.3788 | Huawei | Outdoor | EITC Passive Infrastructure | Roof Top | RT-du Owned |  | Roof Top | 2G+3G+4G+5G | BTS3900 | LTE-4CC | 4T4R | U2100 (F2) + U900 (F1+F2) | L700+L800+L1800F1+L1800F2+L2100 | 1CC | 3009400 | 32 |  | 3 | N41 | 3 | 3 | [32 empty] | IIB | SHJ-2579-CSG-SAR-X-1
SHJ2580 | Site 11731 | NE |  | SHJ2580 | SHJL2580 | SHJNR2580 |  | On air | On Air | On Air | 2009 | Permanent | 25.3099 | 55.3745 | Huawei | Outdoor | EITC Passive Infrastructure | Roof Top | RT-du Owned |  | Roof Top | 3G+4G+5G | BTS3900 | LTE-4CC | 4T4R | U2100 (F2) + U900 (F1+F2) | L800+L1800F1+L1800F2+L2100 | 1CC | 3010400 | 49.5 |  | 3 | N41 | 4 | 3 | [32 empty] | IIB | SHJ-2580-PREAGG-SR7-1
SHJ2581 | Site 11732 | NE |  | SHJ2581 | SHJL2581 |  |  | On air | On Air |  | 2015 | Permanent | 25.2912 | 55.5093 | Huawei | Outdoor | Site Sharing | Site Share | Outdoor Site Sharing-Etisalat Owned |  | Site Share | 3G+4G | BTS3900A | LTE-3CC | 2T2R | U2100 (F2) + U900 (F1+F2) | L800+L1800F1+L1800F2 |  | 3002400 | 30 |  |  |  | 3 | [33 empty] | IIB | SHJ-2581-CSG-SAR-X-1
SHJ2582 | Site 11733 | NE | SHJ2582 | SHJ2582 | SHJL2582 | SHJNR2582 | On air | On air | On Air | On Air | 2008 | Permanent | 25.3269 | 55.3771 | Huawei | Outdoor | EITC Passive Infrastructure | Roof Top | RT-du Owned |  | Roof Top | 2G+3G+4G+5G | BTS3900 | LTE-4CC | 2T2R | U2100 (F2) + U900 (F1+F2) | L800+L1800F1+L1800F2+L2100 | 1CC | 3010500 | 35 |  | 3 | N41 | 3 | 3 | [32 empty] | IIB | SHJ-2582-CSG-IXR-E-1
SHJ2584 | Site 11734 | NE | SHJ2584 | SHJ2584 | SHJL2584 | SHJNR2584 | On air | On air | On Air | On Air | 2008 | Permanent | 25.3016 | 55.3715 | Huawei | Outdoor | EITC Passive Infrastructure | Roof Top | RT-du Owned |  | Roof Top | 2G+3G+4G+5G | BTS3900 | LTE-4CC | 2T2R | U2100 (F2) + U900 (F1+F2) | L800+L1800F1+L1800F2+L2100 | 3CC | 3010200 | 16.5 |  | 3 | N41+N78 | 3 | 3 | [32 empty] | IIB | SHJ-2584-CSG-SAR-X-1
SHJ2585 | Site 11735 | NE | SHJ2585 | SHJ2585 | SHJL2585 | SHJNR2585 | On air | On air | On Air | On Air | 2008 | Permanent | 25.3034 | 55.3823 | Huawei | Outdoor | EITC Passive Infrastructure | Roof Top | RT-du Owned |  | Roof Top | 2G+3G+4G+5G | BTS3900 | LTE-4CC | 2T2R | U2100 (F2) + U900 (F1+F2) | L800+L1800F1+L1800F2+L2100 | 1CC | 3010200 | 42 |  | 3 | N41 | 3 | 3 | [32 empty] | IIB | SHJ-2585-CSG-SAR-X-1
SHJ2586 | Site 11736 | NE | SHJ2586 | SHJ2586 | SHJL2586 | SHJNR2586 | On air | On air | On Air | On Air | 2009 | Permanent | 25.3287 | 55.3732 | Huawei | Outdoor | EITC Passive Infrastructure | Roof Top | RT-du Owned |  | Roof Top | 2G+3G+4G+5G | BTS3900 | LTE-4CC | 2T2R | U2100 (F2) + U900 (F1+F2) | L800+L1800F1+L1800F2+L2100 | 3CC | 3010300 | 45.5 |  | 3 | N41+N78 | 3 | 3 | [32 empty] | IIB | SHJ-2586-CSG-SAR-X-1
SHJ2587 | Site 11737 | NE | SHJ2587 | SHJ2587 | SHJL2587 | SHJNR2587 | On air | On air | On Air | On Air | 2008 | Permanent | 25.289 | 55.4998 | Huawei | Outdoor | Site Sharing | Site Share | Outdoor Site Sharing-Etisalat Owned |  | Site Share | 2G+3G+4G+5G | BTS3900 | LTE | 2T2R | U2100 (F2) + U900 (F1+F2) | L1800F1 | 2CC | 3002300 | 30 |  | 3 | N78 | 3 | 3 | [32 empty] | IIB | SHJ-2587-CSG-SAR-X-1
SHJ2588 | Site 11738 | NE |  | SHJ2588 | SHJL2588 | SHJNR2588 |  | On air | On Air | On Air | 2018 | Permanent | 25.3932 | 55.4215 | Huawei | Outdoor | EITC Passive Infrastructure | Roof Top | RT-du Owned |  | Roof Top | 3G+4G+5G | BTS3900A | LTE-3CC | 2T2R | U2100 (F2) + U900 (F1+F2) | L800+L1800F1+L1800F2 | 2CC | 3006800 | 16 |  | 3 | N78 | 3 | 3 | [32 empty] | IIB | SHJ-2588-CSG-IXR-E-1
SHJ2589 | Site 11739 | NE |  | SHJ2589 | SHJL2589 | SHJNR2589 |  | On air | On Air | On Air | 2008 | Permanent | 25.3187 | 55.4049 | Huawei | Outdoor | EITC Passive Infrastructure | Green Field | Outdoor Green field-du Owned |  | Green Field | 3G+4G+5G | BTS3900 | LTE-4CC | 4T4R | U2100 (F2) + U900 (F1+F2) | L800+L1800F1+L1800F2+L2100 | 2CC | 3009200 | 28 |  | 3 | N78 | 3 | 3 | [32 empty] | IIB | SHJ-2589-CSG-SAR-8-1
SHJ2590 | Site 11740 | NE | SHJ2590 | SHJ2590 | SHJL2590 | SHJNR2590 | On air | On air | On Air | On Air | 2008 | Permanent | 25.299 | 55.4254 | Huawei | Outdoor | EITC Passive Infrastructure | Roof Top | RT-du Owned |  | Roof Top | 2G+3G+4G+5G | BTS3900 | LTE-4CC | 4T4R | U2100 (F2) + U900 (F1+F2) | L800+L1800F1+L1800F2+L2100 | 2CC | 3008800 | 22 |  | 3 | N78 | 3 | 3 | [32 empty] | IIB | SHJ-2590-CSG-SAR-8-1
SHJ2591 | Site 11741 | NE | SHJ2591 | SHJ2591 | SHJL2591 |  | On air | On air | On Air |  | 2010 | Permanent | 25.1749 | 55.7367 | Huawei | Outdoor | Site Sharing | Site Share | Outdoor Site Sharing-Etisalat Owned |  | Site Share | 2G+3G+4G | BTS3900 | LTE | 2T2R | U2100 (F2) + U900 (F1+F2) | L800 |  | 3000021 | 45 |  |  |  | 4 | [33 empty] | IIB | SHJ-2591-CSG-IXR-E-1
SHJ2592 | Site 11742 | NE | SHJ2592 | SHJ2592 | SHJL2592 |  | On air | On air | On Air |  | 2010 | Permanent | 25.1283 | 55.8898 | Huawei | Outdoor | Site Sharing | Site Share | Outdoor Site Sharing-Etisalat Owned |  | Site Share | 2G+3G+4G | BTS3900 | LTE-4CC | 4T4R | U2100 (F2) + U900 (F1+F2) | L800+L1800F1+L1800F2+L2100 |  | 3000018 | 55 |  |  |  | 3 | [33 empty] | IIB | SHJ-2592-CSG-ASR920-LD-1
SHJ2593 | Site 11743 | NE |  | SHJ2593 | SHJL2593 | SHJNR2593 |  | On air | On Air | On Air | 2016 | Permanent | 25.0675 | 55.8434 | Huawei | Outdoor | EITC Passive Infrastructure | Green Field | Outdoor Green field-du Owned |  | Green Field | 3G+4G+5G | BTS3900A | LTE-2CC | 2T2R | U2100 (F2) + U900 (F1+F2) | L800+L1800F1 | 1CC | 3000018 | 40 |  | 3 | N41 | 3 | 3 | [32 empty] | IIB | SHJ-2593-CSG-ASR920-LD-1
SHJ2594 | Site 11744 | NE | SHJ2594 | SHJ2594 | SHJL2594 |  | On air | On air | On Air |  | 2010 | Permanent | 25.0369 | 55.808 | Huawei | Outdoor | Site Sharing | Site Share | Outdoor Site Sharing-Etisalat Owned |  | Site Share | 2G+3G+4G | BTS3900 | LTE-4CC | 2T2R | U2100 (F2) + U900 (F1+F2) | L800+L1800F1+L1800F2+L2100 |  | 3000020 | 65 |  |  |  | 4 | [33 empty] | IIB | SHJ-2594-CSG-ASR920-LD-1
SHJ2595 | Site 11745 | NE | SHJ2595 | SHJ2595 | SHJL2595 | SHJNR2595 | On air | On air | On Air | On Air | 2010 | Permanent | 24.978 | 55.7803 | Huawei | Outdoor | Site Sharing | Site Share | Outdoor Site Sharing-Etisalat Owned |  | Site Share | 2G+3G+4G+5G | BTS3900 | LTE-4CC | 2T2R | U2100 (F2) + U900 (F1+F2) | L800+L1800F1+L1800F2+L2100 | 1CC | 3000016 | 45 |  | 3 | N41 | 3 | 3 | [32 empty] | IIB | SHJ-2595-CSG-ASR920-LD-1
SHJ2596 | Site 11746 | NE | SHJ2596 | SHJ2596 | SHJL2596 |  | On air | On air | On Air |  | 2010 | Permanent | 24.905 | 55.7764 | Huawei | Outdoor | Site Sharing | Site Share | Outdoor Site Sharing-Etisalat Owned |  | Site Share | 2G+3G+4G | BTS3900 | LTE-3CC | 2T2R | U2100 (F2) + U900 (F1+F2) | L800+L1800F1+L1800F2 |  | 3000016 | 60 |  |  |  | 3 | [33 empty] | IIB | SHJ-2596-CSG-IXR-E-1
SHJ2597 | Site 11747 | NE | SHJ2597 | SHJ2597 | SHJL2597 | SHJNR2597 | On air | On air | On Air | On Air | 2010 | Permanent | 24.8334 | 55.7829 | Huawei | Outdoor | EITC Passive Infrastructure | Green Field | Outdoor Green field-du Owned |  | Green Field | 2G+3G+4G+5G | BTS3900 | LTE-3CC | 2T2R | U2100 (F2) + U900 (F1+F2) | L800+L1800F1+L1800F2 | 1CC | 3000016 | 38.7 |  | 3 | N41 | 3 | 3 | [32 empty] | MW | 0
SHJ2632 | Site 11748 | NE | SHJ2632 | SHJ2632 | SHJL2632 | SHJNR2632 | On air | On air | On Air | On Air | 2008 | Permanent | 25.316 | 55.6187 | Huawei | Outdoor | EITC Passive Infrastructure | Green Field | Outdoor Green field-du Owned |  | Green Field | 2G+3G+4G+5G | BTS3900 | LTE-4CC | 4T4R | U2100 (F2) + U900 (F1+F2) | L800+L1800F1+L1800F2+L2100 | 1CC | 3001301 | 30 |  | 3 | N41 | 3 | 3 | [32 empty] | IIB | SHJ-2632-CSG-IXR-E-1
SHJ2634 | Site 11749 | NE | SHJ2634 | SHJ2634 | SHJL2634 |  | On air | On air | On Air |  | 2010 | Permanent | 25.2014 | 55.9166 | Huawei | Outdoor | Site Sharing | Site Share | Outdoor Site Sharing-Etisalat Owned |  | Site Share | 2G+3G+4G | BTS3900 | LTE-3CC | 2T2R | U2100 (F2) + U900 (F1+F2) | L800+L1800F1+L1800F2 |  | 3000051 | 40 |  |  |  | 4 | [33 empty] | IIB | SHJ-2634-CSG-IXR-E-1
SHJ2636 | Site 11750 | NE | SHJ2636 | SHJ2636 |  |  | On air | On air |  |  | 2013 | Permanent | 25.3253 | 55.6582 | Huawei | Outdoor | Site Sharing | Site Share | Outdoor Site Sharing-Etisalat Owned |  | Site Share | 2G+3G | BTS3900A | - | - | U2100 (F2) | - | - | 3001301 | 28.5 |  |  |  | 3 | [33 empty] | IIB | SHJ-2636-CSG-IXR-E-1
SHJ2637 | Site 11751 | NE | SHJ2637 | SHJ2637 | SHJL2637 | SHJNR2637 | On air | On air | On Air | On Air | 2011 | Permanent | 25.3512 | 55.5765 | Huawei | Outdoor | Site Sharing | Site Share | Outdoor Site Sharing-Etisalat Owned |  | Site Share | 2G+3G+4G+5G | BTS3900 | LTE-3CC | 2T2R | U2100 (F2) + U900 (F1+F2) | L800+L1800F1+L1800F2 | 1CC | 3001900 | 25 |  | 3 | N41 | 3 | 3 | [32 empty] | IIB | SHJ-2637-CSG-SAR-X-1
SHJ2638 | Site 11752 | NE | SHJ2638 | SHJ2638 | SHJL2638 | SHJNR2638 | On air | On air | On Air | On Air | 2012 | Permanent | 25.3457 | 55.568 | Huawei | Outdoor | Site Sharing | Site Share | Outdoor Site Sharing-Etisalat Owned |  | Site Share | 2G+3G+4G+5G | BTS3900 | LTE | 2T2R | U2100 (F2) + U900 (F1+F2) | L1800F1 | 1CC | 3001900 | 35 |  | 3 | N41 | 3 | 3 | [32 empty] | IIB | SHJ-2638-CSG-SAR-X-1
SHJ2639 | Site 11753 | NE | SHJ2639 | SHJ2639 | SHJL2639 | SHJNR2639 | On air | On air | On Air | On Air | 2011 | Permanent | 25.339 | 55.5964 | Huawei | Outdoor | Site Sharing | Site Share | Outdoor Site Sharing-Etisalat Owned |  | Site Share | 2G+3G+4G+5G | BTS3900 | LTE-2CC | 2T2R | U2100 (F2) + U900 (F1+F2) | L800+L1800F1 | 1CC | 3001900 | 28.5 |  | 3 | N41 | 4 | 3 | [32 empty] | IIB | SHJ-2639-CSG-SAR-X-1
SHJ2640 | Site 11754 | NE | SHJ2640 | SHJ2640 | SHJL2640 | SHJNR2640 | On air | On air | On Air | On Air | 2009 | Permanent | 25.2603 | 55.8907 | Huawei | Outdoor | EITC Passive Infrastructure | Green Field | Outdoor Green field-du Owned |  | Green Field | 2G+3G+4G+5G | BTS3900 | LTE-4CC | 2T2R | U2100 (F2) + U900 (F1+F2) | L800+L1800F1+L1800F2+L2100 | 1CC | 3000050 | 40 |  | 3 | N41 | 3 | 3 | [32 empty] | IIB | SHJ-2640-CSG-IXR-E-1
SHJ2641 | Site 11755 | NE | SHJ2641 | SHJ2641 | SHJL2641 | SHJNR2641 | On air | On air | On Air | On Air | 2009 | Permanent | 25.2548 | 55.5725 | Huawei | Outdoor | Site Sharing | Site Share | Outdoor Site Sharing-Etisalat Owned |  | Site Share | 2G+3G+4G+5G | BTS3900 | LTE-4CC | 2T2R | U2100 (F2) + U900 (F1+F2) | L800+L1800F1+L1800F2+L2100 | 1CC | 3002200 | 30 |  | 1 | N41 | 3 | 1 | [32 empty] | IIB | SHJ-2641-CSG-SAR-X-1
SHJ2642 | Site 11756 | NE | SHJ2642 | SHJ2642 | SHJL2642 |  | On air | On air | On Air |  | 2010 | Permanent | 25.2511 | 55.8334 | Huawei | Outdoor | Site Sharing | Site Share | Outdoor Site Sharing-Etisalat Owned |  | Site Share | 2G+3G+4G | BTS3900 | LTE-3CC | 2T2R | U2100 (F2) + U900 (F1+F2) | L800+L1800F1+L1800F2 |  | 3000021 | 60 |  |  |  | 3 | [33 empty] | IIB | SHJ-2642-CSG-SAR-X-1
SHJ2643 | Site 11757 | NE | SHJ2643 | SHJ2643 | SHJL2643 |  |  | On air | On Air |  | 2010 | Permanent | 25.3225 | 55.7396 | Huawei | Outdoor | Site Sharing | Site Share | Outdoor Site Sharing-Etisalat Owned |  | Site Share | 3G+4G | BTS3900 | LTE-3CC | 2T2R | U2100 (F2) + U900 (F1+F2) | L800+L1800F1+L1800F2 |  | 3000022 | 43.5 |  |  |  | 3 | [33 empty] | IIB | SHJ-2643-CSG-ASR920-LD-1
SHJ2645 | Site 11758 | NE | SHJ2645 | SHJ2645 | SHJL2645 | SHJNR2645 | On air | On air | On Air | On Air | 2009 | Permanent | 25.3234 | 55.413 | Huawei | Outdoor | EITC Passive Infrastructure | Green Field | Outdoor Green field-du Owned |  | Green Field | 2G+3G+4G+5G | BTS3900 | LTE-4CC | 4T4R | U2100 (F2) + U900 (F1+F2) | L800+L1800F1+L1800F2+L2100 | 2CC | 3008400 | 25 |  | 3 | N78 | 4 | 3 | [32 empty] | IIB | SHJ-2645-CSG-ASR920-LD-1
SHJ2648 | Site 11759 | NE | SHJ2648 | SHJ2648 | SHJL2648 | SHJNR2648 |  | On air | On Air | On Air | 2008 | Permanent | 25.3277 | 55.4972 | Huawei | Outdoor | EITC Passive Infrastructure | Roof Top | RT-du Owned |  | Roof Top | 3G+4G+5G | BTS3900 | LTE-2CC | 2T2R | U2100 (F2) + U900 (F1+F2) | L800+L1800F1 | 2CC | 3002100 | 23 |  | 3 | N78 | 3 | 3 | [32 empty] | IIB | SHJ-2648-CSG-N540-LD-1
SHJ2649 | Site 11760 | NE | SHJ2649 | SHJ2649 | SHJL2649 | SHJNR2649 | On air | On air | On Air | On Air | 2009 | Permanent | 25.3614 | 55.405 | Huawei | Outdoor | EITC Passive Infrastructure | Green Field | Outdoor Green field-du Owned |  | Green Field | 2G+3G+4G+5G | BTS3900 | LTE-4CC | 2T2R | U2100 (F2) + U900 (F1+F2) | L800+L1800F1+L1800F2+L2100 | 2CC | 3005600 | 28.5 |  | 3 | N78 | 4 | 3 | [32 empty] | IIB | SHJ-2649-PREAGG-SR7-1
SHJ2650 | Site 11761 | NE | SHJ2650 | SHJ2650 | SHJL2650 | SHJNR2650 | On air | On air | On Air | On Air | 2009 | Permanent | 25.3592 | 55.4233 | Huawei | Outdoor | EITC Passive Infrastructure | Green Field | Outdoor Green field-du Owned |  | Green Field | 2G+3G+4G+5G | BTS3900 | LTE-3CC | 2T2R | U2100 (F2) + U900 (F1+F2) | L800+L1800F1+L1800F2 | 2CC | 3003900 | 28.5 |  | 3 | N78 | 3 | 3 | [32 empty] | IIB | SHJ-2650-PREAGG-SR7-1
SHJ2651 | Site 11762 | NE | SHJ2651 | SHJ2651 | SHJL2651 | SHJNR2651 | On air | On air | On Air | On Air | 2009 | Permanent | 25.2885 | 55.4541 | Huawei | Outdoor | EITC Passive Infrastructure | Green Field | Outdoor Green field-du Owned |  | Green Field | 2G+3G+4G+5G | BTS3900 | LTE-4CC | 4T4R | U2100 (F2) + U900 (F1+F2) | L800+L1800F1+L1800F2+L2100 | 2CC | 3009900 | 28.5 |  | 3 | N78 | 3 | 3 | [32 empty] | IIB | SHJ-2651-CSG-SAR-X-1
SHJ2652 | Site 11763 | NE | SHJ2652 | SHJ2652 | SHJL2652 | SHJNR2652 | On air | On air | On Air | On Air | 2009 | Permanent | 25.353 | 55.5129 | Huawei | Outdoor | Site Sharing | Site Share | Outdoor Site Sharing-Etisalat Owned |  | Site Share | 2G+3G+4G+5G | BTS3900 | LTE-3CC | 2T2R | U2100 (F2) + U900 (F1+F2) | L800+L1800F1+L1800F2 | 2CC | 3002100 | 35 |  | 3 | N78 | 3 | 3 | [32 empty] | IIB | SHJ-2652-CSG-IXR-E-1
SHJ2656 | Site 11764 | NE | SHJ2656 | SHJ2656 | SHJL2656 | SHJNR2656 | On air | On air | On Air | On Air | 2010 | Permanent | 25.3208 | 55.4026 | Huawei | Outdoor | EITC Passive Infrastructure | Roof Top | RT-du Owned |  | Roof Top | 2G+3G+4G+5G | BTS3900 | LTE-4CC | 2T2R | U2100 (F2) + U900 (F1+F2) | L800+L1800F1+L1800F2+L2100 | 2CC | 3009200 | 13.8 |  | 3 | N78 | 3 | 3 | [32 empty] | IIB | SHJ-2656-CSG-SAR-X-1
SHJ2657 | Site 11765 | NE | SHJ2657 | SHJ2657 | SHJL2657 | SHJNR2657 | On air | On air | On Air | On Air | 2009 | Permanent | 25.3319 | 55.4238 | Huawei | Outdoor | EITC Passive Infrastructure | Roof Top | RT-du Owned |  | Roof Top | 2G+3G+4G+5G | BTS3900 | LTE-4CC | 4T4R | U2100 (F2) + U900 (F1+F2) | L800+L1800F1+L1800F2+L2100 | 2CC | 3008300 | 27.5 |  | 3 | N78 | 4 | 3 | [32 empty] | IIB | SHJ-2657-CSG-SAR-X-1
SHJ2658 | Site 11766 | NE | SHJ2658 | SHJ2658 | SHJL2658 | SHJNR2658 | On air | On air | On Air | On Air | 2009 | Permanent | 25.2966 | 55.448 | Huawei | Outdoor | EITC Passive Infrastructure | Roof Top | RT-du Owned |  | Roof Top | 2G+3G+4G+5G | BTS3900 | LTE-4CC | 2T2R | U2100 (F2) + U900 (F1+F2) | L800+L1800F1+L1800F2+L2100 | 2CC | 3009900 | 18.5 |  | 3 | N78 | 4 | 3 | [32 empty] | IIB | SHJ-2658-CSG-SAR-X-1
SHJ2664 | Site 11767 | NE | SHJ2664 | SHJ2664 | SHJL2664 |  | On air | On air | On Air |  | 2010 | Permanent | 25.2855 | 55.6625 | Huawei | Outdoor | Site Sharing | Site Share | Outdoor Site Sharing-Etisalat Owned |  | Site Share | 2G+3G+4G | BTS3900 | LTE-4CC | 2T2R | U2100 (F2) + U900 (F1+F2) | L800+L1800F1+L1800F2+L2100 |  | 3001500 | 43.5 |  |  |  | 3 | [33 empty] | IIB | SHJ-2664-CSG-IXR-E-1
SHJ2667 | Site 11768 | NE | SHJ2667 | SHJ2667 | SHJL2667 | SHJNR2667 | On air | On air | On Air | On Air | 2010 | Permanent | 25.3502 | 55.4082 | Huawei | Outdoor | Site Sharing | Site Share | Outdoor Site Sharing-Etisalat Owned |  | Site Share | 2G+3G+4G+5G | BTS3900A | LTE | 2T2R | U2100 (F2) + U900 (F1+F2) | L1800F1 | 2CC | 3005900 | 25 |  | 3 | N78 | 3 | 3 | [32 empty] | IIB | SHJ-2667-CSG-SAR-X-1
SHJ2668 | Site 11769 | NE | SHJ2668 | SHJ2668 | SHJL2668 | SHJNR2668 | On air | On air | On Air | On Air | 2012 | Permanent | 25.3206 | 55.4703 | Huawei | Outdoor | Site Sharing | Site Share | Outdoor Site Sharing-Etisalat Owned |  | Site Share | 2G+3G+4G+5G | BTS3900 | LTE-4CC | 2T2R | U2100 (F2) + U900 (F1+F2) | L800+L1800F1+L1800F2+L2100 | 2CC | 3009800 | 30 |  | 3 | N78 | 3 | 3 | [32 empty] | IIB | SHJ-2668-CSG-IXR-E-1
SHJ2669 | Site 11770 | NE | SHJ2669 | SHJ2669 | SHJL2669 | SHJNR2669 | On air | On air | On Air | On Air | 2010 | Permanent | 25.2797 | 55.5144 | Huawei | Outdoor | Site Sharing | Site Share | Outdoor Site Sharing-Etisalat Owned |  | Site Share | 2G+3G+4G+5G | BTS3900A | LTE-2CC | 2T2R | U2100 (F2) + U900 (F1+F2) | L800+L1800F1 | 2CC | 3002300 | 30 |  | 3 | N78 | 4 | 3 | [32 empty] | IIB | SHJ-2669-CSG-SAR-X-1
SHJ2670 | Site 11771 | NE | SHJ2670 | SHJ2670 | SHJL2670 | SHJNR2670 | On air | On air | On Air | On Air | 2010 | Permanent | 25.2412 | 55.9236 | Huawei | Outdoor | EITC Passive Infrastructure | Green Field | Outdoor Green field-du Owned |  | Green Field | 2G+3G+4G+5G | BTS3900 | LTE-3CC | 2T2R | U2100 (F2) + U900 (F1+F2) | L800+L1800F1+L1800F2 | 1CC | 3000051 | 38.5 |  | 3 | N41 | 3 | 3 | [32 empty] | IIB | SHJ-2670-CSG-IXR-E-1
SHJ2671 | Site 11772 | NE | SHJ2671 | SHJ2671 | SHJL2671 |  | On air | On air | On Air |  | 2011 | Permanent | 25.1675 | 55.8895 | Huawei | Outdoor | Site Sharing | Site Share | Outdoor Site Sharing-Etisalat Owned |  | Site Share | 2G+3G+4G | BTS3900A | LTE-4CC | 2T2R | U2100 (F2) + U900 (F1+F2) | L800+L1800F1+L1800F2+L2100 |  | 3000018 | 40 |  |  |  | 3 | [33 empty] | IIB | SHJ-2671-CSG-IXR-E-1
SHJ2672 | Site 11773 | NE |  | SHJ2672 | SHJL2672 | SHJNR2672 |  | On air | On Air | On Air | 2013 | Permanent | 25.299 | 55.5326 | Huawei | Outdoor | EITC Passive Infrastructure | Green Field | Outdoor Green field-du Owned |  | Green Field | 3G+4G+5G | BTS3900A | LTE-3CC | 2T2R | U2100 (F2) + U900 (F1+F2) | L800+L1800F1+L1800F2 | 2CC | 3002400 | 30 |  | 3 | N78 | 3 | 3 | [32 empty] | IIB | SHJ-2672-CSG-SAR-X-1
SHJ2673 | Site 11774 | NE | SHJ2673 | SHJ2673 | SHJL2673 | SHJNR2673 | On air | On air | On Air | On Air | 2012 | Permanent | 25.2751 | 55.5029 | Huawei | Outdoor | Site Sharing | Site Share | Outdoor Site Sharing-Etisalat Owned |  | Site Share | 2G+3G+4G+5G | BTS3900A | LTE-2CC | 2T2R | U2100 (F2) + U900 (F1+F2) | L800+L1800F1 | 2CC | 3002300 | 28.5 |  | 3 | N78 | 4 | 3 | [32 empty] | IIB | SHJ-2673-CSG-IXR-E-1
SHJ2674 | Site 11775 | NE | SHJ2674 | SHJ2674 | SHJL2674 | SHJNR2674 | On air | On air | On Air | On Air | 2009 | Permanent | 25.2999 | 55.4429 | Huawei | Outdoor | EITC Passive Infrastructure | Roof Top | RT-du Owned |  | Roof Top | 2G+3G+4G+5G | BTS3900 | LTE-4CC | 2T2R | U2100 (F2) + U900 (F1+F2) | L800+L1800F1+L1800F2+L2100 | 2CC | 3009900 | 17.5 |  | 3 | N78 | 3 | 3 | [32 empty] | IIB | SHJ-2674-CSG-SAR-X-1
SHJ2675 | Site 11776 | NE | SHJ2675 | SHJ2675 | SHJL2675 | SHJNR2675 | On air | On air | On Air | On Air | 2009 | Permanent | 25.3108 | 55.4599 | Huawei | Outdoor | EITC Passive Infrastructure | Roof Top | RT-du Owned |  | Roof Top | 2G+3G+4G+5G | BTS3900 | LTE-4CC | 2T2R | U2100 (F2) + U900 (F1+F2) | L800+L1800F1+L1800F2+L2100 | 2CC | 3009900 | 19.1 |  | 3 | N78 | 3 | 3 | [32 empty] | IIB | SHJ-2675-CSG-SAR-X-1
SHJ2701 | Site 11777 | NE | SHJ2701 | SHJ2701 | SHJL2701 |  | On air | On air | On Air |  | 2010 | Permanent | 25.2782 | 55.7292 | Huawei | Outdoor | Site Sharing | Site Share | Outdoor Site Sharing-Etisalat Owned |  | Site Share | 2G+3G+4G | BTS3900 | LTE-4CC | 2T2R | U2100 (F2) + U900 (F1+F2) | L800+L1800F1+L1800F2+L2100 |  | 3000021 | 35 |  |  |  | 4 | [33 empty] | IIB | SHJ-2701-CSG-IXR-E-1
SHJ2713 | Site 11778 | NE | SHJ2713 | SHJ2713 | SHJL2713 | SHJNR2713 | On air | On air | On Air | On Air | 2009 | Permanent | 25.3469 | 55.4125 | Huawei | Outdoor | Site Sharing | Site Share | Outdoor Site Sharing-Etisalat Owned |  | Site Share | 2G+3G+4G+5G | BTS3900 | LTE-4CC | 2T2R | U2100 (F2) + U900 (F1+F2) | L800+L1800F1+L1800F2+L2100 | 2CC | 3005800 | 25 |  | 3 | N78 | 4 | 3 | [32 empty] | IIB | SHJ-2713-CSG-ASR920-LD-1
SHJ2808 | Site 11779 | NE |  | SHJ2808 | SHJL2808 | SHJNR2808 |  | On air | On Air | On Air | 2016 | Permanent | 25.2782 | 55.8949 | Huawei | Outdoor | Site Sharing | Site Share | Outdoor Site Sharing-Etisalat Owned |  | Site Share | 3G+4G+5G | BTS3900A | LTE-3CC | 2T2R | U2100 (F2) + U900 (F1+F2) | L800+L1800F1+L1800F2 | 1CC | 3000050 | 28.5 |  | 3 | N41 | 3 | 3 | [32 empty] | IIB | SHJ-2808-CSG-IXR-E-1
SHJ2943 | Site 11780 | NE | SHJ2943 | SHJ2943 | SHJL2943 | SHJNR2943 | On air | On air | On Air | On Air | 2010 | Permanent | 25.3032 | 55.4415 | Huawei | Outdoor | EITC Passive Infrastructure | Roof Top | RT-du Owned |  | Roof Top | 2G+3G+4G+5G | BTS3900 | LTE-4CC | 4T4R | U2100 (F2) + U900 (F1+F2) | L800+L1800F1+L1800F2+L2100 | 2CC | 3008100 | 16.5 |  | 3 | N78 | 5 | 3 | [32 empty] | IIB | SHJ-2943-CSG-SAR-X-1
SHJ2946 | Site 11781 | NE | SHJ2946 | SHJ2946 | SHJL2946 | SHJNR2946 | On air | On air | On Air | On Air | 2009 | Permanent | 25.3135 | 55.4312 | Huawei | Outdoor | EITC Passive Infrastructure | Green Field | Outdoor Green field-du Owned |  | Green Field | 2G+3G+4G+5G | BTS3900 | LTE-4CC | 4T4R | U2100 (F2) + U900 (F1+F2) | L800+L1800F1+L1800F2+L2100 | 2CC | 3008200 | 28.5 |  | 3 | N78 | 3 | 3 | [32 empty] | IIB | SHJ-2946-CSG-SAR-X-1
SHJ2948 | Site 11782 | NE | SHJ2948 | SHJ2948 | SHJL2948 | SHJNR2948 | On air | On air | On Air | On Air | 2014 | Permanent | 25.3542 | 55.4836 | Huawei | Outdoor | EITC Passive Infrastructure | Green Field | Outdoor Green field-du Owned |  | Green Field | 2G+3G+4G+5G | BTS3900 | LTE-2CC | 2T2R | U2100 (F2) + U900 (F1+F2) | L800+L1800F1 | 2CC | 3004400 | 28.7 |  | 3 | N78 | 3 | 3 | [32 empty] | MW | 0
SHJ2985 | Site 11783 | NE | SHJ2985 | SHJ2985 | SHJL2985 | SHJNR2985 | On air | On air | On Air | On Air | 2011 | Permanent | 25.3394 | 55.5789 | Huawei | Outdoor | Site Sharing | Site Share | Outdoor Site Sharing-Etisalat Owned |  | Site Share | 2G+3G+4G+5G | BTS3900 | LTE | 2T2R | U2100 (F2) + U900 (F1+F2) | L1800F1 | 1CC | 3001900 | 25 |  | 3 | N41 | 3 | 3 | [32 empty] | IIB | SHJ-2985-CSG-SAR-X-1
SHJ2986 | Site 11784 | NE | SHJ2986 | SHJ2986 | SHJL2986 | SHJNR2986 | On air | On air | On Air | On Air | 2011 | Permanent | 25.3496 | 55.5994 | Huawei | Outdoor | Site Sharing | Site Share | Outdoor Site Sharing-Etisalat Owned |  | Site Share | 2G+3G+4G+5G | BTS3900 | LTE | 2T2R | U2100 (F2) + U900 (F1+F2) | L1800F1 | 1CC | 3001900 | 25 |  | 3 | N41 | 3 | 3 | [32 empty] | IIB | SHJ-2986-CSG-SAR-X-1
SHJ2987 | Site 11785 | NE | SHJ2987 | SHJ2987 | SHJL2987 | SHJNR2987 | On air | On air | On Air | On Air | 2011 | Permanent | 25.3704 | 55.3979 | Huawei | Outdoor | EITC Passive Infrastructure | Roof Top | RT-du Owned |  | Roof Top | 2G+3G+4G+5G | BTS3900A | LTE-4CC | 4T4R | U2100 (F2) + U900 (F1+F2) | L800+L1800F1+L1800F2+L2100 | 2CC | 3006500 | 11 |  | 3 | N78 | 3 | 3 | [32 empty] | IIB | SHJ-2987-CSG-SAR-X-1
SHJ2988 | Site 11786 | NE |  | SHJ2988 | SHJL2988 | SHJNR2988 |  | On air | On Air | On Air | 2018 | Permanent | 25.309 | 55.4504 | Huawei | Outdoor | EITC Passive Infrastructure | Roof Top | RT-du Owned |  | Roof Top | 3G+4G+5G | BTS3900A | LTE-4CC | 2T2R | U2100 (F2) + U900 (F1+F2) | L800+L1800F1+L1800F2+L2100 | 2CC | 3009900 | 19 |  | 3 | N78 | 3 | 3 | [32 empty] | IIB | SHJ-2988-CSG-SAR-X-1
SHJ2989 | Site 11787 | NE | SHJ2989 | SHJ2989 | SHJL2989 | SHJNR2989 | On air | On air | On Air | On Air | 2011 | Permanent | 25.315 | 55.4049 | Huawei | Outdoor | EITC Passive Infrastructure | Roof Top | RT-du Owned |  | Roof Top | 2G+3G+4G+5G | BTS3900A | LTE-3CC | 4T4R | U2100 (F2) + U900 (F1+F2) | L800+L1800F1+L1800F2 | 2CC | 3009200 | 15 |  | 3 | N78 | 3 | 3 | [32 empty] | IIB | SHJ-2989-CSG-IXR-E-1
SHJ2991 | Site 11788 | NE |  | SHJ2991 | SHJL2991 |  |  | On air | On Air |  | 2017 | Permanent | 25.1845 | 55.9232 | Huawei | Outdoor | EITC Passive Infrastructure | Green Field | Outdoor Green field-du Owned |  | Green Field | 3G+4G | BTS3900A | LTE-3CC | 2T2R | U2100 (F2) + U900 (F1+F2) | L800+L1800F1+L1800F2 |  | 3000051 | 18.5 |  |  |  | 3 | [33 empty] | MW | 0
SHJ2992 | Site 11789 | NE | SHJ2992 | SHJ2992 | SHJL2992 | SHJNR2992 | On air | On air | On Air | On Air | 2011 | Permanent | 25.3557 | 55.5558 | Huawei | Outdoor | Site Sharing | Site Share | Outdoor Site Sharing-Etisalat Owned |  | Site Share | 2G+3G+4G+5G | BTS3900 | LTE | 2T2R | U2100 (F2) + U900 (F1+F2) | L1800F1 | 1CC | 3001900 | 25 |  | 3 | N41 | 3 | 3 | [32 empty] | IIB | SHJ-2992-CSG-SAR-X-1
SHJ2993 | Site 11790 | NE | SHJ2993 | SHJ2993 | SHJL2993 | SHJNR2993 | On air | On air | On Air | On Air | 2011 | Permanent | 25.3478 | 55.5907 | Huawei | Outdoor | Site Sharing | Site Share | Outdoor Site Sharing-Etisalat Owned |  | Site Share | 2G+3G+4G+5G | BTS3900 | LTE | 2T2R | U2100 (F2) + U900 (F1+F2) | L1800F1 | 1CC | 3001900 | 25 |  | 3 | N41 | 3 | 3 | [32 empty] | IIB | SHJ-2993-CSG-SAR-X-1
SHJ2998 | Site 11791 | NE | SHJ2998 | SHJ2998 | SHJL2998 | SHJNR2998 |  | On air | On Air | On Air | 2011 | Permanent | 25.3434 | 55.56 | Huawei | Outdoor | EITC Passive Infrastructure | Green Field | Outdoor Green field-du Owned |  | Green Field | 3G+4G+5G | BTS3900 | LTE | 2T2R | U2100 (F2) + U900 (F1+F2) | L1800F1 | 1CC | 3001900 | 30 |  | 3 | N41 | 4 | 3 | [32 empty] | IIB | SHJ-2998-CSG-SAR-X-1
SHJ3002 | Site 11792 | NE | SHJ3002 | SHJ3002 | SHJL3002 | SHJNR3002 | On air | On air | On Air | On Air | 2010 | Permanent | 25.3221 | 55.6417 | Huawei | Outdoor | EITC Passive Infrastructure | Green Field | Outdoor Green field-du Owned |  | Green Field | 2G+3G+4G+5G | BTS3900 | LTE-4CC | 2T2R | U2100 (F2) + U900 (F1+F2) | L800+L1800F1+L1800F2+L2100 | 1CC | 3001301 | 28.7 |  | 3 | N41 | 4 | 3 | [32 empty] | IIB | SHJ-3002-CSG-SAR-X-1
SHJ3003 | Site 11793 | NE |  | SHJ3003 | SHJL3003 | SHJNR3003 |  | On air | On Air | On Air | 2010 | Permanent | 25.298 | 55.5857 | Huawei | Outdoor | EITC Passive Infrastructure | Green Field | Outdoor Green field-du Owned |  | Green Field | 3G+4G+5G | BTS3900A | LTE-4CC | 2T2R | U2100 (F2) + U900 (F1+F2) | L800+L1800F1+L1800F2+L2100 | 1CC | 3001200 | 28.7 |  | 3 | N41 | 4 | 3 | [32 empty] | IIB | SHJ-3003-CSG-IXR-E-1
SHJ3006 | Site 11794 | NE |  | SHJ3006 | SHJL3006 | SHJNR3006 |  | On air | On Air | On Air | 2015 | Permanent | 25.1546 | 55.6444 | Huawei | Outdoor | EITC Passive Infrastructure | Green Field | Outdoor Green field-du Owned |  | Green Field | 3G+4G+5G | BTS3900 | LTE-4CC | 4T4R | U2100 (F2) + U900 (F1+F2) | L700+L800+L1800F1+L1800F2+L2100 | 1CC | 3000021 | 28 |  | 3 | N41 | 4 | 3 | [32 empty] | IIB | SHJ-3006-CSG-IXR-E-1
SHJ3009 | Site 11795 | NE |  | SHJ3009 | SHJL3009 | SHJNR3009 |  | On air | On Air | On Air | 2010 | Permanent | 25.0153 | 55.8832 | Huawei | Outdoor | EITC Passive Infrastructure | Green Field | Outdoor Green field-du Owned |  | Green Field | 3G+4G+5G | BTS3900A | LTE-3CC | 2T2R | U2100 (F2) + U900 (F1+F2) | L800+L1800F1+L1800F2 | 1CC | 3000017 | 30 |  | 3 | N41 | 3 | 3 | [32 empty] | IIB | SHJ-3009-CSG-IXR-E-1
SHJ3010 | Site 11796 | NE |  | SHJ3010 | SHJL3010 | SHJNR3010 |  | On air | On Air | On Air | 2016 | Permanent | 25.0325 | 55.8406 | Huawei | Outdoor | EITC Passive Infrastructure | Green Field | Outdoor Green field-du Owned |  | Green Field | 3G+4G+5G | BTS3900A | LTE | 2T2R | U2100 (F2) + U900 (F1+F2) | L800 | 1CC | 3000016 | 28 |  | 3 | N41 | 3 | 3 | [32 empty] | IIB | SHJ-3010-CSG-IXR-E-1
SHJ3011 | Site 11797 | NE | SHJ3011 | SHJ3011 | SHJL3011 | SHJNR3011 | On air | On air | On Air | On Air | 2014 | Permanent | 25.0036 | 55.8412 | Huawei | Outdoor | EITC Passive Infrastructure | Green Field | Outdoor Green field-du Owned |  | Green Field | 2G+3G+4G+5G | BTS3900 | LTE | 2T2R | U2100 (F2) + U900 (F1+F2) | L1800F1 | 1CC | 3000016 | 40 |  | 3 | N41 | 3 | 3 | [32 empty] | IIB | SHJ-3011-CSG-IXR-E-1
SHJ3012 | Site 11798 | NE |  | SHJ3012 | SHJL3012 | SHJNR3012 |  | On air | On Air | On Air | 2016 | Permanent | 24.943 | 55.7911 | Huawei | Outdoor | EITC Passive Infrastructure | Green Field | Outdoor Green field-du Owned |  | Green Field | 3G+4G+5G | BTS3900A | LTE-3CC | 2T2R | U2100 (F2) + U900 (F1+F2) | L800+L1800F1+L1800F2 | 1CC | 3000016 | 28.5 |  | 3 | N41 | 3 | 3 | [32 empty] | IIB | SHJ-3012-CSG-SAR-X-1
SHJ3014 | Site 11799 | NE | SHJ3014 | SHJ3014 | SHJL3014 | SHJNR3014 | On air | On air | On Air | On Air | 2011 | Permanent | 25.3031 | 55.4507 | Huawei | Outdoor | EITC Passive Infrastructure | Roof Top | RT-du Owned |  | Roof Top | 2G+3G+4G+5G | BTS3900 | LTE-3CC | 2T2R | U2100 (F2) + U900 (F1+F2) | L800+L1800F1+L1800F2 | 2CC | 3009900 | 20 |  | 3 | N78 | 3 | 3 | [32 empty] | IIB | SHJ-3014-CSG-SAR-X-1
SHJ3016 | Site 11800 | NE | SHJ3016 | SHJ3016 | SHJL3016 | SHJNR3016 | On air | On air | On Air | On Air | 2010 | Permanent | 25.3063 | 55.4447 | Huawei | Outdoor | EITC Passive Infrastructure | Roof Top | RT-du Owned |  | Roof Top | 2G+3G+4G+5G | DBS3900 | LTE-4CC | 4T4R | U2100 (F2) + U900 (F1+F2) | L800+L1800F1+L1800F2+L2100 | 2CC | 3009900 | 20 |  | 3 | N78 | 3 | 3 | [32 empty] | IIB | SHJ-3016-CSG-SAR-X-1
SHJ3018 | Site 11801 | NE | SHJ3018 | SHJ3018 | SHJL3018 | SHJNR3018 | On air | On air | On Air | On Air | 2010 | Permanent | 25.2998 | 55.4408 | Huawei | Outdoor | EITC Passive Infrastructure | Roof Top | RT-du Owned |  | Roof Top | 2G+3G+4G+5G | BTS3900 | LTE-3CC | 4T4R | U2100 (F2) + U900 (F1+F2) | L800+L1800F1+L1800F2 | 2CC | 3009900 | 30 |  | 3 | N78 | 3 | 3 | [32 empty] | IIB | SHJ-3018-CSG-SAR-X-1
SHJ3020 | Site 11802 | NE | SHJ3020 | SHJ3020 | SHJL3020 | SHJNR3020 | On air | On air | On Air | On Air | 2010 | Permanent | 25.3519 | 55.3835 | Huawei | Outdoor | EITC Passive Infrastructure | Roof Top | RT-du Owned |  | Roof Top | 2G+3G+4G+5G | BTS3900A | LTE-4CC | 2T2R | U2100 (F2) + U900 (F1+F2) | L800+L1800F1+L1800F2+L2100 | 2CC | 3009700 | 39.5 |  | 3 | N78 | 4 | 3 | [32 empty] | IIB | SHJ-3020-CSG-ASR920LD-1
SHJ3021 | Site 11803 | NE | SHJ3021 | SHJ3021 | SHJL3021 | SHJNR3021 | On air | On air | On Air | On Air | 2010 | Permanent | 25.328 | 55.3943 | Huawei | Outdoor | EITC Passive Infrastructure | Roof Top | RT-du Owned |  | Roof Top | 2G+3G+4G+5G | BTS3900A | LTE-4CC | 2T2R | U2100 (F2) + U900 (F1+F2) | L800+L1800F1+L1800F2+L2100 | 2CC | 3010700 | 25.5 |  | 3 | N78 | 4 | 3 | [32 empty] | IIB | SHJ-3021-CSG-SAR-X-1
SHJ3022 | Site 11804 | NE | SHJ3022 | SHJ3022 | SHJL3022 | SHJNR3022 | On air | On air | On Air | On Air | 2010 | Permanent | 25.3719 | 55.4205 | Huawei | Outdoor | Site Sharing | Site Share | Outdoor Site Sharing-Etisalat Owned |  | Site Share | 2G+3G+4G+5G | BTS3900 | LTE-3CC | 2T2R | U2100 (F2) + U900 (F1+F2) | L800+L1800F1+L1800F2 | 2CC | 3005100 | 25 |  | 3 | N78 | 3 | 3 | [32 empty] | IIB | SHJ-3022-CSG-SAR-X-1
SHJ3024 | Site 11805 | NE | SHJ3024 | SHJ3024 | SHJL3024 | SHJNR3024 | On air | On air | On Air | On Air | 2010 | Permanent | 25.2498 | 55.5415 | Huawei | Outdoor | Site Sharing | Site Share | Outdoor Site Sharing-Etisalat Owned |  | Site Share | 2G+3G+4G+5G | BTS3900A | LTE-3CC | 2T2R | U2100 (F2) + U900 (F1+F2) | L800+L1800F1+L1800F2 | 1CC | 3002200 | 30 |  | 3 | N41 | 3 | 3 | [32 empty] | IIB | SHJ-3024-CSG-ASR920-LD-1
SHJ3136 | Site 11806 | NE |  | SHJ3136 | SHJL3136 |  |  | On air | On Air |  | 2023 | Permanent | 25.3739 | 55.7888 | Huawei | Outdoor | Site Sharing | Site share | Outdoor Site Sharing-Etisalat Owned |  | Site share | 3G+4G | BTS3900A | LTE-4CC | 2T2R | U900 (F1+F2) | L800+L1800F1+L1800F2+L2100 |  | 3000022 | 30 |  |  |  | 3 | [33 empty] | MW | 0
SHJ3153 | Site 11807 | NE |  | SHJ3153 | SHJL3153 | SHJNR3153 |  | On air | On Air | On Air | 2021 | Permanent | 24.9492 | 55.7196 | Huawei | Outdoor | EITC Passive Infrastructure | Capex_DU | Outdoor Taawn-du Lead |  | Capex_DU | 3G+4G+5G | BTS3900A | LTE-4CC | 2T2R | U2100 (F2) + U900 (F1+F2) | L700+L800+L1800F1+L1800F2+L2100 | 1CC | 3000016 | 58 |  | 3 | N41 | 4 | 3 | [32 empty] | IIB | SHJ-3153-CSG-N540-LD-1
SHJ3154 | Site 11808 | NE |  | SHJ3154 | SHJL3154 | SHJNR3154 |  | On air | On Air | On Air | 2019 | Permanent | 25.058 | 55.7099 | Huawei | Outdoor | Site Sharing | ET Capex | Outdoor Taawn-Etisalat Lead |  | ET Capex | 3G+4G+5G | BTS3900A | LTE-3CC | 2T2R | U2100 (F2) + U900 (F1+F2) | L800+L1800F1+L1800F2 | 1CC | 3000020 | 60 |  | 3 | N41 | 4 | 3 | [32 empty] | IIB | SHJ-3154-CSG-IXR-E-1
SHJ3162 | Site 11809 | NE |  | SHJ3162 | SHJL3162 | SHJNR3162 |  | On air | On Air | On Air | 2021 | Permanent | 25.0756 | 55.9107 | Huawei | Outdoor | EITC Passive Infrastructure | Green Field | Outdoor Taawn-du Lead |  | Green Field | 3G+4G+5G | BTS3900A | LTE-CA | 2T2R | U2100 (F2) + U900 (F1+F2) | L1800F1+L1800F2 | 1CC | 3000018 | 38.5 |  | 3 | N41 | 3 | 3 | [32 empty] | MW | 0
SHJ3171 | Site 11810 | NE |  | SHJ3171 | SHJL3171 | SHJNR3171 |  | On air | On Air | On Air | 2019 | Permanent | 25.2966 | 55.409 | Huawei | Outdoor | EITC Passive Infrastructure | Roof Top | RT-du Owned |  | Roof Top | 3G+4G+5G | BTS3900A | LTE-4CC | 2T2R | U2100 (F2) + U900 (F1+F2) | L800+L1800F1+L1800F2+L2100 | 2CC | 3009000 | 16 |  | 3 | N78 | 3 | 3 | [32 empty] | IIB | SHJ-3171-CSG-SAR-X-1
SHJ3173 | Site 11811 | NE |  | SHJ3173 | SHJL3173 |  |  | On air | On Air |  | 2018 | Permanent | 25.3254 | 55.3859 | Huawei | Small Cells | EITC Passive Infrastructure | Roof Top | RT-du Owned |  | Roof Top | 3G+4G | AAU3940 | LTE | 2T2R | U2100 (F2) | L1800F1 |  | 3010700 | 11 |  |  |  | 1 | [33 empty] | IIB | Passive to SHJ-3827-CSG-IXR-E-1
SHJ3174 | Site 11812 | NE |  | SHJ3174 | SHJL3174 | SHJNR3174 |  | On air | On Air | On Air | 2018 | Permanent | 25.3269 | 55.3876 | Huawei | Small Cells | EITC Passive Infrastructure | Roof Top | RT-du Owned |  | Roof Top | 3G+4G+5G | AAU3940 | LTE | 2T2R | U2100 (F2) | L1800F1 | 2CC | 3010700 | 12 |  | 1 | N78 | 1 | 1 | [32 empty] | IIB | Passive Completed
SHJ3203 | Site 11813 | NE |  | SHJ3203 | SHJL3203 | SHJNR3203 |  | On air | On Air | On Air | 2016 | Permanent | 24.9651 | 55.6992 | Huawei | Outdoor | EITC Passive Infrastructure | Green Field | Outdoor Green field-du Owned |  | Green Field | 3G+4G+5G | BTS3900A | LTE-3CC | 2T2R | U2100 (F2) + U900 (F1+F2) | L800+L1800F1+L1800F2 | 1CC | 3000020 | 35 |  | 3 | N41 | 4 | 3 | [32 empty] | IIB | SHJ-3203-CSG-SAR-X-1
SHJ3209 | Site 11814 | NE |  | SHJ3209 | SHJL3209 |  |  | On air | On Air |  | 2010 | Permanent | 25.36 | 55.4724 | Huawei | Outdoor | Site Sharing | Site Share | Outdoor Site Sharing-Etisalat Owned |  | Site Share | 3G+4G | BTS3900A | LTE-2CC | 2T2R | U2100 (F2) + U900 (F1+F2) | L800+L1800F1 |  | 3004800 | 20 |  |  |  | 3 | [33 empty] | IIB | SHJ-3209-CSG-ASR920-LD-1
SHJ3210 | Site 11815 | NE | SHJ3210 | SHJ3210 | SHJL3210 | SHJNR3210 | On air | On air | On Air | On Air | 2014 | Permanent | 25.3542 | 55.6102 | Huawei | Outdoor | Site Sharing | Site Share | Outdoor Site Sharing-Etisalat Owned |  | Site Share | 2G+3G+4G+5G | BTS3900A | LTE | 2T2R | U2100 (F2) + U900 (F1+F2) | L1800F1 | 1CC | 3001900 | 25 |  | 3 | N41 | 3 | 3 | [32 empty] | IIB | SHJ-3210-CSG-SAR-X-1
SHJ3216 | Site 11816 | NE |  | SHJ3216 | SHJL3216 | SHJNR3216 |  | On air | On Air | On Air | 2020 | Permanent | 25.2529 | 55.6037 | Huawei | Outdoor | Site Sharing | ET Capex | Outdoor Taawn-Etisalat Lead |  | ET Capex | 3G+4G+5G | BTS3900A | LTE-3CC | 2T2R | U2100 (F2) + U900 (F1+F2) | L800+L1800F1+L1800F2 | 1CC | 3028600 | 35 |  | 3 | N41 | 3 | 3 | [32 empty] | IIB | SHJ-3216-CSG-ASR920-LD-1
SHJ3221 | Site 11817 | NE |  | SHJ3221 | SHJL3221 | SHJNR3221 |  | On air | On Air | On Air | 2020 | Permanent | 25.2451 | 55.6317 | Huawei | Outdoor | Site Sharing | ET Capex | Outdoor Taawn-Etisalat Lead |  | ET Capex | 3G+4G+5G | BTS3900A | LTE-3CC | 2T2R | U900 (F1+F2) | L800+L1800F1+L1800F2 | 1CC | 3001500 | 30.5 |  | 3 | N41 | 3 | 3 | [32 empty] | IIB | SHJ-3221-CSG-ASR920-LD-1
SHJ3223 | Site 11818 | NE |  | SHJ3223 | SHJL3223 | SHJNR3223 |  | On air | On Air | On Air | 2020 | Permanent | 25.2384 | 55.6418 | Huawei | Outdoor | Site Sharing | ET Capex | Outdoor Taawn-Etisalat Lead |  | ET Capex | 3G+4G+5G | BTS3900A | LTE-3CC | 2T2R | U2100 (F2) + U900 (F1+F2) | L800+L1800F1+L1800F2 | 1CC | 3001500 | 35 |  | 3 | N41 | 3 | 3 | [32 empty] | IIB | SHJ-3223-CSG-ASR920-LD-1
SHJ3225 | Site 11819 | NE | SHJ3225 | SHJ3225 | SHJL3225 | SHJNR3225 | On air | On air | On Air | On Air | 2010 | Permanent | 25.2914 | 55.4502 | Huawei | Outdoor | EITC Passive Infrastructure | Roof Top | RT-du Owned |  | Roof Top | 2G+3G+4G+5G | BTS3900 | LTE-3CC | 2T2R | U2100 (F2) + U900 (F1+F2) | L800+L1800F1+L1800F2 | 2CC | 3009900 | 21 |  | 3 | N78 | 4 | 3 | [32 empty] | IIB | SHJ-3225-CSG-SAR-X-1
SHJ3241 | Site 11820 | NE |  | SHJ3241 | SHJL3241 | SHJNR3241 |  | On air | On Air | On Air | 2010 | Permanent | 25.2985 | 55.4497 | Huawei | Outdoor | EITC Passive Infrastructure | Roof Top | RT-du Owned |  | Roof Top | 3G+4G+5G | BTS3900A | LTE-3CC | 4T4R | U2100 (F2) + U900 (F1+F2) | L800+L1800F1+L1800F2 | 2CC | 3009900 | 17 |  | 3 | N78 | 3 | 3 | [32 empty] | IIB | SHJ-3241-CSG-SAR-X-1
SHJ3242 | Site 11821 | NE |  | SHJ3242 | SHJL3242 | SHJNR3242 |  | On air | On Air | On Air | 2014 | Permanent | 25.3013 | 55.4466 | Huawei | Outdoor | EITC Passive Infrastructure | Roof Top | RT-du Owned |  | Roof Top | 3G+4G+5G | BTS3900A | LTE-4CC | 2T2R | U2100 (F2) + U900 (F1+F2) | L800+L1800F1+L1800F2+L2100 | 2CC | 3009900 | 23 |  | 3 | N78 | 3 | 3 | [32 empty] | IIB | SHJ-3242-CSG-SAR-X-1
SHJ3243 | Site 11822 | NE | SHJ3243 | SHJ3243 | SHJL3243 | SHJNR3243 | On air | On air | On Air | On Air | 2010 | Permanent | 25.2978 | 55.4454 | Huawei | Outdoor | EITC Passive Infrastructure | Roof Top | RT-du Owned |  | Roof Top | 2G+3G+4G+5G | BTS3900A | LTE-4CC | 2T2R | U2100 (F2) + U900 (F1+F2) | L800+L1800F1+L1800F2+L2100 | 2CC | 3009900 | 21 |  | 3 | N78 | 3 | 3 | [32 empty] | IIB | SHJ-3243-CSG-SAR-X-1
SHJ3244 | Site 11823 | NE | SHJ3244 | SHJ3244 | SHJL3244 | SHJNR3244 | On air | On air | On Air | On Air | 2010 | Permanent | 25.2968 | 55.443 | Huawei | Outdoor | EITC Passive Infrastructure | Roof Top | RT-du Owned |  | Roof Top | 2G+3G+4G+5G | BTS3900A | LTE-4CC | 2T2R | U2100 (F2) + U900 (F1+F2) | L800+L1800F1+L1800F2+L2100 | 2CC | 3009900 | 21 |  | 3 | N78 | 3 | 3 | [32 empty] | IIB | SHJ-3244-CSG-SAR-X-1
SHJ3246 | Site 11824 | NE |  | SHJ3246 | SHJL3246 | SHJNR3246 |  | On air | On Air | On Air | 2018 | Permanent | 25.2876 | 55.4488 | Huawei | Outdoor | EITC Passive Infrastructure | Roof Top | RT-du Owned |  | Roof Top | 3G+4G+5G | BTS3900A | LTE-4CC | 2T2R | U2100 (F2) + U900 (F1+F2) | L800+L1800F1+L1800F2+L2100 | 2CC | 3009900 | 28 |  | 3 | N78 | 3 | 3 | [32 empty] | IIB | SHJ-3246-CSG-SAR-X-1
SHJ3247 | Site 11825 | NE |  | SHJ3247 | SHJL3247 | SHJNR3247 |  | On air | On Air | On Air | 2010 | Permanent | 25.2859 | 55.4511 | Huawei | Outdoor | EITC Passive Infrastructure | Roof Top | RT-du Owned |  | Roof Top | 3G+4G+5G | BTS3900A | LTE-4CC | 2T2R | U2100 (F2) + U900 (F1+F2) | L800+L1800F1+L1800F2+L2100 | 2CC | 3009900 | 35 |  | 3 | N78 | 3 | 3 | [32 empty] | IIB | SHJ-3247-CSG-SAR-X-1
SHJ3248 | Site 11826 | NE |  | SHJ3248 | SHJL3248 | SHJNR3248 |  | On air | On Air | On Air | 2014 | Permanent | 25.3504 | 55.3978 | Huawei | Outdoor | EITC Passive Infrastructure | Roof Top | RT-du Owned |  | Roof Top | 3G+4G+5G | BTS3900A | LTE-2CC | 2T2R | U2100 (F2) + U900 (F1+F2) | L800+L1800F1 | 2CC | 3006000 | 13 |  | 3 | N78 | 3 | 3 | [32 empty] | IIB | SHJ-3248-CSG-SAR-X-1
SHJ3249 | Site 11827 | NE | SHJ3249 | SHJ3249 | SHJL3249 | SHJNR3249 | On air | On air | On Air | On Air | 2014 | Permanent | 25.3555 | 55.4002 | Huawei | Outdoor | EITC Passive Infrastructure | Roof Top | RT-du Owned |  | Roof Top | 2G+3G+4G+5G | BTS3900A | LTE-2CC | 2T2R | U2100 (F2) + U900 (F1+F2) | L800+L1800F1 | 2CC | 3006100 | 30 |  | 3 | N78 | 3 | 3 | [32 empty] | IIB | SHJ-3249-CSG-ASR920-LD-1
SHJ3250 | Site 11828 | NE | SHJ3250 | SHJ3250 | SHJL3250 | SHJNR3250 | On air | On air | On Air | On Air | 2013 | Permanent | 25.2979 | 55.4041 | Huawei | Outdoor | EITC Passive Infrastructure | Roof Top | RT-du Owned |  | Roof Top | 2G+3G+4G+5G | BTS3900A | LTE-4CC | 2T2R | U2100 (F2) + U900 (F1+F2) | L800+L1800F1+L1800F2+L2100 | 2CC | 3009000 | 16 |  | 3 | N78 | 3 | 3 | [32 empty] | IIB | SHJ-3250-CSG-SAR-X-1
SHJ3255 | Site 11829 | NE | SHJ3255 | SHJ3255 | SHJL3255 | SHJNR3255 | On air | On air | On Air | On Air | 2014 | Permanent | 25.3061 | 55.4241 | Huawei | Outdoor | EITC Passive Infrastructure | Roof Top | RT-du Owned |  | Roof Top | 2G+3G+4G+5G | BTS3900A | LTE-4CC | 2T2R | U2100 (F2) + U900 (F1+F2) | L800+L1800F1+L1800F2+L2100 | 2CC | 3008800 | 30 |  | 3 | N78 | 3 | 3 | [32 empty] | IIB | SHJ-3255-CSG-SAR-X-1
SHJ3256 | Site 11830 | NE | SHJ3256 | SHJ3256 | SHJL3256 | SHJNR3256 | On air | On air | On Air | On Air | 2013 | Permanent | 25.3041 | 55.4 | Huawei | Outdoor | EITC Passive Infrastructure | Roof Top | RT-du Owned |  | Roof Top | 2G+3G+4G+5G | BTS3900A | LTE-4CC | 2T2R | U2100 (F2) + U900 (F1+F2) | L800+L1800F1+L1800F2+L2100 | 2CC | 3009200 | 30 |  | 3 | N78 | 3 | 3 | [32 empty] | IIB | SHJ-3256-CSG-SAR-X-1
SHJ3258 | Site 11831 | NE |  | SHJ3258 | SHJL3258 | SHJNR3258 |  | On air | On Air | On Air | 2018 | Permanent | 25.343 | 55.4845 | Huawei | Outdoor | EITC Passive Infrastructure | Green Field | Outdoor Green field-du Owned |  | Green Field | 3G+4G+5G | BTS3900A | LTE | 2T2R | U2100 (F2) + U900 (F1+F2) | L1800F1 | 2CC | 3002100 | 28.5 |  | 3 | N78 | 3 | 3 | [32 empty] | IIB | SHJ-3258-CSG-N540-LD-1
SHJ3281 | Site 11832 | NE | SHJ3281 | SHJ3281 | SHJL3281 | SHJNR3281 | On air | On air | On Air | On Air | 2015 | Permanent | 25.3239 | 55.5854 | Huawei | Outdoor | Site Sharing | Site Share | Outdoor Site Sharing-Etisalat Owned |  | Site Share | 2G+3G+4G+5G | BTS3900A | LTE-3CC | 2T2R | U2100 (F2) + U900 (F1+F2) | L800+L1800F1+L1800F2 | 1CC | 3001401 | 40 |  | 3 | N41 | 3 | 3 | [32 empty] | IIB | SHJ-3281-CSG-IXR-E-1
SHJ3282 | Site 11833 | NE | SHJ3282 | SHJ3282 | SHJL3282 | SHJNR3282 | On air | On air | On Air | On Air | 2013 | Permanent | 25.2925 | 55.6355 | Huawei | Outdoor | EITC Passive Infrastructure | Roof Top | RT-du Owned |  | Roof Top | 2G+3G+4G+5G | BTS3900 | LTE | 2T2R | U2100 (F2) + U900 (F1+F2) | L800 | 1CC | 3001301 | 30 |  | 3 | N41 | 3 | 3 | [32 empty] | IIB | SHJ-3282-CSG-SAR-X-1
SHJ3283 | Site 11834 | NE | SHJ3283 | SHJ3283 | SHJL3283 | SHJNR3283 | On air | On air | On Air | On Air | 2010 | Permanent | 25.296 | 55.628 | Huawei | Outdoor | EITC Passive Infrastructure | Roof Top | RT-du Owned |  | Roof Top | 2G+3G+4G+5G | BTS3900A | LTE-3CC | 2T2R | U2100 (F2) + U900 (F1+F2) | L800+L1800F1+L1800F2 | 1CC | 3001301 | 17 |  | 3 | N41 | 3 | 3 | [32 empty] | IIB | SHJ-3283-CSG-SAR-X-1
SHJ3284 | Site 11835 | NE | SHJ3284 | SHJ3284 | SHJL3284 | SHJNR3284 | On air | On air | On Air | On Air | 2012 | Permanent | 25.3527 | 55.404 | Huawei | Outdoor | EITC Passive Infrastructure | Roof Top | RT-du Owned |  | Roof Top | 2G+3G+4G+5G | BTS3900 | LTE-4CC | 4T4R | U2100 (F2) + U900 (F1+F2) | L800+L1800F1+L1800F2+L2100 | 2CC | 3005900 | 12.5 |  | 3 | N78 | 3 | 3 | [32 empty] | IIB | SHJ-3284-CSG-SAR-X-1
SHJ3285 | Site 11836 | NE |  | SHJ3285 | SHJL3285 | SHJNR3285 |  | On air | On Air | On Air | 2010 | Permanent | 25.3296 | 55.3905 | Huawei | Outdoor | Site Sharing | Site Share | Outdoor Site Sharing-Etisalat Owned |  | Site Share | 3G+4G+5G | BTS3900A | LTE-3CC | 4T4R | U2100 (F2) + U900 (F1+F2) | L800+L1800F1+L1800F2 | 1CC | 3010700 | 20 |  | 3 | N41 | 3 | 3 | [32 empty] | IIB | SHJ-3285-CSG-SAR-X-1
SHJ3287 | Site 11837 | NE | SHJ3287 | SHJ3287 | SHJL3287 | SHJNR3287 | On air | On air | On Air | On Air | 2010 | Permanent | 24.9146 | 55.7757 | Huawei | Outdoor | EITC Passive Infrastructure | Roof Top | RT-du Owned |  | Roof Top | 2G+3G+4G+5G | BTS3900A | LTE-4CC | 2T2R | U2100 (F2) + U900 (F1+F2) | L800+L1800F1+L1800F2+L2100 | 1CC | 3000016 | 30 |  | 3 | N41 | 3 | 3 | [32 empty] | IIB | SHJ-3287-CSG-IXR-E-1
SHJ3288 | Site 11838 | NE | SHJ3288 | SHJ3288 | SHJL3288 | SHJNR3288 | On air | On air | On Air | On Air | 2010 | Permanent | 25.4665 | 55.4963 | Huawei | Outdoor | EITC Passive Infrastructure | Green Field | Outdoor Green field-du Owned |  | Green Field | 2G+3G+4G+5G | BTS3900A | LTE-4CC | 2T2R | U2100 (F2) + U900 (F1+F2) | L800+L1800F1+L1800F2+L2100 | 1CC | 3012000 | 28.5 |  | 3 | N41 | 4 | 3 | [32 empty] | IIB | Passive (AJM-2459-PREAGG-SR7-1)
SHJ3310 | Site 11839 | NE |  | SHJ3310 | SHJL3310 | SHJNR3310 |  | On air | On Air | On Air | 2019 | Permanent | 25.3118 | 55.4177 | Huawei | Outdoor | EITC Passive Infrastructure | Roof Top | RT-du Owned |  | Roof Top | 3G+4G+5G | BTS5900A | LTE-4CC | 4T4R | U2100 (F2) + U900 (F1+F2) | L800+L1800F1+L1800F2+L2100 | 2CC | 3008300 | 15 |  | 3 | N78 | 3 | 3 | [32 empty] | IIB | SHJ-3310-CSG-ASR920-LD-1
SHJ3313 | Site 11840 | NE | SHJ3313 | SHJ3313 | SHJL3313 | SHJNR3313 | On air | On air | On Air | On Air | 2012 | Permanent | 25.4423 | 55.4843 | Huawei | Outdoor | EITC Passive Infrastructure | Green Field | Outdoor Green field-du Owned |  | Green Field | 2G+3G+4G+5G | BTS3900 | LTE-4CC | 2T2R | U2100 (F2) + U900 (F1+F2) | L800+L1800F1+L1800F2+L2100 | 1CC | 3012000 | 30 |  | 3 | N41 | 3 | 3 | [32 empty] | IIB | SHJ-3313-CSG-IXR-E-1
SHJ3319 | Site 11841 | NE |  | SHJ3319 | SHJL3319 |  |  | On air | On air |  | 2015 | Permanent | 25.0874 | 55.9539 | Huawei | Outdoor | Site Sharing | Site share_ETI Plot | Outdoor Site Sharing-Etisalat Owned |  | Site share_ETI Plot | 3G+4G | BTS3900A | LTE-3CC | 2T2R | U2100 (F2) + U900 (F1+F2) | L800+L1800F1+L1800F2 | - | 3000018 | 9 |  |  |  | 2 | [33 empty] | MW | 0
SHJ3323 | Site 11842 | NE | SHJ3323 | SHJ3323 | SHJL3323 | SHJNR3323 | On air | On air | On Air | On Air | 2014 | Permanent | 25.2828 | 55.443 | Huawei | Outdoor | EITC Passive Infrastructure | Roof Top | RT-du Owned |  | Roof Top | 2G+3G+4G+5G | BTS3900A | LTE-4CC | 2T2R | U2100 (F2) + U900 (F1+F2) | L800+L1800F1+L1800F2+L2100 | 2CC | 3008500 | 16 |  | 3 | N78 | 3 | 3 | [32 empty] | IIB | SHJ-3323-CSG-SAR-X-1
SHJ3324 | Site 11843 | NE | SHJ3324 | SHJ3324 | SHJL3324 | SHJNR3324 | On air | On air | On Air | On Air | 2013 | Permanent | 25.3147 | 55.3783 | Huawei | Outdoor | EITC Passive Infrastructure | Roof Top | RT-du Owned |  | Roof Top | 2G+3G+4G+5G | BTS3900A | LTE-4CC | 2T2R | U2100 (F2) + U900 (F1+F2) | L800+L1800F1+L1800F2+L2100 | 1CC | 3010400 | 30 |  | 3 | N41 | 3 | 3 | [32 empty] | IIB | SHJ-3324-CSG-SAR-X-1
SHJ3327 | Site 11844 | NE | SHJ3327 | SHJ3327 |  |  | On air | On air |  |  | 2010 | Permanent | 24.9086 | 55.8109 | Huawei | Outdoor | EITC Passive Infrastructure | Green Field | Outdoor Green field-du Owned- Light Pole |  | Green Field | 2G+3G | BTS3900A | - | - | U2100 (F2) | - | - | 3000016 | 6 |  |  |  | 3 | [33 empty] | MW | 0
SHJ3328 | Site 11845 | NE |  | SHJ3328 | SHJL3328 | SHJNR3328 |  | On air | On Air | On Air | 2015 | Permanent | 25.3702 | 55.3961 | Huawei | Outdoor | EITC Passive Infrastructure | Roof Top | RT-du Owned |  | Roof Top | 3G+4G+5G | BTS3900A | LTE-4CC | 2T2R | U2100 (F2) + U900 (F1+F2) | L800+L1800F1+L1800F2+L2100 | 2CC | 3007100 | 23 |  | 3 | N78 | 3 | 3 | [32 empty] | IIB | SHJ-3328-CSG-SAR-X-1
SHJ3329 | Site 11846 | NE |  | SHJ3329 | SHJL3329 |  |  | On air | On Air |  | 2010 | Permanent | 25.2305 | 55.8141 | Huawei | Outdoor | EITC Passive Infrastructure | Green Field | Outdoor Green field-du Owned |  | Green Field | 3G+4G | BTS3900A | LTE | 2T2R | U2100 (F2) + U900 (F1+F2) | L800 |  | 3000021 | 38.5 |  |  |  | 3 | [33 empty] | IIB | SHJ-3329-CSG-IXR-E-1
SHJ3332 | Site 11847 | NE | SHJ3332 | SHJ3332 | SHJL3332 |  | On air | On air | On Air |  | 2010 | Permanent | 24.9259 | 55.7543 | Huawei | Outdoor | Site Sharing | Site Share | Outdoor Site Sharing-Etisalat Owned |  | Site Share | 2G+3G+4G | BTS3900 | LTE-3CC | 2T2R | U2100 (F2) + U900 (F1+F2) | L800+L1800F1+L1800F2 |  | 3000016 | 35 |  |  |  | 3 | [33 empty] | IIB | SHJ-3332-CSG-SAR-8-1
SHJ3336 | Site 11848 | NE | SHJ3336 | SHJ3336 | SHJL3336 |  | On air | On air | On Air |  | 2010 | Permanent | 25.1822 | 55.8118 | Huawei | Outdoor | EITC Passive Infrastructure | Roof Top | RT-du Owned |  | Roof Top | 2G+3G+4G | BTS3900A | LTE | 2T2R | U2100 (F2) + U900 (F1+F2) | L800 |  | 3000021 | 10 |  |  |  | 3 | [33 empty] | MW | 0
SHJ3338 | Site 11849 | NE |  | SHJ3338 | SHJL3338 | SHJNR3338 |  | On air | On Air | On Air | 2016 | Permanent | 25.2963 | 55.4774 | Huawei | Outdoor | EITC Passive Infrastructure | Green Field | Outdoor Green field-du Owned |  | Green Field | 3G+4G+5G | BTS3900A | LTE-2CC | 2T2R | U2100 (F2) + U900 (F1+F2) | L800+L1800F1 | 2CC | 3008000 | 28.5 |  | 3 | N78 | 3 | 3 | [32 empty] | IIB | SHJ-3338-CSG-ASR920-LD-1
SHJ3339 | Site 11850 | NE |  | SHJ3339 | SHJL3339 | SHJNR3339 |  | On air | On Air | On Air | 2015 | Permanent | 25.1294 | 55.7473 | Huawei | Outdoor | EITC Passive Infrastructure | Green Field | Outdoor Green field-du Owned |  | Green Field | 3G+4G+5G | BTS3900A | LTE-3CC | 2T2R | U2100 (F2) + U900 (F1+F2) | L800+L1800F1+L1800F2 | 1CC | 3000021 | 40 |  | 3 | N41 | 3 | 3 | [32 empty] | IIB | SHJ-3339-CSG-IXR-E-1
SHJ3381 | Site 11851 | NE |  | SHJ3381 | SHJL3381 |  |  | On air | On Air |  | 2017 | Permanent | 25.3618 | 55.5659 | Huawei | Outdoor | Site Sharing | Site Share | Outdoor Site Sharing-Etisalat Owned |  | Site Share | 3G+4G | BTS3900A | LTE-2CC | 2T2R | U2100 (F2) + U900 (F1+F2) | L800+L1800F1 |  | 3001801 | 30 |  |  |  | 3 | [33 empty] | IIB | SHJ-3381-CSG-N540-LD-1
SHJ3387 | Site 11852 | NE |  | SHJ3387 | SHJL3387 | SHJNR3387 |  | On air | On Air | On Air | 2017 | Permanent | 25.3917 | 55.6174 | Huawei | Outdoor | EITC Passive Infrastructure | Green Field | Outdoor Green field-du Owned |  | Green Field | 3G+4G+5G | BTS3900A | LTE-4CC | 2T2R | U2100 (F2) + U900 (F1+F2) | L800+L1800F1+L1800F2+L2100 | 1CC | 3001801 | 33.5 |  | 3 | N41 | 3 | 3 | [32 empty] | IIB | SHJ-3387-CSG-IXR-E-1
SHJ3417 | Site 11853 | NE | SHJ3417 | SHJ3417 | SHJL3417 | SHJNR3417 | On air | On air | On Air | On Air | 2013 | Permanent | 25.296 | 55.4905 | Huawei | Outdoor | Site Sharing | Site Share | Outdoor Site Sharing-Etisalat Owned |  | Site Share | 2G+3G+4G+5G | BTS3900A | LTE-3CC | 2T2R | U2100 (F2) + U900 (F1+F2) | L800+L1800F1+L1800F2 | 2CC | 3002500 | 35 |  | 3 | N78 | 3 | 3 | [32 empty] | IIB | SHJ-3417-CSG-IXR-E-1
SHJ3418 | Site 11854 | NE |  | SHJ3418 | SHJL3418 | SHJNR3418 |  | On air | On Air | On Air | 2015 | Permanent | 25.3124 | 55.5157 | Huawei | Outdoor | Site Sharing | Site Share | Outdoor Site Sharing-Etisalat Owned |  | Site Share | 3G+4G+5G | BTS3900A | LTE-2CC | 2T2R | U2100 (F2) + U900 (F1+F2) | L800+L1800F1 | 2CC | 3002400 | 28.5 |  | 3 | N78 | 3 | 3 | [32 empty] | IIB | Passive SHJ-2049-AGGR-SR7b-1
SHJ3421 | Site 11855 | NE |  | SHJ3421 | SHJL3421 | SHJNR3421 |  | On air | On Air | On Air | 2015 | Permanent | 25.3806 | 55.435 | Huawei | Outdoor | EITC Passive Infrastructure | Green Field | Outdoor Green field-du Owned |  | Green Field | 3G+4G+5G | BTS3900A | LTE-4CC | 2T2R | U2100 (F2) + U900 (F1+F2) | L800+L1800F1+L1800F2+L2100 | 2CC | 3005200 | 28.5 |  | 3 | N78 | 4 | 3 | [32 empty] | IIB | SHJ-3421-CSG-SAR-X-1
SHJ3422 | Site 11856 | NE |  | SHJ3422 | SHJL3422 | SHJNR3422 |  | On air | On Air | On Air | 2014 | Permanent | 25.3575 | 55.5641 | Huawei | Outdoor | EITC Passive Infrastructure | Green Field | Outdoor Green field-du Owned |  | Green Field | 3G+4G+5G | BTS3900A | LTE-2CC | 2T2R | U2100 (F2) + U900 (F1+F2) | L800+L1800F1 | 1CC | 3001900 | 30 |  | 3 | N41 | 3 | 3 | [32 empty] | IIB | SHJ-3422-CSG-N540-LD-1
SHJ3423 | Site 11857 | NE |  | SHJ3423 | SHJL3423 | SHJNR3423 |  | On air | On Air | On Air | 2015 | Permanent | 25.2544 | 55.5167 | Huawei | Outdoor | Site Sharing | Site Share | Outdoor Site Sharing-Etisalat Owned |  | Site Share | 3G+4G+5G | BTS3900A | LTE-3CC | 2T2R | U2100 (F2) + U900 (F1+F2) | L800+L1800F1+L1800F2 | 1CC | 3002200 | 30 |  | 3 | N41 | 3 | 3 | [32 empty] | IIB | SHJ-3423-CSG-ASR920-LD-1
SHJ3425 | Site 11858 | NE | SHJ3425 | SHJ3425 | SHJL3425 | SHJNR3425 | On air | On air | On Air | On Air | 2014 | Permanent | 25.3416 | 55.4292 | Huawei | Outdoor | EITC Passive Infrastructure | Roof Top | RT-du Owned |  | Roof Top | 2G+3G+4G+5G | BTS3900A | LTE-3CC | 2T2R | U2100 (F2) + U900 (F1+F2) | L800+L1800F1+L1800F2 | 2CC | 3003500 | 14 |  | 3 | N78 | 3 | 3 | [32 empty] | IIB | SHJ-3425-CSG-SAR-X-1
SHJ3428 | Site 11859 | NE | SHJ3428 | SHJ3428 | SHJL3428 | SHJNR3428 | On air | On air | On Air | On Air | 2014 | Permanent | 25.4531 | 55.4888 | Huawei | Outdoor | EITC Passive Infrastructure | Roof Top | RT-du Owned |  | Roof Top | 2G+3G+4G+5G | BTS3900A | LTE-2CC | 2T2R | U2100 (F2) + U900 (F1+F2) | L800+L1800F1 | 1CC | 3012000 | 11 |  | 3 | N41 | 3 | 3 | [32 empty] | IIB | SHJ-3428-CSG-ASR920-LD-1
SHJ3430 | Site 11860 | NE | SHJ3430 | SHJ3430 | SHJL3430 | SHJNR3430 | On air | On air | On Air | On Air | 2015 | Permanent | 25.3473 | 55.4815 | Huawei | Outdoor | EITC Passive Infrastructure | Green Field | Outdoor Green field-du Owned |  | Green Field | 2G+3G+4G+5G | BTS3900A | LTE-4CC | 2T2R | U2100 (F2) + U900 (F1+F2) | L800+L1800F1+L1800F2+L2100 | 2CC | 3004500 | 28.5 |  | 3 | N78 | 4 | 3 | [32 empty] | IIB | SHJ-3430-CSG-IXR-E-1
SHJ3491 | Site 11861 | NE |  | SHJ3491 | SHJL3491 | SHJNR3491 |  | On air | On Air | On Air | 2014 | Permanent | 25.303 | 55.4431 | Huawei | Outdoor | EITC Passive Infrastructure | Roof Top | RT-du Owned |  | Roof Top | 3G+4G+5G | BTS3900A | LTE-4CC | 2T2R | U2100 (F2) + U900 (F1+F2) | L800+L1800F1+L1800F2+L2100 | 2CC | 3009900 | 16 |  | 3 | N78 | 3 | 3 | [32 empty] | IIB | SHJ-3491-CSG-SAR-X-1
SHJ3492 | Site 11862 | NE |  | SHJ3492 | SHJL3492 | SHJNR3492 |  | On air | On Air | On Air | 2015 | Permanent | 25.3585 | 55.5886 | Huawei | Outdoor | Site Sharing | Site Share | Outdoor Site Sharing-Etisalat Owned |  | Site Share | 3G+4G+5G | BTS3900A | LTE | 2T2R | U2100 (F2) + U900 (F1+F2) | L1800F1 | 1CC | 3001900 | 25 |  | 3 | N41 | 3 | 3 | [32 empty] | IIB | SHJ-3492-CSG-SAR-X-1
SHJ3493 | Site 11863 | NE |  | SHJ3493 | SHJL3493 | SHJNR3493 |  | On air | On Air | On Air | 2015 | Permanent | 25.3561 | 55.6015 | Huawei | Outdoor | EITC Passive Infrastructure | Green Field | Outdoor Green field-du Owned |  | Green Field | 3G+4G+5G | BTS3900A | LTE | 2T2R | U2100 (F2) + U900 (F1+F2) | L1800F1 | 1CC | 3001900 | 30 |  | 3 | N41 | 3 | 3 | [32 empty] | IIB | SHJ-3493-CSG-SAR-X-1
SHJ3494 | Site 11864 | NE |  | SHJ3494 | SHJL3494 | SHJNR3494 |  | On air | On Air | On Air | 2015 | Permanent | 25.3409 | 55.6101 | Huawei | Outdoor | EITC Passive Infrastructure | Green Field | Outdoor Green field-du Owned |  | Green Field | 3G+4G+5G | BTS3900 | LTE-3CC | 2T2R | U2100 (F2) + U900 (F1+F2) | L800+L1800F1+L1800F2 | 1CC | 3001900 | 28.5 |  | 3 | N41 | 3 | 3 | [32 empty] | IIB | SHJ-3494-CSG-SAR-X-1
SHJ3495 | Site 11865 | NE |  | SHJ3495 | SHJL3495 | SHJNR3495 |  | On air | On Air | On Air | 2015 | Permanent | 25.3466 | 55.5847 | Huawei | Outdoor | EITC Passive Infrastructure | Green Field | Outdoor Green field-du Owned |  | Green Field | 3G+4G+5G | BTS3900A | LTE | 2T2R | U2100 (F2) + U900 (F1+F2) | L1800F1 | 1CC | 3001900 | 28.5 |  | 3 | N41 | 4 | 3 | [32 empty] | IIB | SHJ-3495-CSG-SAR-X-1
SHJ3496 | Site 11866 | NE |  | SHJ3496 | SHJL3496 | SHJNR3496 |  | On air | On Air | On Air | 2016 | Permanent | 25.3306 | 55.5982 | Huawei | Outdoor | EITC Passive Infrastructure | Green Field | Outdoor Green field-du Owned |  | Green Field | 3G+4G+5G | BTS3900A | LTE-3CC | 2T2R | U2100 (F2) + U900 (F1+F2) | L800+L1800F1+L1800F2 | 1CC | 3001401 | 28.5 |  | 3 | N41 | 3 | 3 | [32 empty] | IIB | SHJ-3496-CSG-SAR-X-1
SHJ3498 | Site 11867 | NE | SHJ3498 | SHJ3498 | SHJL3498 | SHJNR3498 | On air | On air | On Air | On Air | 2014 | Permanent | 25.3232 | 55.4001 | Huawei | Outdoor | EITC Passive Infrastructure | Roof Top | RT-du Owned |  | Roof Top | 2G+3G+4G+5G | BTS3900A | LTE-3CC | 2T2R | U2100 (F2) + U900 (F1+F2) | L800+L1800F1+L1800F2 | 2CC | 3009600 | 19 |  | 3 | N78 | 3 | 3 | [32 empty] | IIB | SHJ-3498-CSG-ASR920-LD-1
SHJ3499 | Site 11868 | NE | SHJ3499 | SHJ3499 | SHJL3499 | SHJNR3499 | On air | On air | On Air | On Air | 2014 | Permanent | 25.3092 | 55.3847 | Huawei | Outdoor | EITC Passive Infrastructure | Roof Top | RT-du Owned |  | Roof Top | 2G+3G+4G+5G | BTS3900A | LTE-4CC | 2T2R | U2100 (F2) + U900 (F1+F2) | L800+L1800F1+L1800F2+L2100 | 2CC | 3009400 | 16 |  | 3 | N78 | 3 | 3 | [32 empty] | IIB | SHJ-3499-CSG-ASR920-LD-1
SHJ3500 | Site 11869 | NE | SHJ3500 | SHJ3500 | SHJL3500 | SHJNR3500 | On air | On air | On Air | On Air | 2014 | Permanent | 25.2906 | 55.428 | Huawei | Outdoor | EITC Passive Infrastructure | Roof Top | RT-du Owned |  | Roof Top | 2G+3G+4G+5G | BTS3900A | LTE-3CC | 2T2R | U2100 (F2) + U900 (F1+F2) | L800+L1800F1+L1800F2 | 2CC | 3008700 | 18 |  | 3 | N78 | 3 | 3 | [32 empty] | IIB | SHJ-3500-CSG-SAR-X-1
SHJ3501 | Site 11870 | NE |  | SHJ3501 | SHJL3501 | SHJNR3501 |  | On air | On Air | On Air | 2016 | Permanent | 25.3009 | 55.4309 | Huawei | Outdoor | EITC Passive Infrastructure | Roof Top | RT-du Owned |  | Roof Top | 3G+4G+5G | BTS3900A | LTE-4CC | 2T2R | U2100 (F2) + U900 (F1+F2) | L800+L1800F1+L1800F2+L2100 | 2CC | 3008700 | 19 |  | 3 | N78 | 3 | 3 | [32 empty] | IIB | SHJ-3501-CSG-SAR-X-1
SHJ3502 | Site 11871 | NE |  | SHJ3502 | SHJL3502 |  |  | On air | On Air |  | 2016 | Permanent | 25.2461 | 55.6816 | Huawei | Outdoor | Site Sharing | Site Share | Outdoor Site Sharing-Etisalat Owned |  | Site Share | 3G+4G | BTS3900A | LTE | 2T2R | U2100 (F2) | L800 |  | 3000021 | 30 |  |  |  | 3 | [33 empty] | IIB | SHJ-3502-CSG-N540-LD-1
SHJ3504 | Site 11872 | NE |  | SHJ3504 | SHJL3504 | SHJNR3504 |  | On air | On Air | On Air | 2018 | Permanent | 25.3232 | 55.4656 | Huawei | Outdoor | EITC Passive Infrastructure | Green Field | Outdoor Green field-du Owned |  | Green Field | 3G+4G+5G | BTS3900A | LTE-2CC | 2T2R | U2100 (F2) + U900 (F1+F2) | L800+L1800F1 | 2CC | 3009800 | 28.5 |  | 3 | N78 | 3 | 3 | [32 empty] | IIB | SHJ-3504-CSG-IXR-E-1
SHJ3506 | Site 11873 | NE | SHJ3506 | SHJ3506 | SHJL3506 | SHJNR3506 |  | On air | On Air | On Air | 2014 | Permanent | 25.1433 | 55.8788 | Huawei | Outdoor | EITC Passive Infrastructure | Green Field | Outdoor Green field-du Owned |  | Green Field | 3G+4G+5G | BTS3900 | LTE-4CC | 2T2R | U2100 (F2) + U900 (F1+F2) | L800+L1800F1+L1800F2+L2100 | 1CC | 3000018 | 30 |  | 3 | N41 | 4 | 3 | [32 empty] | IIB | SHJ-3506-CSG-IXR-E-1
SHJ3507 | Site 11874 | NE | SHJ3507 | SHJ3507 | SHJL3507 | SHJNR3507 | On air | On air | On Air | On Air | 2014 | Permanent | 25.3194 | 55.4906 | Huawei | Outdoor | EITC Passive Infrastructure | Green Field | Outdoor Green field-du Owned |  | Green Field | 2G+3G+4G+5G | BTS3900A | LTE-4CC | 2T2R | U2100 (F2) + U900 (F1+F2) | L800+L1800F1+L1800F2+L2100 | 2CC | 3009800 | 28.5 |  | 3 | N78 | 4 | 3 | [32 empty] | IIB | SHJ-3507-CSG-SAR-X-1
SHJ3508 | Site 11875 | NE |  | SHJ3508 | SHJL3508 | SHJNR3508 |  | On air | On Air | On Air | 2014 | Permanent | 25.3132 | 55.501 | Huawei | Outdoor | EITC Passive Infrastructure | Green Field | Outdoor Green field-du Owned |  | Green Field | 3G+4G+5G | BTS3900A | LTE-2CC | 2T2R | U2100 (F2) + U900 (F1+F2) | L800+L1800F1 | 2CC | 3008000 | 28.5 |  | 3 | N78 | 3 | 3 | [32 empty] | IIB | SHJ-3508-CSG-SAR-X-1
SHJ3509 | Site 11876 | NE |  | SHJ3509 | SHJL3509 |  |  | On air | On Air |  | 2014 | Permanent | 24.8182 | 55.7596 | Huawei | Outdoor | EITC Passive Infrastructure | Green Field | Outdoor Green field-du Owned |  | Green Field | 3G+4G | BTS3900A | LTE-3CC | 2T2R | U2100 (F2) + U900 (F1+F2) | L800+L1800F1+L1800F2 |  | 3000016 | 38.5 |  |  |  | 3 | [33 empty] | MW | 0
SHJ3510 | Site 11877 | NE |  | SHJ3510 | SHJL3510 | SHJNR3510 |  | On air | On Air | On Air | 2017 | Permanent | 25.3292 | 55.3653 | Huawei | Outdoor | EITC Passive Infrastructure | Roof Top | RT-du Owned |  | Roof Top | 3G+4G+5G | BTS3900A | LTE-4CC | 2T2R | U2100 (F2) + U900 (F1+F2) | L800+L1800F1+L1800F2+L2100 | 1CC | 3010300 | 24 |  | 3 | N41 | 3 | 3 | [32 empty] | IIB | SHJ-3510-CSG-SAR-X-1
SHJ3511 | Site 11878 | NE |  | SHJ3511 | SHJL3511 | SHJNR3511 |  | On air | On Air | On Air | 2017 | Permanent | 25.3175 | 55.5754 | Huawei | Outdoor | EITC Passive Infrastructure | Green Field | Outdoor Green field-du Owned |  | Green Field | 3G+4G+5G | BTS3900A | LTE-4CC | 2T2R | U2100 (F2) + U900 (F1+F2) | L800+L1800F1+L1800F2+L2100 | 1CC | 3001401 | 28.5 |  | 3 | N41 | 3 | 3 | [32 empty] | IIB | SHJ-3511-CSG-IXR-E-1
SHJ3514 | Site 11879 | NE |  | SHJ3514 | SHJL3514 | SHJNR3514 |  | On air | On Air | On Air | 2017 | Permanent | 25.3003 | 55.4496 | Huawei | Outdoor | EITC Passive Infrastructure | Roof Top | RT-du Owned |  | Roof Top | 3G+4G+5G | BTS3900A | LTE-4CC | 4T4R | U2100 (F2) + U900 (F1+F2) | L800+L1800F1+L1800F2+L2100 | 2CC | 3009900 | 26 |  | 3 | N78 | 3 | 3 | [32 empty] | IIB | SHJ-3514-CSG-SAR-X-1
SHJ3515 | Site 11880 | NE | SHJ3515 | SHJ3515 | SHJL3515 |  | On air | On air | On Air |  | 2015 | Permanent | 25.3214 | 55.5112 | Huawei | Outdoor | Site Sharing | Site Share | Outdoor Site Sharing-Etisalat Owned |  | Site Share | 2G+3G+4G | BTS3900 | LTE-2CC | 2T2R | U2100 (F2) + U900 (F1+F2) | L800+L1800F1 |  | 3010900 | 28.5 |  |  |  | 3 | [33 empty] | MW | 0
SHJ3516 | Site 11881 | NE | SHJ3516 | SHJ3516 | SHJL3516 | SHJNR3516 | On air | On air | On Air | On Air | 2015 | Permanent | 25.274 | 55.5181 | Huawei | Outdoor | EITC Passive Infrastructure | Green Field | Outdoor Green field-du Owned |  | Green Field | 2G+3G+4G+5G | BTS3900A | LTE-2CC | 2T2R | U2100 (F2) + U900 (F1+F2) | L800+L1800F1 | 2CC | 3002300 | 28.5 |  | 3 | N78 | 4 | 3 | [32 empty] | IIB | SHJ-3516-CSG-IXR-E-1
SHJ3517 | Site 11882 | NE |  | SHJ3517 | SHJL3517 | SHJNR3517 |  | On air | On Air | On Air | 2015 | Permanent | 25.3614 | 55.641 | Huawei | Outdoor | EITC Passive Infrastructure | Green Field | Outdoor Green field-du Owned |  | Green Field | 3G+4G+5G | BTS3900A | LTE-4CC | 2T2R | U2100 (F2) + U900 (F1+F2) | L800+L1800F1+L1800F2+L2100 | 1CC | 3001801 | 30 |  | 3 | N41 | 4 | 3 | [32 empty] | IIB | SHJ-3517-CSG-SAR-X-1
SHJ3518 | Site 11883 | NE | SHJ3518 | SHJ3518 | SHJL3518 | SHJNR3518 | On air | On air | On Air | On Air | 2015 | Permanent | 25.3288 | 55.6255 | Huawei | Outdoor | EITC Passive Infrastructure | Green Field | Outdoor Green field-du Owned |  | Green Field | 2G+3G+4G+5G | BTS3900 | LTE-4CC | 4T4R | U2100 (F2) + U900 (F1+F2) | L800+L1800F1+L1800F2+L2100 | 1CC | 3001301 | 28.5 |  | 3 | N41 | 3 | 3 | [32 empty] | IIB | SHJ-3518-CSG-SAR-X-1
SHJ3519 | Site 11884 | NE | SHJ3519 | SHJ3519 | SHJL3519 | SHJNR3519 | On air | On air | On Air | On Air | 2017 | Permanent | 25.3509 | 55.4425 | Huawei | Outdoor | EITC Passive Infrastructure | Green Field | Outdoor Green field-du Owned |  | Green Field | 2G+3G+4G+5G | BTS3900A | LTE-2CC | 2T2R | U2100 (F2) + U900 (F1+F2) | L800+L1800F1 | 2CC | 3003400 | 28.5 |  | 3 | N78 | 4 | 3 | [32 empty] | IIB | SHJ-3519-CSG-SAR-X-1
SHJ3520 | Site 11885 | NE |  | SHJ3520 | SHJL3520 | SHJNR3520 |  | On air | On Air | On Air | 2017 | Permanent | 25.3123 | 55.5458 | Huawei | Outdoor | EITC Passive Infrastructure | Green Field Palm Tree | Outdoor Green field-du Owned |  | Green Field Palm Tree | 3G+4G+5G | BTS3900A | LTE-2CC | 2T2R | U2100 (F2) + U900 (F1+F2) | L800+L1800F1 | 2CC | 3002400 | 30 |  | 3 | N78 | 4 | 3 | [32 empty] | IIB | SHJ-3520-CSG-IXR-E-1
SHJ3541 | Site 11886 | NE |  | SHJ3541 | SHJL3541 | SHJNR3541 |  | On air | On Air | On Air | 2017 | Permanent | 25.3534 | 55.4762 | Huawei | Outdoor | Site Sharing | Site Share | Outdoor Site Sharing-Etisalat Owned |  | Site Share | 3G+4G+5G | BTS3900A | LTE-3CC | 2T2R | U2100 (F2) + U900 (F1+F2) | L800+L1800F1+L1800F2 | 2CC | 3004600 | 30.5 |  | 3 | N78 | 3 | 3 | [32 empty] | IIB | SHJ-3541-CSG-ASR920-LD-1
SHJ3546 | Site 11887 | NE | SHJ3546 | SHJ3546 | SHJL3546 |  | Locked | On air | On Air |  | 2017 | Permanent | 25.3202 | 55.4423 | Huawei | Outdoor | EITC Passive Infrastructure | Roof Top | RT-du Owned |  | Roof Top | 2G+3G+4G | BTS3900A | LTE | - | U2100 (F2) + U900 (F1) | L800 |  | 3008100 | 19 |  |  |  | 4 | [33 empty] | MW | 0
SHJ3548 | Site 11888 | NE |  | SHJ3548 | SHJL3548 | SHJNR3548 |  | On air | On Air | On Air | 2016 | Permanent | 25.3069 | 55.398 | Huawei | Outdoor | EITC Passive Infrastructure | Roof Top | RT-du Owned |  | Roof Top | 3G+4G+5G | BTS3900A | LTE-4CC | 4T4R | U2100 (F2) + U900 (F1+F2) | L800+L1800F1+L1800F2+L2100 | 2CC | 3009200 | 16 |  | 3 | N78 | 3 | 3 | [32 empty] | IIB | SHJ-3548-CSG-SAR-X-1
SHJ3549 | Site 11889 | NE |  | SHJ3549 | SHJL3549 | SHJNR3549 |  | On air | On Air | On Air | 2015 | Permanent | 25.3394 | 55.4143 | Huawei | Outdoor | Site Sharing | Site Share | Outdoor Site Sharing-Etisalat Owned |  | Site Share | 3G+4G+5G | BTS3900A | LTE-4CC | 2T2R | U2100 (F2) + U900 (F1+F2) | L800+L1800F1+L1800F2+L2100 | 2CC | 3005800 | 30 |  | 3 | N78 | 3 | 3 | [32 empty] | IIB | SHJ-3549-CSG-IXR-E-1
SHJ3552 | Site 11890 | NE |  | SHJ3552 | SHJL3552 | SHJNR3552 |  | On air | On Air | On Air | 2016 | Permanent | 25.2857 | 55.5141 | Huawei | Outdoor | Site Sharing | Site Share | Outdoor Site Sharing-Etisalat Owned |  | Site Share | 3G+4G+5G | BTS3900A | LTE-3CC | 2T2R | U2100 (F2) + U900 (F1+F2) | L800+L1800F1+L1800F2 | 2CC | 3002400 | 30 |  | 3 | N78 | 3 | 3 | [32 empty] | IIB | SHJ-3552-CSG-SAR-X-1
SHJ3553 | Site 11891 | NE |  | SHJ3553 | SHJL3553 | SHJNR3553 |  | On air | On Air | On Air | 2023 | Permanent | 25.2859 | 55.5201 | Huawei | Outdoor | EITC Passive Infrastructure | Green Field | Outdoor Green field-du Owned |  | Green Field | 3G+4G+5G | BTS3900A | LTE-4CC | 2T2R | U900 (F1+F2) | L800+L1800F1+L1800F2+L2100 | 2CC | 3002400 | 38 |  | 3 | N78 | 3 | 3 | [32 empty] | IIB | SHJ-3553-CSG-N540-LD-1
SHJ3554 | Site 11892 | NE |  | SHJ3554 | SHJL3554 | SHJNR3554 |  | On air | On Air | On Air | 2019 | Permanent | 25.3059 | 55.5428 | Huawei | Outdoor | EITC Passive Infrastructure | Green Field | Outdoor Taawn-du Lead |  | Green Field | 3G+4G+5G | BTS5900A | LTE-4CC | 2T2R | U2100 (F2) + U900 (F1+F2) | L800+L1800F1+L1800F2+L2100 | 2CC | 3002400 | 38.5 |  | 3 | N78 | 3 | 3 | [32 empty] | IIB | SHJ-3554-CSG-ASR920-LD-1
SHJ3555 | Site 11893 | NE |  | SHJ3555 | SHJL3555 |  |  | On air | On Air |  | 2015 | Permanent | 25.1672 | 55.9592 | Huawei | Outdoor | Site Sharing | Site Share | Outdoor Site Sharing-Etisalat Owned |  | Site Share | 3G+4G | BTS3900A | LTE-3CC | 2T2R | U2100 (F2) + U900 (F1+F2) | L700+L800+L1800F1+L1800F2 |  | 3000018 | 30 |  |  |  | 3 | [33 empty] | MW | 0
SHJ3556 | Site 11894 | NE |  | SHJ3556 | SHJL3556 | SHJNR3556 |  | On air | On Air | On Air | 2016 | Permanent | 25.3629 | 55.3816 | Huawei | Outdoor | EITC Passive Infrastructure | Green Field | Outdoor Green field-du Owned |  | Green Field | 3G+4G+5G | BTS3900A | LTE-4CC | 2T2R | U2100 (F2) + U900 (F1+F2) | L800+L1800F1+L1800F2+L2100 | 2CC | 3007200 | 28.5 |  | 3 | N78 | 3 | 3 | [32 empty] | IIB | Passive to SHJ-2084-SCSG-SR7B-1
SHJ3558 | Site 11895 | NE |  | SHJ3558 | SHJL3558 | SHJNR3558 |  | On air | On Air | On Air | 2016 | Permanent | 25.3178 | 55.3997 | Huawei | Outdoor | EITC Passive Infrastructure | Roof Top | RT-du Owned |  | Roof Top | 3G+4G+5G | BTS3900A | LTE-3CC | 2T2R | U2100 (F2) + U900 (F1+F2) | L800+L1800F1+L1800F2 | 2CC | 3009200 | 27 |  | 3 | N78 | 5 | 3 | [32 empty] | IIB | SHJ-3558-CSG-SAR-X-1
SHJ3559 | Site 11896 | NE |  | SHJ3559 | SHJL3559 | SHJNR3559 |  | On air | On Air | On Air | 2016 | Permanent | 25.3599 | 55.3997 | Huawei | Outdoor | EITC Passive Infrastructure | Roof Top | RT-du Owned |  | Roof Top | 3G+4G+5G | BTS3900A | LTE-4CC | 2T2R | U2100 (F2) + U900 (F1+F2) | L800+L1800F1+L1800F2+L2100 | 2CC | 3005600 | 17 |  | 3 | N78 | 3 | 3 | [32 empty] | IIB | SHJ-3559-CSG-SAR-X-1
SHJ3560 | Site 11897 | NE |  | SHJ3560 | SHJL3560 | SHJNR3560 |  | On air | On Air | On Air | 2016 | Permanent | 25.3006 | 55.6308 | Huawei | Outdoor | EITC Passive Infrastructure | Roof Top | RT-du Owned |  | Roof Top | 3G+4G+5G | BTS3900A | LTE-3CC | 2T2R | U2100 (F2) + U900 (F1+F2) | L800+L1800F1+L1800F2 | 1CC | 3001301 | 17 |  | 3 | N41 | 3 | 3 | [32 empty] | IIB | SHJ-3560-CSG-SAR-X-1
SHJ3567 | Site 11898 | NE |  | SHJ3567 | SHJL3567 | SHJNR3567 |  | On air | On Air | On Air | 2021 | Permanent | 25.3623 | 55.6003 | Huawei | Outdoor | Site Sharing | ET Capex | Outdoor Taawn-Etisalat Lead |  | ET Capex | 3G+4G+5G | BTS3900A | LTE-4CC | 2T2R | U2100 (F2) + U900 (F1+F2) | L800+L1800F1+L1800F2+L2100 | 1CC | 3001900 | 35 |  | 3 | N41 | 3 | 3 | [32 empty] | IIB | SHJ-3567-CSG-ASR920-LD-1
SHJ3581 | Site 11899 | NE |  | SHJ3581 | SHJL3581 | SHJNR3581 |  | On air | On Air | On Air | 2016 | Permanent | 25.2934 | 55.8695 | Huawei | Outdoor | Site Sharing | Site Share | Outdoor Site Sharing-Etisalat Owned |  | Site Share | 3G+4G+5G | BTS3900A | LTE-4CC | 2T2R | U2100 (F2) + U900 (F1+F2) | L700+L800+L1800F1+L1800F2+L2100 | 1CC | 3000050 | 30.5 |  | 3 | N41 | 3 | 3 | [32 empty] | IIB | SHJ-3581-CSG-SAR-X-1
SHJ3586 | Site 11900 | NE |  | SHJ3586 | SHJL3586 | SHJNR3586 |  | On air | On Air | On Air | 2019 | Permanent | 25.0956 | 55.6619 | Huawei | Outdoor | Site Sharing | ET Capex | Outdoor Taawn-Etisalat Lead |  | ET Capex | 3G+4G+5G | BTS3900A | LTE-3CC | 2T2R | U2100 (F2) + U900 (F1+F2) | L800+L1800F1+L1800F2 | 1CC | 3000020 | 60 |  | 3 | N41 | 3 | 3 | [32 empty] | MW | 0
SHJ3588 | Site 11901 | NE |  | SHJ3588 | SHJL3588 | SHJNR3588 |  | On air | On Air | On Air | 2020 | Permanent | 25.3515 | 55.4835 | Huawei | Outdoor | EITC Passive Infrastructure | Green Field | Outdoor Green field-du Owned |  | Green Field | 3G+4G+5G | BTS3900A | LTE-4CC | 2T2R | U2100 (F2) + U900 (F1+F2) | L800+L1800F1+L1800F2+L2100 | 2CC | 3004500 | 33 |  | 3 | N78 | 3 | 3 | [32 empty] | IIB | SHJ-3588-CSG-IXR-E-1
SHJ3589 | Site 11902 | NE |  | SHJ3589 | SHJL3586 |  |  | On air | On Air |  | 2009 | Permanent | 25.0027 | 55.9259 | Huawei | Outdoor | Site Sharing | Site Share | Outdoor Site Sharing-Etisalat Owned |  | Site Share | 3G+4G | BTS3900A | LTE | 2T2R | U2100 (F2) | L1800F1 |  | 3000017 | 35 |  |  |  | 3 | [33 empty] | IIB | SHJ-3589-CSG-IXR-E-1
SHJ3590 | Site 11903 | NE |  | SHJ3590 | SHJL3590 | SHJNR3590 |  | On air | On Air | On Air | 2016 | Permanent | 25.3081 | 55.4586 | Huawei | Outdoor | Site Sharing | Site Share | Outdoor Site Sharing-Etisalat Owned |  | Site Share | 3G+4G+5G | BTS3900A | LTE-4CC | 4T4R | U2100 (F2) + U900 (F1+F2) | L800+L1800F1+L1800F2+L2100 | 2CC | 3009900 | 25 |  | 3 | N78 | 3 | 3 | [32 empty] | IIB | SHJ-3590-CSG-SAR-X-1
SHJ3591 | Site 11904 | NE |  | SHJ3591 | SHJL3591 | SHJNR3591 |  | On air | On Air | On Air | 2021 | Permanent | 25.0422 | 55.8894 | Huawei | Outdoor | EITC Passive Infrastructure | Green Field | Outdoor Taawn-du Lead |  | Green Field | 3G+4G+5G | BTS3900A | LTE-CA | 2T2R | U2100 (F2) + U900 (F1+F2) | L1800F1+L1800F2 | 1CC | 3000018 | 38.5 |  | 3 | N41 | 3 | 3 | [32 empty] | MW | 0
SHJ3598 | Site 11905 | NE |  | SHJ3598 | SHJL3598 | SHJNR3598 |  | On air | On Air | On Air | 2016 | Permanent | 25.214 | 55.9427 | Huawei | Outdoor | EITC Passive Infrastructure | Green Field | Outdoor Green field-du Owned |  | Green Field | 3G+4G+5G | BTS3900A | LTE-3CC | 2T2R | U2100 (F2) + U900 (F1+F2) | L800+L1800F1+L1800F2 | 1CC | 3000051 | 33.5 |  | 3 | N41 | 3 | 3 | [32 empty] | IIB | SHJ-3598-CSG-N540-LD-1
SHJ3602 | Site 11906 | NE |  | SHJ3602 | SHJL3602 | SHJNR3602 |  | On air | On Air | On Air | 2021 | Permanent | 25.2908 | 55.6163 | Huawei | Outdoor | EITC Passive Infrastructure | Green Field | Outdoor Taawn-du Lead |  | Green Field | 3G+4G+5G | BTS3900A | LTE-4CC | 2T2R | U2100 (F2) + U900 (F1+F2) | L800+L1800F1+L1800F2+L2100 | 1CC | 3001600 | 38 |  | 3 | N41 | 3 | 3 | [32 empty] | IIB | SHJ-3602-CSG-IXR-E-1
SHJ3605 | Site 11907 | NE |  | SHJ3605 | SHJL3605 | SHJNR3605 |  | On air | On Air | On Air | 2017 | Permanent | 25.3461 | 55.4038 | Huawei | Outdoor | EITC Passive Infrastructure | Roof Top | RT-du Owned |  | Roof Top | 3G+4G+5G | BTS3900A | LTE-4CC | 2T2R | U2100 (F2) + U900 (F1+F2) | L800+L1800F1+L1800F2+L2100 | 2CC | 3005900 | 13 |  | 3 | N78 | 3 | 3 | [32 empty] | IIB | Passive SHJ-2021-SCSG-IXR-R6-1
SHJ3608 | Site 11908 | NE |  | SHJ3608 | SHJL3608 | SHJNR3608 |  | On air | On Air | On Air | 2016 | Permanent | 25.3519 | 55.417 | Huawei | Outdoor | Site Sharing | Site Share | Outdoor Site Sharing-Etisalat Owned |  | Site Share | 3G+4G+5G | BTS3900A | LTE-2CC | 2T2R | U2100 (F2) + U900 (F1+F2) | L800+L1800F1 | 2CC | 3003800 | 25 |  | 3 | N78 | 3 | 3 | [32 empty] | IIB | SHJ-3608-CSG-SAR-X-1
SHJ3611 | Site 11909 | NE |  | SHJ3611 | SHJL3611 | SHJNR3611 |  | On air | On Air | On Air | 2016 | Permanent | 25.2959 | 55.5413 | Huawei | Outdoor | Site Sharing | Site Share | Outdoor Site Sharing-Etisalat Owned |  | Site Share | 3G+4G+5G | BTS3900A | LTE-2CC | 2T2R | U2100 (F2) + U900 (F1+F2) | L800+L1800F1 | 2CC | 3002400 | 30 |  | 3 | N78 | 3 | 3 | [32 empty] | IIB | SHJ-3611-CSG-ASR920-LD-1
SHJ3612 | Site 11910 | NE |  | SHJ3612 | SHJL3612 | SHJNR3612 |  | On air | On Air | On Air | 2017 | Permanent | 24.9353 | 55.7406 | Huawei | Outdoor | EITC Passive Infrastructure | Green Field | Outdoor Green field-du Owned |  | Green Field | 3G+4G+5G | BTS3900A | LTE-3CC | 2T2R | U2100 (F2) + U900 (F1+F2) | L800+L1800F1+L1800F2 | 1CC | 3000016 | 43.5 |  | 3 | N41 | 4 | 3 | [32 empty] | IIB | SHJ-3612-CSG-SAR-8-1
SHJ3613 | Site 11911 | NE |  | SHJ3613 | SHJL3613 | SHJNR3613 |  | On air | On Air | On Air | 2020 | Permanent | 25.2211 | 55.6484 | Huawei | Outdoor | EITC Passive Infrastructure | Green Field | Outdoor Taawn-du Lead |  | Green Field | 3G+4G+5G | BTS3900A | LTE-3CC | 2T2R | U2100 (F2) + U900 (F1+F2) | L800+L1800F1+L1800F2 | 1CC | 3000021 | 38.5 |  | 3 | N41 | 3 | 3 | [32 empty] | IIB | Passive SHJ-2547-PREAGG-SR7-1
SHJ3614 | Site 11912 | NE |  | SHJ3614 | SHJL3614 | SHJNR3614 |  | On air | On Air | On Air | 2019 | Permanent | 25.2617 | 55.5279 | Huawei | Outdoor | EITC Passive Infrastructure | Green Field | Outdoor Taawn-du Lead |  | Green Field | 3G+4G+5G | BTS5900A | LTE-3CC | 2T2R | U2100 (F2) + U900 (F1+F2) | L800+L1800F1+L1800F2 | 1CC | 3002200 | 38.5 |  | 3 | N41 | 3 | 3 | [32 empty] | IIB | SHJ-3614-CSG-SAR-X-1
SHJ3643 | Site 11913 | NE |  | SHJ3643 | SHJL3643 | SHJNR3643 |  | On air | On Air | On Air | 2020 | Permanent | 25.2474 | 55.5542 | Huawei | Outdoor | EITC Passive Infrastructure | Green Field | Outdoor Taawn-du Lead |  | Green Field | 3G+4G+5G | BTS3900A | LTE-3CC | 2T2R | U900 (F1+F2) | L800+L1800F1+L1800F2 | 1CC | 3002200 | 38 |  | 3 | N41 | 3 | 3 | [32 empty] | IIB | SHJ-3643-CSG-ASR920-LD-1
SHJ3644 | Site 11914 | NE |  | SHJ3644 | SHJL3644 | SHJNR3644 |  | On air | On Air | On Air | 2021 | Permanent | 25.246 | 55.5904 | Huawei | Outdoor | EITC Passive Infrastructure | Green Field | Outdoor Taawn-du Lead |  | Green Field | 3G+4G+5G | BTS3900A | LTE-4CC | 2T2R | U2100 (F2) + U900 (F1+F2) | L800+L1800F1+L1800F2+L2100 | 1CC | 3028600 | 38 |  | 3 | N41 | 3 | 3 | [32 empty] | IIB | SHJ-3644-CSG-N540-LD-1
SHJ3645 | Site 11915 | NE |  | SHJ3645 | SHJL3645 |  |  | On air | On Air |  | 2016 | Permanent | 24.995 | 55.9232 | Huawei | Outdoor | EITC Passive Infrastructure | Green Field | Outdoor Green field-du Owned |  | Green Field | 3G+4G | BTS3900A | LTE | 2T2R | U2100 (F2) + U900 (F1+F2) | L1800F1 |  | 3000017 | 18.5 |  |  |  | 3 | [33 empty] | MW | 0
SHJ3650 | Site 11916 | NE |  | SHJ3650 | SHJL3650 | SHJNR3650 |  | On air | On Air | On Air | 2016 | Permanent | 25.2552 | 55.5336 | Huawei | Outdoor | EITC Passive Infrastructure | Green Field | Outdoor Green field-du Owned |  | Green Field | 3G+4G+5G | BTS3900A | LTE-3CC | 2T2R | U2100 (F2) + U900 (F1+F2) | L800+L1800F1+L1800F2 | 1CC | 3002200 | 28.5 |  | 3 | N41 | 4 | 3 | [32 empty] | IIB | SHJ-3650-CSG-SAR-X-1
SHJ3652 | Site 11917 | NE |  | SHJ3652 | SHJL3652 | SHJNR3652 |  | On air | On Air | On Air | 2017 | Permanent | 25.3691 | 55.6736 | Huawei | Outdoor | EITC Passive Infrastructure | Green Field | Outdoor Green field-du Owned |  | Green Field | 3G+4G+5G | BTS3900 | LTE-4CC | 2T2R | U2100 (F2) + U900 (F1+F2) | L800+L1800F1+L1800F2+L2100 | 1CC | 3001801 | 33.5 |  | 3 | N41 | 3 | 3 | [32 empty] | IIB | SHJ-3652-CSG-IXR-E-1
SHJ3653 | Site 11918 | NE |  | SHJ3653 | SHJL3653 | SHJNR3653 |  | On air | On Air | On Air | 2018 | Permanent | 25.2955 | 55.4391 | Huawei | Outdoor | EITC Passive Infrastructure | Roof Top | RT-du Owned |  | Roof Top | 3G+4G+5G | BTS3900A | LTE-4CC | 4T4R | U2100 (F2) + U900 (F1+F2) | L800+L1800F1+L1800F2+L2100 | 2CC | 3009900 | 28 |  | 3 | N78 | 3 | 3 | [32 empty] | IIB | SHJ-3653-CSG-SAR-X-1
SHJ3654 | Site 11919 | NE |  | SHJ3654 | SHJL3654 |  |  | On air | On Air |  | 2017 | Permanent | 25.2059 | 55.6542 | Huawei | Outdoor | Site Sharing | Site Share | Outdoor Site Sharing-Etisalat Owned |  | Site Share | 3G+4G | BTS3900A | LTE-3CC | 2T2R | U2100 (F2) + U900 (F1+F2) | L800+L1800F1+L1800F2 |  | 3000021 | 35 |  |  |  | 4 | [33 empty] | IIB | SHJ-3654-CSG-ASR920-LD-1
SHJ3655 | Site 11920 | NE |  | SHJ3655 | SHJL3655 | SHJNR3655 |  | On air | On Air | On Air | 2017 | Permanent | 25.2327 | 55.6157 | Huawei | Outdoor | EITC Passive Infrastructure | Green Field | Outdoor Green field-du Owned |  | Green Field | 3G+4G+5G | BTS3900A | LTE-2CC | 2T2R | U2100 (F2) + U900 (F1+F2) | L800+L1800F1 | 1CC | 3028600 | 28.5 |  | 3 | N41 | 3 | 3 | [32 empty] | IIB | SHJ-3655-CSG-SAR-X-1
SHJ3658 | Site 11921 | NE |  | SHJ3658 | SHJL3658 | SHJNR3658 |  | On air | On Air | On Air | 2018 | Permanent | 25.2371 | 55.6352 | Huawei | Outdoor | EITC Passive Infrastructure | Green Field | Outdoor Green field-du Owned |  | Green Field | 3G+4G+5G | BTS3900A | LTE-3CC | 2T2R | U2100 (F2) + U900 (F1+F2) | L800+L1800F1+L1800F2 | 1CC | 3001500 | 28.5 |  | 3 | N41 | 3 | 3 | [32 empty] | IIB | SHJ-3658-CSG-SAR-X-1
SHJ3660 | Site 11922 | NE |  | SHJ3660 | SHJL3660 | SHJNR3660 |  | On air | On Air | On Air | 2021 | Permanent | 25.2506 | 55.6366 | Huawei | Outdoor | Site Sharing | ET Capex | Outdoor Taawn-Etisalat Lead |  | ET Capex | 3G+4G+5G | BTS3900A | LTE-4CC | 2T2R | U2100 (F2) + U900 (F1+F2) | L800+L1800F1+L1800F2+L2100 | 1CC | 3001500 | 35 |  | 3 | N41 | 4 | 3 | [32 empty] | IIB | SHJ-3660-CSG-IXR-E-1
SHJ3662 | Site 11923 | NE |  | SHJ3662 | SHJL3662 | SHJNR3662 |  | On air | On Air | On Air | 2019 | Permanent | 25.2506 | 55.6172 | Huawei | Outdoor | Site Sharing | ET Capex | Outdoor Taawn-Etisalat Lead |  | ET Capex | 3G+4G+5G | BTS5900A | LTE-3CC | 2T2R | U2100 (F2) + U900 (F1+F2) | L800+L1800F1+L1800F2 | 1CC | 3001500 | 30.5 |  | 3 | N41 | 4 | 3 | [32 empty] | IIB | SHJ-3662-CSG-SAR-X-1
SHJ3664 | Site 11924 | NE |  | SHJ3664 | SHJL3664 | SHJNR3664 |  | On air | On Air | On Air | 2021 | Permanent | 25.2573 | 55.6087 | Huawei | Outdoor | EITC Passive Infrastructure | Green Field | Outdoor Taawn-du Lead |  | Green Field | 3G+4G+5G | BTS3900A | LTE-3CC | 2T2R | U2100 (F2) + U900 (F1+F2) | L800+L1800F1+L1800F2 | 1CC | 3028600 | 38 |  | 3 | N41 | 4 | 3 | [32 empty] | IIB | SHJ-3664-CSG-ASR920-LD-1
SHJ3665 | Site 11925 | NE |  | SHJ3665 | SHJL3665 | SHJNR3665 |  | On air | On Air | On Air | 2021 | Permanent | 25.265 | 55.6121 | Huawei | Outdoor | EITC Passive Infrastructure | Green Field | Outdoor Taawn-du Lead |  | Green Field | 3G+4G+5G | BTS3900A | LTE-4CC | 2T2R | U2100 (F2) + U900 (F1+F2) | L800+L1800F1+L1800F2+L2100 | 1CC | 3028600 | 38 |  | 3 | N41 | 4 | 3 | [32 empty] | IIB | SHJ-3665-CSG-IXR-E-1
SHJ3667 | Site 11926 | NE |  | SHJ3667 | SHJL3667 |  |  | On air | On Air |  | 2021 | Permanent | 25.203 | 55.9511 | Huawei | Outdoor | Site Sharing | ET Capex | Outdoor Taawn-Etisalat Lead |  | ET Capex | 3G+4G | BTS3900A | LTE-4CC | 2T2R | U2100 (F2) + U900 (F1+F2) | L800+L1800F1+L1800F2+L2100 |  | 3000051 | 35 |  |  |  | 3 | [33 empty] | IIB | SHJ-3667-CSG-IXR-E-1
SHJ3669 | Site 11927 | NE |  | SHJ3669 | SHJL3669 | SHJNR3669 |  | On air | On Air | On Air | 2016 | Permanent | 25.2175 | 55.675 | Huawei | Outdoor | Site Sharing | Site Share | Outdoor Site Sharing-Etisalat Owned |  | Site Share | 3G+4G+5G | BTS3900A | LTE-3CC | 2T2R | U2100 (F2) + U900 (F1+F2) | L800+L1800F1+L1800F2 | 1CC | 3000021 | 30 |  | 3 | N41 | 3 | 3 | [32 empty] | IIB | SHJ-3669-CSG-IXR-E-1
SHJ3670 | Site 11928 | NE |  | SHJ3670 | SHJL3670 | SHJNR3670 |  | On air | On Air | On Air | 2016 | Permanent | 24.9224 | 55.7645 | Huawei | Outdoor | EITC Passive Infrastructure | Roof Top | RT-du Owned |  | Roof Top | 3G+4G+5G | BTS3900A | LTE-4CC | 4T4R | U2100 (F2) + U900 (F1+F2) | L800+L1800F1+L1800F2+L2100 | 1CC | 3000016 | 25 |  | 3 | N41 | 3 | 3 | [32 empty] | IIB | SHJ-3670-CSG-IXR-E-1
SHJ3671 | Site 11929 | NE |  | SHJ3671 | SHJL3671 | SHJNR3671 |  | On air | On Air | On Air | 2018 | Permanent | 25.3714 | 55.641 | Huawei | Outdoor | EITC Passive Infrastructure | Green Field | Outdoor Green field-du Owned |  | Green Field | 3G+4G+5G | BTS3900 | LTE-4CC | 2T2R | U2100 (F2) + U900 (F1+F2) | L800+L1800F1+L1800F2+L2100 | 1CC | 3001801 | 28.5 |  | 3 | N41 | 3 | 3 | [32 empty] | IIB | SHJ-3671-CSG-SAR-X-1
SHJ3681 | Site 11930 | NE |  | SHJ3681 | SHJL3681 | SHJNR3681 |  | On air | On Air | On Air | 2017 | Permanent | 25.3776 | 55.6565 | Huawei | Outdoor | EITC Passive Infrastructure | Green Field | Outdoor Green field-du Owned |  | Green Field | 3G+4G+5G | BTS3900 | LTE | 2T2R | U2100 (F2) + U900 (F1+F2) | L1800F1 | 1CC | 3001801 | 38.5 |  | 3 | N41 | 3 | 3 | [32 empty] | IIB | SHJ-3681-CSG-IXR-E-1
SHJ3683 | Site 11931 | NE |  | SHJ3683 | SHJL3683 | SHJNR3683 |  | On air | On Air | On Air | 2017 | Permanent | 25.3087 | 55.4562 | Huawei | Outdoor | EITC Passive Infrastructure | Roof Top | RT-du Owned |  | Roof Top | 3G+4G+5G | BTS3900A | LTE-4CC | 2T2R | U2100 (F2) + U900 (F1+F2) | L800+L1800F1+L1800F2+L2100 | 2CC | 3009900 | 34 |  | 3 | N78 | 3 | 3 | [32 empty] | IIB | SHJ-3683-CSG-SAR-X-1
SHJ3685 | Site 11932 | NE |  | SHJ3685 | SHJL3685 | SHJNR3685 |  | On air | On Air | On Air | 2022 | Permanent | 25.3216 | 55.4802 | Huawei | Outdoor | Site Sharing | ET Capex | Outdoor Taawn-Etisalat Lead |  | ET Capex | 3G+4G+5G | BTS3900A | LTE-3CC | 2T2R | U2100 (F2) + U900 (F1+F2) | L800+L1800F1+L1800F2 | 2CC | 3009800 | 35 |  | 3 | N78 | 3 | 3 | [32 empty] | MW | 0
SHJ3686 | Site 11933 | NE |  | SHJ3686 | SHJL3686 | SHJNR3686 |  | On air | On Air | On Air | 2021 | Permanent | 25.3267 | 55.4725 | Huawei | Outdoor | EITC Passive Infrastructure | Green Field | Outdoor Taawn-du Lead |  | Green Field | 3G+4G+5G | BTS3900A | LTE-3CC | 2T2R | U2100 (F2) + U900 (F1+F2) | L800+L1800F1+L1800F2 | 2CC | 3009800 | 38.5 |  | 3 | N78 | 3 | 3 | [32 empty] | IIB | SHJ-3686-CSG-ASR920-LD-1
SHJ3688 | Site 11934 | NE |  | SHJ3688 | SHJL3688 | SHJNR3688 |  | On air | On Air | On Air | 2017 | Permanent | 25.3249 | 55.3971 | Huawei | Outdoor | EITC Passive Infrastructure | Roof Top | RT-du Owned |  | Roof Top | 3G+4G+5G | BTS3900A | LTE-3CC | 2T2R | U2100 (F2) + U900 (F1+F2) | L800+L1800F1+L1800F2 | 2CC | 3009600 | 14 |  | 3 | N78 | 3 | 3 | [32 empty] | IIB | SHJ-3688-CSG-ASR920-LD-1
SHJ3689 | Site 11935 | NE | SHJ3689 | SHJ3689 | SHJL3689 | SHJNR3689 | On air | On air | On Air | On Air | 2017 | Permanent | 24.9445 | 55.7773 | Huawei | Outdoor | EITC Passive Infrastructure | Green Field | Outdoor Green field-du Owned |  | Green Field | 2G+3G+4G+5G | BTS3900A | LTE-4CC | 2T2R | U2100 (F2) + U900 (F1+F2) | L800+L1800F1+L1800F2+L2100 | 1CC | 3000016 | 28.5 |  | 3 | N41 | 3 | 3 | [32 empty] | IIB | SHJ-3689-CSG-SAR-X-1
SHJ3690 | Site 11936 | NE |  | SHJ3690 | SHJL3690 |  |  | On air | On Air |  | 2017 | Permanent | 25.2387 | 55.9376 | Huawei | Outdoor | EITC Passive Infrastructure | Green Field | Outdoor Green field-du Owned |  | Green Field | 3G+4G | BTS3900A | LTE-3CC | 2T2R | U2100 (F2) + U900 (F1+F2) | L800+L1800F1+L1800F2 |  | 3000051 | 38.5 |  |  |  | 3 | [33 empty] | IIB | 0
SHJ3691 | Site 11937 | NE |  | SHJ3691 | SHJL3691 |  |  | On air | On Air |  | 2022 | Permanent | 25.2302 | 55.9675 | Huawei | Outdoor | EITC Passive Infrastructure | Green Field | Outdoor Green field-du Owned |  | Green Field | 3G+4G | BTS3900A | LTE-3CC | 2T2R | U2100 (F2) + U900 (F1+F2) | L800+L1800F1+L1800F2 |  | 3000051 | 58 |  |  |  | 3 | [33 empty] | MW | 0
SHJ3692 | Site 11938 | NE |  | SHJ3692 | SHJL3692 | SHJNR3692 |  | On air | On Air | On Air | 2022 | Permanent | 25.2502 | 55.9255 | Huawei | Outdoor | EITC Passive Infrastructure | Green Field | Outdoor Taawn-du Lead |  | Green Field | 3G+4G+5G | BTS3900A | LTE-3CC | 2T2R | U2100 (F2) + U900 (F1+F2) | L800+L1800F1+L1800F2 | 1CC | 3000051 | 38 |  | 3 | N41 | 3 | 3 | [32 empty] | IIB | SHJ-3692-CSG-N540-LD-1
SHJ3693 | Site 11939 | NE |  | SHJ3693 | SHJL3693 | SHJNR3693 |  | On air | On Air | On Air | 2016 | Permanent | 25.3557 | 55.3972 | Huawei | Outdoor | EITC Passive Infrastructure | Roof Top | RT-du Owned |  | Roof Top | 3G+4G+5G | BTS3900A | LTE-3CC | 2T2R | U2100 (F2) + U900 (F1+F2) | L800+L1800F1+L1800F2 | 1CC | 3006100 | 16.5 |  | 2 | N41 | 3 | 2 | [32 empty] | IIB | SHJ-3693-CSG-SAR-X-1
SHJ3696 | Site 11940 | NE |  | SHJ3696 | SHJL3696 | SHJNR3696 |  | On air | On Air | On Air | 2016 | Permanent | 25.313 | 55.5974 | Huawei | Outdoor | Site Sharing | Site Share | Outdoor Site Sharing-Etisalat Owned |  | Site Share | 3G+4G+5G | BTS3900A | LTE-4CC | 2T2R | U2100 (F2) + U900 (F1+F2) | L800+L1800F1+L1800F2+L2100 | 1CC | 3001401 | 30 |  | 3 | N41 | 3 | 3 | [32 empty] | IIB | SHJ-3696-CSG-IXR-E-1
SHJ3697 | Site 11941 | NE |  | SHJ3697 | SHJL3697 |  |  | On air | On Air |  | 2017 | Permanent | 25.1987 | 55.8098 | Huawei | Outdoor | EITC Passive Infrastructure | Green Field | Outdoor Green field-du Owned |  | Green Field | 3G+4G | BTS3900A | LTE | 2T2R | U2100 (F2) + U900 (F1+F2) | L800 |  | 3000021 | 38.5 |  |  |  | 4 | [33 empty] | MW | 0
SHJ3698 | Site 11942 | NE | SHJ3698 | SHJ3698 | SHJL3698 |  | On air | On air | On Air |  | 2017 | Permanent | 25.3608 | 55.3905 | Huawei | Outdoor | EITC Passive Infrastructure | Roof Top | RT-du Owned |  | Roof Top | 2G+3G+4G | BTS3900A | LTE-4CC | 4T4R | U2100 (F2) + U900 (F1+F2) | L800+L1800F1+L1800F2+L2100 |  | 3006300 | 27.5 |  |  |  | 3 | [33 empty] | IIB | SHJ-3698-CSG-SAR-X-1
SHJ3700 | Site 11943 | NE |  | SHJ3700 | SHJL3700 | SHJNR3700 |  | On air | On Air | On Air | 2018 | Permanent | 25.3284 | 55.6399 | Huawei | Outdoor | EITC Passive Infrastructure | Green Field | Outdoor Taawn-du Lead |  | Green Field | 3G+4G+5G | BTS3900A | LTE-4CC | 4T4R | U2100 (F2) + U900 (F1+F2) | L800+L1800F1+L1800F2+L2100 | 1CC | 3001301 | 38.5 |  | 3 | N41 | 3 | 3 | [32 empty] | IIB | SHJ-3700-CSG-SAR-X-1
SHJ3702 | Site 11944 | NE |  | SHJ3702 | SHJL3702 | SHJNR3702 |  | On air | On Air | On Air | 2021 | Permanent | 25.3062 | 55.4527 | Huawei | Outdoor | EITC Passive Infrastructure | Roof Top | RT-du Owned |  | Roof Top | 3G+4G+5G | BTS3900A | LTE-4CC | 4T4R | U2100 (F2) + U900 (F1+F2) | L800+L1800F1+L1800F2+L2100 | 2CC | 3009900 | 24 |  | 3 | N78 | 3 | 3 | [32 empty] | IIB | Passive SHJ-2049-AGGR-SR7b-1
SHJ3715 | Site 11945 | NE |  | SHJ3715 | SHJL3715 | SHJNR3715 |  | On air | On Air | On Air | 2017 | Permanent | 25.3709 | 56.0106 | Huawei | Outdoor | EITC Passive Infrastructure | Green Field | Outdoor Green field-du Owned |  | Green Field | 3G+4G+5G | BTS3900A | LTE | 2T2R | U2100 (F2) + U900 (F1+F2) | L800 | 1CC | 6000100 | 38.5 |  | 3 | N41 | 3 | 3 | [32 empty] | IIB | SHJ-3715-CSG-IXR-E-1
SHJ3721 | Site 11946 | NE |  | SHJ3721 | SHJL3721 | SHJNR3721 |  | On air | On Air | On Air | 2022 | Permanent | 25.3032 | 55.8849 | Huawei | Outdoor | Site Sharing | ET Capex | Outdoor Taawn-Etisalat Lead |  | ET Capex | 3G+4G+5G | BTS3900A | LTE-4CC | 2T2R | U2100 (F2) + U900 (F1+F2) | L800+L1800F1+L1800F2+L2100 | 1CC | 3000050 | 35 |  | 3 | N41 | 3 | 3 | [32 empty] | IIB | SHJ-3721-CSG-IXR-E-1
SHJ3723 | Site 11947 | NE |  | SHJ3723 | SHJL3723 | SHJNR3723 |  | On air | On Air | On Air | 2020 | Permanent | 25.3075 | 55.4517 | Huawei | Outdoor | EITC Passive Infrastructure | Roof Top | RT-du Owned |  | Roof Top | 3G+4G+5G | BTS3900A | LTE-4CC | 4T4R | U2100 (F2) + U900 (F1+F2) | L800+L1800F1+L1800F2+L2100 | 2CC | 3009900 | 26 |  | 3 | N78 | 3 | 3 | [32 empty] | IIB | SHJ-3723-CSG-ASR920-LD-1
SHJ3727 | Site 11948 | NE |  | SHJ3727 | SHJL3727 | SHJNR3727 |  | On air | On Air | On Air | 2020 | Permanent | 25.3078 | 55.4529 | Huawei | Outdoor | EITC Passive Infrastructure | Roof Top | RT-du Owned |  | Roof Top | 3G+4G+5G | BTS3900A | LTE-4CC | 2T2R | U2100 (F2) + U900 (F1+F2) | L800+L1800F1+L1800F2+L2100 | 2CC | 3009900 | 28 |  | 3 | N78 | 3 | 3 | [32 empty] | IIB | Passive SHJ-2049-AGGR-SR7b-1
SHJ3730 | Site 11949 | NE |  | SHJ3730 | SHJL3730 | SHJNR3730 |  | On air | On Air | On Air | 2017 | Permanent | 25.4582 | 55.4792 | Huawei | Outdoor | EITC Passive Infrastructure | Green Field | Outdoor Green field-du Owned |  | Green Field | 3G+4G+5G | BTS3900A | LTE-3CC | 2T2R | U2100 (F2) + U900 (F1+F2) | L800+L1800F1+L1800F2 | 1CC | 3012000 | 28.5 |  | 3 | N41 | 3 | 3 | [32 empty] | IIB | SHJ-3730-CSG-IXR-E-1
SHJ3731 | Site 11950 | NE |  | SHJ3731 | SHJL3731 | SHJNR3731 |  | On air | On Air | On Air | 2017 | Permanent | 25.3372 | 55.5878 | Huawei | Outdoor | EITC Passive Infrastructure | Green Field | Outdoor Green field-du Owned |  | Green Field | 3G+4G+5G | BTS3900A | LTE-3CC | 2T2R | U2100 (F2) + U900 (F1+F2) | L800+L1800F1+L1800F2 | 1CC | 3001900 | 28.5 |  | 3 | N41 | 3 | 3 | [32 empty] | IIB | SHJ-3731-CSG-SAR-X-1
SHJ3732 | Site 11951 | NE |  | SHJ3732 | SHJL3732 | SHJNR3732 |  | On air | On Air | On Air | 2017 | Permanent | 25.3479 | 55.5561 | Huawei | Outdoor | EITC Passive Infrastructure | Green Field | Outdoor Green field-du Owned |  | Green Field | 3G+4G+5G | BTS3900A | LTE-3CC | 2T2R | U2100 (F2) + U900 (F1+F2) | L800+L1800F1+L1800F2 | 1CC | 3001900 | 28.5 |  | 3 | N41 | 4 | 3 | [32 empty] | IIB | SHJ-3732-CSG-SAR-X-1
SHJ3735 | Site 11952 | NE |  | SHJ3735 | SHJL3735 | SHJNR3735 |  | On air | On Air | On Air | 2019 | Permanent | 25.0968 | 55.8652 | Huawei | Outdoor | EITC Passive Infrastructure | Green Field | Outdoor Green field-du Owned |  | Green Field | 3G+4G+5G | BTS5900A | LTE-3CC | 2T2R | U2100 (F2) + U900 (F1+F2) | L700+L800+L1800F1+L1800F2 | 1CC | 3000018 | 38.5 |  | 3 | N41 | 3 | 3 | [32 empty] | IIB | SHJ-3735-CSG-ASR920-LD-1
SHJ3736 | Site 11953 | NE |  | SHJ3736 | SHJL3736 | SHJNR3736 |  | On air | On Air | On Air | 2020 | Permanent | 25.3605 | 55.6072 | Huawei | Outdoor | EITC Passive Infrastructure | Green Field | Outdoor Taawn-du Lead |  | Green Field | 3G+4G+5G | BTS3900A | LTE-3CC | 2T2R | U900 (F1+F2) | L800+L1800F1+L1800F2 | 1CC | 3001900 | 38.5 |  | 3 | N41 | 3 | 3 | [32 empty] | IIB | SHJ-3736-CSG-ASR920-LD-1
SHJ3738 | Site 11954 | NE |  | SHJ3738 | SHJL3738 |  |  | On air | On Air |  | 2018 | Permanent | 25.1855 | 55.6355 | Huawei | Outdoor | Site Sharing | Site Share | Outdoor Site Sharing-Etisalat Owned |  | Site Share | 3G+4G | BTS3900A | LTE-4CC | 4T4R | U2100 (F2) + U900 (F1+F2) | L700+L800+L1800F1+L1800F2+L2100 |  | 3000021 | 35 |  |  |  | 3 | [33 empty] | IIB | SHJ-3738-CSG-SAR-X-1
SHJ3739 | Site 11955 | NE |  | SHJ3739 | SHJL3739 |  |  | On air | On Air |  | 2017 | Permanent | 24.8183 | 55.7465 | Huawei | Outdoor | EITC Passive Infrastructure | Green Field | Outdoor Green field-du Owned |  | Green Field | 3G+4G | BTS3900A | LTE-4CC | 2T2R | U2100 (F2) + U900 (F1+F2) | L800+L1800F1+L1800F2+L2100 |  | 3000016 | 28.5 |  |  |  | 3 | [33 empty] | MW | 0
SHJ3740 | Site 11956 | NE |  | SHJ3740 | SHJL3740 | SHJNR3740 |  | On air | On Air | On Air | 2017 | Permanent | 25.3158 | 55.6344 | Huawei | Outdoor | Site Sharing | Site Share | Outdoor Site Sharing-Etisalat Owned |  | Site Share | 3G+4G+5G | BTS3900A | LTE-4CC | 2T2R | U2100 (F2) + U900 (F1+F2) | L800+L1800F1+L1800F2+L2100 | 1CC | 3001301 | 35 |  | 3 | N41 | 3 | 3 | [32 empty] | IIB | SHJ-3740-CSG-SAR-X-1
SHJ3741 | Site 11957 | NE |  | SHJ3741 | SHJL3741 |  |  | On air | On Air |  | 2017 | Permanent | 25.0899 | 55.8034 | Huawei | Outdoor | Site Sharing | Site Share | Outdoor Site Sharing-Etisalat Owned |  | Site Share | 3G+4G | BTS3900A | LTE-2CC | 2T2R | U2100 (F2) + U900 (F1+F2) | L800+L1800F1 |  | 3000021 | 60 |  |  |  | 4 | [33 empty] | IIB | SHJ-3741-CSG-IXR-E-1
SHJ3742 | Site 11958 | NE |  | SHJ3742 | SHJL3742 | SHJNR3742 |  | On air | On Air | On Air | 2023 | Permanent | 25.5029 | 55.5314 | Huawei | Outdoor | EITC Passive Infrastructure | ET Capex | Outdoor Green field-du Owned |  | ET Capex | 3G+4G+5G | BTS3900A | LTE-4CC | 2T2R | U900 (F1+F2) | L800+L1800F1+L1800F2+L2100 | 1CC | 3011000 | 35 |  | 3 | N41 | 3 | 3 | [32 empty] | IIB | SHJ-3742-CSG-N540-LD-1
SHJ3765 | Site 11959 | NE |  | SHJ3765 | SHJL3765 |  |  | On air | On Air |  | 2017 | Permanent | 25.0022 | 55.6656 | Huawei | Outdoor | EITC Passive Infrastructure | Green Field | Outdoor Green field-du Owned |  | Green Field | 3G+4G | BTS3900A | LTE-4CC | 2T2R | U2100 (F2) + U900 (F1+F2) | L800+L1800F1+L1800F2+L2100 |  | 3000020 | 33.5 |  |  |  | 3 | [33 empty] | IIB | SHJ-3765-CSG-IXR-E-1
SHJ3766 | Site 11960 | NE |  | SHJ3766 | SHJL3766 |  |  | On air | On Air |  | 2017 | Permanent | 25.3204 | 55.523 | Huawei | Outdoor | EITC Passive Infrastructure | Roof Top | RT-du Owned |  | Roof Top | 3G+4G | BTS3900A | LTE | 2T2R | U2100 (F2) | L800 |  | 3010900 | 13.5 |  |  |  | 4 | [33 empty] | IIB | SHJ-3766-CSG-ASR920-LD-1
SHJ3768 | Site 11961 | NE |  | SHJ3768 | SHJL3768 | SHJNR3768 |  | On air | On Air | On Air | 2021 | Permanent | 25.2573 | 55.6445 | Huawei | Outdoor | Site Sharing | ET Capex | Outdoor Taawn-Etisalat Lead |  | ET Capex | 3G+4G+5G | BTS3900A | LTE-4CC | 2T2R | U2100 (F2) + U900 (F1+F2) | L800+L1800F1+L1800F2+L2100 | 1CC | 3001500 | 35 |  | 3 | N41 | 3 | 3 | [32 empty] | MW | 0
SHJ3789 | Site 11962 | NE |  | SHJ3789 | SHJL3789 | SHJNR3789 |  | On air | On Air | On Air | 2016 | Permanent | 25.3148 | 55.6278 | Huawei | Outdoor | EITC Passive Infrastructure | Green Field | Outdoor Green field-du Owned |  | Green Field | 3G+4G+5G | BTS3900 | LTE-4CC | 4T4R | U2100 (F2) + U900 (F1+F2) | L800+L1800F1+L1800F2+L2100 | 1CC | 3001301 | 28.5 |  | 3 | N41 | 3 | 3 | [32 empty] | IIB | SHJ-3789-CSG-SAR-X-1
SHJ3790 | Site 11963 | NE |  | SHJ3790 | SHJL3790 | SHJNR3790 |  | On air | On Air | On Air | 2016 | Permanent | 25.3175 | 55.6398 | Huawei | Outdoor | EITC Passive Infrastructure | Green Field | Outdoor Green field-du Owned |  | Green Field | 3G+4G+5G | BTS3900A | LTE-4CC | 2T2R | U2100 (F2) + U900 (F1+F2) | L800+L1800F1+L1800F2+L2100 | 1CC | 3001301 | 28.5 |  | 3 | N41 | 3 | 3 | [32 empty] | IIB | SHJ-3790-CSG-N540-LD-1
SHJ3796 | Site 11964 | NE |  | SHJ3796 | SHJL3796 |  |  | On air | On Air |  | 2016 | Permanent | 25.1853 | 55.8054 | Huawei | Outdoor | Site Sharing | Site Share | Outdoor Site Sharing-Etisalat Owned |  | Site Share | 3G+4G | BTS3900A | LTE | 2T2R | U2100 (F2) + U900 (F1+F2) | L800 |  | 3000021 | 50 |  |  |  | 3 | [33 empty] | MW | 0
SHJ3797 | Site 11965 | NE |  | SHJ3797 | SHJL3797 |  |  | On air | On Air |  | 2016 | Permanent | 24.8101 | 55.7957 | Huawei | Outdoor | EITC Passive Infrastructure | Green Field | Outdoor Green field-du Owned |  | Green Field | 3G+4G | BTS3900A | LTE | 2T2R | U2100 (F2) + U900 (F1+F2) | L1800F1 |  | 3000016 | 28.5 |  |  |  | 3 | [33 empty] | MW | 0
SHJ3815 | Site 11966 | NE |  | SHJ3815 | SHJL3815 | SHJNR3815 |  | On air | On Air | On Air | 2019 | Permanent | 25.3007 | 55.6482 | Huawei | Outdoor | EITC Passive Infrastructure | Green Field | Outdoor Taawn-du Lead |  | Green Field | 3G+4G+5G | BTS5900A | LTE-3CC | 2T2R | U2100 (F2) + U900 (F1+F2) | L800+L1800F1+L1800F2 | 1CC | 3001301 | 38.5 |  | 3 | N41 | 3 | 3 | [32 empty] | IIB | SHJ-3815-CSG-IXR-E-1
SHJ3819 | Site 11967 | NE |  | SHJ3819 | SHJL3819 | SHJNR3819 |  | On air | On Air | On Air | 2018 | Permanent | 25.3062 | 55.4495 | Huawei | Outdoor | EITC Passive Infrastructure | Roof Top | RT-du Owned |  | Roof Top | 3G+4G+5G | BTS3900A | LTE-4CC | 2T2R | U2100 (F2) + U900 (F1+F2) | L800+L1800F1+L1800F2+L2100 | 2CC | 3009900 | 26 |  | 3 | N78 | 3 | 3 | [32 empty] | IIB | SHJ-3819-CSG-SAR-X-1
SHJ3820 | Site 11968 | NE |  | SHJ3820 | SHJL3820 | SHJNR3820 |  | On air | On Air | On Air | 2018 | Permanent | 25.3087 | 55.4542 | Huawei | Outdoor | EITC Passive Infrastructure | Roof Top | RT-du Owned |  | Roof Top | 3G+4G+5G | BTS3900A | LTE-3CC | 2T2R | U2100 (F2) + U900 (F1+F2) | L800+L1800F1+L1800F2 | 2CC | 3009900 | 25 |  | 3 | N78 | 3 | 3 | [32 empty] | IIB | SHJ-3820-CSG-SAR-X-1
SHJ3821 | Site 11969 | NE |  | SHJ3821 | SHJL3821 | SHJNR3821 |  | On air | On Air | On Air | 2018 | Permanent | 25.311 | 55.4565 | Huawei | Outdoor | EITC Passive Infrastructure | Roof Top | RT-du Owned |  | Roof Top | 3G+4G+5G | BTS3900A | LTE-4CC | 4T4R | U2100 (F2) + U900 (F1+F2) | L800+L1800F1+L1800F2+L2100 | 2CC | 3009900 | 24 |  | 3 | N78 | 3 | 3 | [32 empty] | IIB | SHJ-3821-CSG-ASR920-LD-1
SHJ3822 | Site 11970 | NE |  | SHJ3822 | SHJL3822 | SHJNR3822 |  | On air | On Air | On Air | 2018 | Permanent | 25.3115 | 55.4573 | Huawei | Outdoor | EITC Passive Infrastructure | Roof Top | RT-du Owned |  | Roof Top | 3G+4G+5G | BTS3900A | LTE-4CC | 2T2R | U2100 (F2) + U900 (F1+F2) | L800+L1800F1+L1800F2+L2100 | 2CC | 3009900 | 20 |  | 3 | N78 | 3 | 3 | [32 empty] | IIB | SHJ-3822-CSG-ASR920-LD-1
SHJ3823 | Site 11971 | NE |  | SHJ3823 | SHJL3823 | SHJNR3823 |  | On air | On Air | On Air | 2018 | Permanent | 25.3084 | 55.4632 | Huawei | Outdoor | EITC Passive Infrastructure | Roof Top | RT-du Owned |  | Roof Top | 3G+4G+5G | BTS3900A | LTE-4CC | 2T2R | U2100 (F2) + U900 (F1+F2) | L800+L1800F1+L1800F2+L2100 | 2CC | 3009900 | 16 |  | 3 | N78 | 3 | 3 | [32 empty] | IIB | SHJ-3823-CSG-SAR-X-1
SHJ3824 | Site 11972 | NE |  | SHJ3824 | SHJL3824 | SHJNR3824 |  | On air | On Air | On Air | 2018 | Permanent | 24.9115 | 55.7391 | Huawei | Outdoor | EITC Passive Infrastructure | Green Field | Outdoor Green field-du Owned |  | Green Field | 3G+4G+5G | BTS3900A | LTE-3CC | 2T2R | U2100 (F2) + U900 (F1+F2) | L800+L1800F1+L1800F2 | 1CC | 3000016 | 38.5 |  | 3 | N41 | 3 | 3 | [32 empty] | IIB | SHJ-3824-CSG-ASR920-LD-1
SHJ3826 | Site 11973 | NE |  | SHJ3826 | SHJL3826 | SHJNR3826 |  | On air | On Air | On Air | 2021 | Permanent | 25.3625 | 55.5786 | Huawei | Outdoor | EITC Passive Infrastructure | Green Field | Outdoor Taawn-du Lead |  | Green Field | 3G+4G+5G | BTS3900A | LTE-4CC | 2T2R | U2100 (F2) + U900 (F1+F2) | L800+L1800F1+L1800F2+L2100 | 1CC | 3001801 | 38 |  | 3 | N41 | 3 | 3 | [32 empty] | IIB | SHJ-3826-CSG-IXR-E-1
SHJ3827A | Site 11974 | NE |  | SHJ3827A | SHJL827A | SHJNR3827 |  | On air | On Air | On Air | 2017 | Permanent | 25.3254 | 55.3859 | Huawei | Small Cells | EITC Passive Infrastructure | Roof Top | RT-du Owned |  | Roof Top | 3G+4G+5G | BTS3911E | LTE | - | U2100 (F2) | L1800F1 | 2CC | 3010700 | 12 |  | 3 | N78 | 1 | 3 | [32 empty] | IIB | SHJ-3827-CSG-IXR-E-1
SHJ3827B | Site 11975 | NE |  | SHJ3827B | SHJL827B | SHJNR3827 |  | On air | On Air | On Air | 2017 | Permanent | 25.3254 | 55.3859 | Huawei | Small Cells | EITC Passive Infrastructure | Roof Top | RT-du Owned |  | Roof Top | 3G+4G+5G | BTS3911E | LTE | - | U2100 (F2) | L1800F1 | 2CC | 3010700 | 11 |  | 3 | N78 | 1 | 3 | [32 empty] | IIB | SHJ-3827-CSG-IXR-E-1
SHJ3828A | Site 11976 | NE |  | SHJ3828A | SHJL828A | SHJNR3828 |  | On air | On Air | On Air | 2017 | Permanent | 25.3269 | 55.3876 | Huawei | Small Cells | EITC Passive Infrastructure | Roof Top | RT-du Owned |  | Roof Top | 3G+4G+5G | BTS3911E | LTE | - | U2100 (F2) | L1800F1 | 3CC | 3010700 | 12 |  | 2 | N41+N78 | 1 | 2 | [32 empty] | mw | 0
SHJ3828B | Site 11977 | NE |  | SHJ3828B | SHJL828B | SHJNR3828 |  | On air | On Air | On Air | 2017 | Permanent | 25.3269 | 55.3876 | Huawei | Small Cells | EITC Passive Infrastructure | Roof Top | RT-du Owned |  | Roof Top | 3G+4G+5G | BTS3911E | LTE | - | U2100 (F2) | L1800F1 | 3CC | 3010700 | 12 |  | 2 | N41+N78 | 1 | 2 | [32 empty] | IIB | Passive Completed
SHJ3869 | Site 11978 | NE |  | SHJ3869 | SHJL3869 | SHJNR3869 |  | On air | On Air | On Air | 2017 | Permanent | 25.3289 | 55.3893 | Huawei | Small Cells | EITC Passive Infrastructure | Roof Top | RT-du Owned |  | Roof Top | 3G+4G+5G | BTS3911E | LTE | 2T2R | U2100 (F2) | L1800F1 | 3CC | 3010700 | 12 |  | 1 | N41+N78 | 1 | 1 | [32 empty] | IIB | SHJ-3869-CSG-IXR-E-1
SHJ3880 | Site 11979 | NE |  | SHJ3880 | SHJL3880 |  |  | On air | On Air |  | 2020 | Permanent | 25.0333 | 55.7439 | Huawei | Outdoor | EITC Passive Infrastructure | Green Field | Outdoor Taawn-du Lead |  | Green Field | 3G+4G | BTS3900A | LTE-3CC | 2T2R | U2100 (F2) + U900 (F1+F2) | L800+L1800F1+L1800F2 |  | 3000020 | 73.5 |  |  |  | 4 | [33 empty] | MW | 0
SHJ3882 | Site 11980 | NE |  | SHJ3882 | SHJL3882 | SHJNR3882 |  | On air | On Air | On Air | 2018 | Permanent | 25.3318 | 55.3707 | Huawei | Outdoor | EITC Passive Infrastructure | Roof Top | RT-du Owned |  | Roof Top | 3G+4G+5G | BTS3900A | LTE-4CC | 2T2R | U2100 (F2) + U900 (F1+F2) | L800+L1800F1+L1800F2+L2100 | 1CC | 3010500 | 32.5 |  | 3 | N41 | 3 | 3 | [32 empty] | IIB | SHJ-3882-CSG-SAR-X-1
SHJ3884 | Site 11981 | NE |  | SHJ3884 | SHJL3884 | SHJNR3884 |  | On air | On Air | On Air | 2021 | Permanent | 25.3085 | 55.6136 | Huawei | Outdoor | EITC Passive Infrastructure | Green Field | Outdoor Taawn-du Lead |  | Green Field | 3G+4G+5G | BTS3900A | LTE-4CC | 4T4R | U2100 (F2) + U900 (F1+F2) | L800+L1800F1+L1800F2+L2100 | 1CC | 3001301 | 38 |  | 3 | N41 | 3 | 3 | [32 empty] | IIB | SHJ-5003-PREAGG-SR7-1
SHJ3889 | Site 11982 | NE |  | SHJ3889 | SHJL3889 | SHJNR3889 |  | On air | On Air | On Air | 2019 | Permanent | 25.2983 | 55.4603 | Huawei | Outdoor | EITC Passive Infrastructure | Green Field | Outdoor Taawn-du Lead |  | Green Field | 3G+4G+5G | BTS5900A | LTE-4CC | 2T2R | U2100 (F2) + U900 (F1+F2) | L800+L1800F1+L1800F2+L2100 | 2CC | 3009900 | 33.5 |  | 3 | N78 | 3 | 3 | [32 empty] | IIB | SHJ-3889-CSG-ASR920-LD-1
SHJ3890 | Site 11983 | NE |  | SHJ3890 | SHJL3890 | SHJNR3890 |  | On air | On Air | On Air | 2019 | Permanent | 25.2696 | 55.9083 | Huawei | Outdoor | EITC Passive Infrastructure | Green Field | Outdoor Green field-du Owned |  | Green Field | 3G+4G+5G | BTS5900A | LTE-3CC | 2T2R | U2100 (F2) + U900 (F1+F2) | L800+L1800F1+L1800F2 | 1CC | 3000050 | 38.5 |  | 3 | N41 | 4 | 3 | [32 empty] | IIB | SHJ-3890-CSG-ASR920-LD-1
SHJ3899 | Site 11984 | NE |  | SHJ3899 | SHJL3899 | SHJNR3899 |  | On air | On Air | On Air | 2021 | Permanent | 25.337 | 55.4783 | Huawei | Outdoor | EITC Passive Infrastructure | Green Field | Outdoor Green field-du Owned |  | Green Field | 3G+4G+5G | BTS3900A | LTE-4CC | 2T2R | U2100 (F2) + U900 (F1+F2) | L800+L1800F1+L1800F2+L2100 | 2CC | 3002100 | 28.5 |  | 3 | N78 | 3 | 3 | [32 empty] | IIB | SHJ-3899-CSG-N540-LD-1
SHJ3901 | Site 11985 | NE |  | SHJ3901 | SHJL3901 |  |  | On air | On Air |  | 2015 | Permanent | 24.883 | 55.7915 | Huawei | Outdoor | Site Sharing | Site Share | Outdoor Site Sharing-Etisalat Owned |  | Site Share | 3G+4G | BTS3900A | LTE | 2T2R | U2100 (F2) | L1800F1 |  | 3000016 | 20 |  |  |  | 3 | [33 empty] | MW | 0
SHJ3903 | Site 11986 | NE |  | SHJ3903 | SHJL3903 |  |  | On air | On Air |  | 2016 | Permanent | 24.9534 | 55.8184 | Huawei | Outdoor | EITC Passive Infrastructure | Green Field | Outdoor Green field-du Owned |  | Green Field | 3G+4G | BTS3900A | LTE | 2T2R | U2100 (F2) + U900 (F1+F2) | L1800F1 |  | 3000016 | 28.5 |  |  |  | 3 | [33 empty] | IIB | SHJ-3903-CSG-IXR-E-1
SHJ3904 | Site 11987 | NE |  | SHJ3904 | SHJL3904 | SHJNR3904 |  | On air | On Air | On Air | 2016 | Permanent | 24.9931 | 55.8339 | Huawei | Outdoor | EITC Passive Infrastructure | Green Field | Outdoor Green field-du Owned |  | Green Field | 3G+4G+5G | BTS3900A | LTE-3CC | 2T2R | U2100 (F2) + U900 (F1+F2) | L800+L1800F1+L1800F2 | 1CC | 3000016 | 28.5 |  | 3 | N41 | 3 | 3 | [32 empty] | MW | 0
SHJ3906 | Site 11988 | NE |  | SHJ3906 | SHJL3906 | SHJNR3906 |  | On air | On Air | On Air | 2015 | Permanent | 24.9639 | 55.7938 | Huawei | Outdoor | EITC Passive Infrastructure | Green Field | Outdoor Green field-du Owned |  | Green Field | 3G+4G+5G | BTS3900A | LTE-3CC | 2T2R | U2100 (F2) + U900 (F1+F2) | L800+L1800F1+L1800F2 | 1CC | 3000016 | 28.5 |  | 3 | N41 | 3 | 3 | [32 empty] | MW | 0
SHJ3914 | Site 11989 | NE |  | SHJ3914 | SHJL3914 | SHJNR3914 |  | On air | On Air | On Air | 2021 | Permanent | 24.9856 | 55.8573 | Huawei | Outdoor | EITC Passive Infrastructure | Green Field | Outdoor Taawn-du Lead |  | Green Field | 3G+4G+5G | BTS3900A | LTE-3CC | 2T2R | U2100 (F2) + U900 (F1) | L800+L1800F1+L1800F2 | 1CC | 3000017 | 38.5 |  | 3 | N41 | 3 | 3 | [32 empty] | MW | 0
SHJ3916A | Site 11990 | NE |  | SHJ3916A | SHJ3916A |  |  | On air | On Air |  | 2014 | Permanent | 25.3333 | 55.3783 | Huawei | Small Cells | EITC Passive Infrastructure | Roof Top | RT-du Owned |  | Roof Top | 3G+4G | BTS3911E | LTE | - | U2100 (F2) | L1800F1 |  | 3007700 | 10 |  |  |  | 1 | [33 empty] | IIB | Passive Completed
SHJ3916B | Site 11991 | NE |  | SHJ3916B | SHJ3916B |  |  | On air | On Air |  | 2014 | Permanent | 25.3333 | 55.3783 | Huawei | Small Cells | EITC Passive Infrastructure | Roof Top | RT-du Owned |  | Roof Top | 3G+4G | BTS3911E | LTE | - | U2100 (F2) | L1800F1 |  | 3010500 | 10 |  |  |  | 1 | [33 empty] | IIB | Passive Completed
SHJ3916C | Site 11992 | NE |  | SHJ3916C | SHJ3916C |  |  | On air | On Air |  | 2014 | Permanent | 25.3333 | 55.3783 | Huawei | Small Cells | EITC Passive Infrastructure | Roof Top | RT-du Owned |  | Roof Top | 3G+4G | BTS3911E | LTE | - | U2100 (F2) | L1800F1 |  | 3010500 | 10 |  |  |  | 1 | [33 empty] | MW | colocated with SHJ3916
SHJ3936 | Site 11993 | NE |  | SHJ3936 | SHJL3936 | SHJNR3936 |  | On air | On Air | On Air | 2020 | Permanent | 25.2638 | 55.5028 | Huawei | Outdoor | EITC Passive Infrastructure | Green Field | Outdoor Taawn-du Lead |  | Green Field | 3G+4G+5G | BTS3900A | LTE-3CC | 2T2R | U2100 (F2) + U900 (F1+F2) | L800+L1800F1+L1800F2 | 2CC | 3002300 | 38.5 |  | 3 | N78 | 3 | 3 | [32 empty] | IIB | Passive SHJ-2053-AGGR-SR7b-1
SHJ3938 | Site 11994 | NE |  | SHJ3938 | SHJL3938 | SHJNR3938 |  | On air | On Air | On Air | 2021 | Permanent | 25.3305 | 55.4294 | Huawei | Outdoor | EITC Passive Infrastructure | Roof Top | RT-du Owned |  | Roof Top | 3G+4G+5G | BTS3900A | LTE-4CC | 2T2R | U2100 (F2) + U900 (F1+F2) | L800+L1800F1+L1800F2+L2100 | 2CC | 3003300 | 16 |  | 3 | N78 | 4 | 3 | [32 empty] | IIB | SHJ-3938-CSG-IXR-E-1
SHJ3940 | Site 11995 | NE |  | SHJ3940 | SHJL3940 | SHJNR3940 |  | On air | On Air | On Air | 2019 | Permanent | 25.3433 | 55.4675 | Huawei | Outdoor | Site Sharing | ET Capex | Outdoor Taawn-Etisalat Lead |  | ET Capex | 3G+4G+5G | BTS5900A | LTE-CA | 2T2R | U2100 (F2) + U900 (F1+F2) | L1800F1+L1800F2 | 2CC | 3002700 | 35 |  | 3 | N78 | 4 | 3 | [32 empty] | IIB | SHJ-3940-CSG-IXR-E-1
SHJ3944 | Site 11996 | NE |  | SHJ3944 | SHJL3944 | SHJNR3944 |  | On air | On Air | On Air | 2021 | Permanent | 25.3625 | 55.615 | Huawei | Outdoor | EITC Passive Infrastructure | Capex_DU | Outdoor Taawn-du Lead |  | Capex_DU | 3G+4G+5G | BTS3900A | LTE-4CC | 2T2R | U2100 (F2) + U900 (F1+F2) | L800+L1800F1+L1800F2+L2100 | 1CC | 3001801 | 38 |  | 3 | N41 | 3 | 3 | [32 empty] | IIB | SHJ-3944-CSG-IXR-E-1
SHJ3956 | Site 11997 | NE |  | SHJ3956 | SHJL3956 | SHJNR3956 |  | On air | On Air | On Air | 2019 | Permanent | 25.2554 | 55.7267 | Huawei | Outdoor | EITC Passive Infrastructure | Green Field | Outdoor Taawn-du Lead |  | Green Field | 3G+4G+5G | BTS5900A | LTE-3CC | 2T2R | U2100 (F2) + U900 (F1+F2) | L800+L1800F1+L1800F2 | 1CC | 3000021 | 40 |  | 3 | N41 | 3 | 3 | [32 empty] | IIB | SHJ-3956-CSG-IXR-E-1
SHJ3957 | Site 11998 | NE |  | SHJ3957 | SHJL3957 | SHJNR3957 |  | On air | On Air | On Air | 2019 | Permanent | 25.2406 | 55.8731 | Huawei | Outdoor | EITC Passive Infrastructure | Green Field | Outdoor Green field-du Owned |  | Green Field | 3G+4G+5G | BTS5900A | LTE-4CC | 2T2R | U2100 (F2) + U900 (F1+F2) | L700+L800+L1800F1+L1800F2+L2100 | 1CC | 3000050 | 40 |  | 3 | N41 | 3 | 3 | [32 empty] | IIB | SHJ-3957-CSG-IXR-E-1
SHJ6245 | Site 11999 | NE |  | SHJ6245 | SHJL6245 | SHJNR6245 |  | On air | On Air | On Air | 2021 | Permanent | 25.3535 | 55.5828 | Huawei | Outdoor | EITC Passive Infrastructure | Green Field | Outdoor Taawn-du Lead |  | Green Field | 3G+4G+5G | BTS3900A | LTE-3CC | 2T2R | U2100 (F2) + U900 (F1+F2) | L800+L1800F1+L1800F2 | 1CC | 3001900 | 38 |  | 3 | N41 | 3 | 3 | [32 empty] | IIB | SHJ-6245-CSG-IXR-E-1
SHJ6250 | Site 12000 | NE |  | SHJ6250 | SHJL6250 | SHJNR6250 |  | On air | On Air | On Air | 2022 | Permanent | 25.266 | 55.6553 | Huawei | Outdoor | EITC Passive Infrastructure | Green Field | Outdoor Taawn-du Lead |  | Green Field | 3G+4G+5G | BTS3900A | LTE-3CC | 2T2R | U2100 (F2) + U900 (F1) | L800+L1800F1+L1800F2 | 1CC | 3001500 | 38 |  | 3 | N41 | 3 | 3 | [32 empty] | IIB | SHJ-6250-CSG-IXR-E-1
SHJ6253 | Site 12001 | NE |  | SHJ6253 | SHJL6253 | SHJNR6253 |  | On air | On Air | On Air | 2022 | Permanent | 25.1964 | 55.6337 | Huawei | Outdoor | Site Sharing | ET Capex | Outdoor Taawn-Etisalat Lead |  | ET Capex | 3G+4G+5G | BTS3900A | LTE-3CC | 2T2R | U2100 (F2) + U900 (F1+F2) | L800+L1800F1+L1800F2 | 1CC | 3000021 | 35 |  | 3 | N41 | 3 | 3 | [32 empty] | IIB | SHJ-6253-CSG-IXR-E-1
SHJ6254 | Site 12002 | NE |  | SHJ6254 | SHJL6254 | SHJNR6254 |  | On air | On Air | On Air | 2021 | Permanent | 25.3437 | 55.6314 | Huawei | Outdoor | EITC Passive Infrastructure | Green Field | Outdoor Taawn-du Lead |  | Green Field | 3G+4G+5G | BTS3900A | LTE-4CC | 2T2R | U2100 (F2) + U900 (F1+F2) | L800+L1800F1+L1800F2+L2100 | 1CC | 3001301 | 38 |  | 3 | N41 | 3 | 3 | [32 empty] | IIB | SHJ-6254-CSG-IXR-E-1
SHJ6265 | Site 12003 | NE |  | SHJ6265 | SHJL6265 | SHJNR6265 |  | On air | On Air | On Air | 2023 | Permanent | 25.3132 | 55.4647 | Huawei | Outdoor | EITC Passive Infrastructure | Green Field | Outdoor Green field-du Owned |  | Green Field | 3G+4G+5G | BTS3900A | LTE-4CC | 2T2R | U900 (F1+F2) | L800+L1800F1+L1800F2+L2100 | 2CC | 3009800 | 38 |  | 3 | N78 | 3 | 3 | [32 empty] | IIB | SHJ-6265-CSG-N540-LD-1
SHJ6308 | Site 12004 | NE |  | SHJ6308 | SHJL6308 | SHJNR6308 |  | On air | On Air | On Air | 2021 | Permanent | 24.9412 | 55.8298 | Huawei | Outdoor | EITC Passive Infrastructure | Green Field | Outdoor Taawn-du Lead |  | Green Field | 3G+4G+5G | BTS3900A | LTE-3CC | 2T2R | U900 (F1+F2) | L800+L1800F1+L1800F2 | 1CC | 3000016 | 38 |  | 2 | N41 | 2 | 2 | [32 empty] | IIB | SHJ-6308-CSG-N540-LD-1
SHJ6309 | Site 12005 | NE |  | SHJ6309 | SHJL6309 | SHJNR6309 |  | On air | On Air | On Air | 2021 | Permanent | 24.8886 | 55.808 | Huawei | Outdoor | EITC Passive Infrastructure | Green Field | Outdoor Taawn-du Lead |  | Green Field | 3G+4G+5G | BTS3900A | LTE-3CC | 2T2R | U2100 (F2) + U900 (F1+F2) | L800+L1800F1+L1800F2 | 1CC | 3000016 | 38.5 |  | 2 | N41 | 2 | 2 | [32 empty] | IIB | SHJ-6309-CSG-N540-LD-1
SHR2241 | Site 12006 | NE | SHR2241 | SHR2241 | SHRL2241 | SHRNR2241 | On air | On air | On Air | On Air | 2010 | Permanent | 25.32 | 55.6456 | Huawei | Outdoor | EITC Passive Infrastructure | Green Field | Outdoor Green field-du Owned |  | Green Field | 2G+3G+4G+5G | BTS3900 | LTE-4CC | 2T2R | U2100 (F2) + U900 (F1+F2) | L800+L1800F1+L1800F2+L2100 | 1CC | 3001301 | 28.5 |  | 3 | N41 | 3 | 3 | [32 empty] | IIB | SHJ-2241-CSG-SAR-X-1
SHR2277 | Site 12007 | NE | SHR2277 | SHR2277 | SHRL2277 | SHRNR2277 | On air | On air | On Air | On Air | 2010 | Permanent | 25.3406 | 55.6319 | Huawei | Outdoor | EITC Passive Infrastructure | Green Field | Outdoor Green field-du Owned |  | Green Field | 2G+3G+4G+5G | BTS3900 | LTE-4CC | 2T2R | U2100 (F2) + U900 (F1+F2) | L800+L1800F1+L1800F2+L2100 | 1CC | 3001301 | 28.5 |  | 3 | N41 | 3 | 3 | [32 empty] | IIB | SHR-2277-CSG-SAR-X-1
SHR2399 | Site 12008 | NE | SHR2399 | SHR2399 | SHRL2399 | SHRNR2399 | On air | On air | On Air | On Air | 2011 | Permanent | 25.3205 | 55.6221 | Huawei | Outdoor | EITC Passive Infrastructure | Green Field | Outdoor Green field-du Owned |  | Green Field | 2G+3G+4G+5G | BTS3900 | LTE-3CC | 2T2R | U2100 (F2) + U900 (F1+F2) | L800+L1800F1+L1800F2 | 1CC | 3001301 | 28.7 |  | 3 | N41 | 4 | 3 | [32 empty] | IIB | SHR-2399-CSG-SAR-X-1
SHR2539 | Site 12009 | NE | SHR2539 | SHR2539 | SHRL2539 | SHRNR2539 | On air | On air | On Air | On Air | 2010 | Permanent | 25.3103 | 55.3974 | Huawei | Outdoor | EITC Passive Infrastructure | Green Field | Outdoor Green field-du Owned |  | Green Field | 2G+3G+4G+5G | BTS3900 | LTE-4CC | 4T4R | U2100 (F2) + U900 (F1+F2) | L800+L1800F1+L1800F2+L2100 | 2CC | 3009200 | 29.3 |  | 3 | N78 | 3 | 3 | [32 empty] | IIB | SHJ-2539-CSG-ASR920-LD-1
SHR2598 | Site 12010 | NE | SHR2598 | SHR2598 | SHRL2598 | SHRNR2598 | On air | On air | On Air | On Air | 2010 | Permanent | 24.9549 | 55.713 | Huawei | Outdoor | EITC Passive Infrastructure | Green Field | Outdoor Green field-du Owned |  | Green Field | 2G+3G+4G+5G | BTS3900 | LTE-3CC | 2T2R | U2100 (F2) + U900 (F1+F2) | L800+L1800F1+L1800F2 | 1CC | 3000016 | 28.7 |  | 3 | N41 | 4 | 3 | [32 empty] | IIB | SHJ-2598-CSG-SAR-8-1
SHR2635 | Site 12011 | NE | SHR2635 | SHR2635 | SHRL2635 |  | On air | On air | On Air |  | 2010 | Permanent | 25.0084 | 55.9092 | Huawei | Outdoor | EITC Passive Infrastructure | Green Field | Outdoor Green field-du Owned |  | Green Field | 2G+3G+4G | BTS3900 | LTE | 2T2R | U2100 (F2) + U900 (F1+F2) | L800 |  | 3000017 | 28.7 |  |  |  | 3 | [33 empty] | IIB | SHR-2635-CSG-IXR-E-1
SHR2644 | Site 12012 | NE | SHR2644 | SHR2644 | SHRL2644 | SHRNR2644 | On air | On air | On Air | On Air | 2011 | Permanent | 25.314 | 55.6462 | Huawei | Outdoor | EITC Passive Infrastructure | Green Field | Outdoor Green field-du Owned |  | Green Field | 2G+3G+4G+5G | BTS3900 | LTE-4CC | 2T2R | U2100 (F2) + U900 (F1+F2) | L800+L1800F1+L1800F2+L2100 | 1CC | 3001301 | 28 |  | 3 | N41 | 3 | 3 | [32 empty] | IIB | SHR-2644-CSG-SAR-X-1
SHR2646 | Site 12013 | NE | SHR2646 | SHR2646 | SHRL2646 | SHRNR2646 | On air | On air | On Air | On Air | 2010 | Permanent | 25.3054 | 55.6178 | Huawei | Outdoor | EITC Passive Infrastructure | Green Field | Outdoor Green field-du Owned |  | Green Field | 2G+3G+4G+5G | BTS3900 | LTE-4CC | 2T2R | U2100 (F2) + U900 (F1+F2) | L800+L1800F1+L1800F2+L2100 | 1CC | 3001301 | 28.6 |  | 3 | N41 | 3 | 3 | [32 empty] | IIB | SHR-2646-CSG-IXR-E-1
SHR2945 | Site 12014 | NE | SHR2945 | SHR2945 | SHRL2945 | SHRNR2945 | On air | On air | On Air | On Air | 2012 | Permanent | 25.3103 | 55.6227 | Huawei | Outdoor | EITC Passive Infrastructure | Green Field | Outdoor Green field-du Owned |  | Green Field | 2G+3G+4G+5G | BTS3900 | LTE-4CC | 4T4R | U2100 (F2) + U900 (F1+F2) | L800+L1800F1+L1800F2+L2100 | 1CC | 3001301 | 28.7 |  | 3 | N41 | 3 | 3 | [32 empty] | IIB | SHJ-2945-CSG-SAR-X-1
SHR3337 | Site 12015 | NE | SHR3337 | SHR3337 | SHRL3337 |  | On air | On air | On Air |  | 2013 | Permanent | 25.1932 | 55.8251 | Huawei | Outdoor | EITC Passive Infrastructure | Green Field | Outdoor Green field-du Owned |  | Green Field | 2G+3G+4G | BTS3900 | LTE | 2T2R | U2100 (F2) + U900 (F1+F2) | L800 |  | 3000021 | 30 |  |  |  | 3 | [33 empty] | MW | 0
SHR3413 | Site 12016 | NE | SHR3413 | SHR3413 | SHRL3413 |  | On air | On air | On Air |  | 2010 | Permanent | 25.1915 | 55.9518 | Huawei | Outdoor | EITC Passive Infrastructure | Green Field | Outdoor Green field-du Owned |  | Green Field | 2G+3G+4G | BTS3900A | LTE | 2T2R | U2100 (F2) | L800 |  | 3000051 | 30 |  |  |  | 3 | [33 empty] | MW | 0
SHT2944 | Site 12017 | NE | SHT2944 | SHT2944 | SHTL2944 |  | On air | On air | On Air |  | 2008 | Permanent | 25.3042 | 55.6303 | Huawei | Outdoor | EITC Passive Infrastructure | Green Field | Outdoor Green field-du Owned |  | Green Field | 2G+3G+4G | BTS3900 | LTE-3CC | 2T2R | U2100 (F2) + U900 (F1+F2) | L800+L1800F1+L1800F2 |  | 3001301 | 18 |  |  |  | 4 | [33 empty] | IIB | SHT-2944-CSG-SAR-X-1
UAQ1005 | Site 12018 | NE |  | UAQ1005 | UAQL1005 | UAQNR1005 |  | On air | On Air | On Air | 2020 | Permanent | 25.4733 | 55.6966 | Huawei | Outdoor | EITC Passive Infrastructure | Green Field | Outdoor Green field-du Owned |  | Green Field | 3G+4G+5G | BTS3900A | LTE-3CC | 2T2R | U2100 (F2) + U900 (F1+F2) | L800+L1800F1+L1800F2 | 1CC | 5000600 | 38.5 |  | 3 | N41 | 3 | 3 | [32 empty] | IIB | UAQ-1005-CSG-N540-LD-1
UAQ1163 | Site 12019 | NE |  | UAQ1163 | UAQL1163 | UAQNR1163 |  | On air | On Air | On Air | 2022 | Permanent | 25.5454 | 55.5467 | Huawei | Outdoor | Site Sharing | ET Capex | Outdoor Taawn-Etisalat Lead |  | ET Capex | 3G+4G+5G | BTS3900A | LTE-4CC | 2T2R | U2100 (F2) + U900 (F1+F2) | L800+L1800F1+L1800F2+L2100 | 2CC | 5000205 | 35 |  | 3 | N78 | 3 | 3 | [32 empty] | IIB | UAQ-1163-CSG-N540-LD-1
UAQ1175 | Site 12020 | NE |  | UAQ1175 | UAQL1175 | UAQNR1175 |  | On air | On Air | On Air | 2021 | Permanent | 25.2803 | 55.8782 | Huawei | Outdoor | EITC Passive Infrastructure | Roof Top | RT-du Owned |  | Roof Top | 3G+4G+5G | BTS3900A | LTE-4CC | 2T2R | U2100 (F2) + U900 (F1+F2) | L800+L1800F1+L1800F2+L2100 | 1CC | 3000050 | 20 |  | 3 | N41 | 4 | 3 | [32 empty] | IIB | UAQ-1175-CSG-N540-LD-1
UAQ1237 | Site 12021 | NE |  | UAQ1237 | UAQL1237 |  |  | On air | On Air |  | 2021 | Permanent | 25.2961 | 55.9828 | Huawei | Outdoor | EITC Passive Infrastructure | Roof Top | RT-du Owned |  | Roof Top | 3G+4G | BTS3900A | LTE-4CC | 2T2R | U2100 (F2) + U900 (F1) | L800+L1800F1+L1800F2+L2100 |  | 3000050 | 13 |  |  |  | 4 | [33 empty] | MW | 0
UAQ1246 | Site 12022 | NE |  | UAQ1246 | UAQL1246 | UAQNR1246 |  | On air | On Air | On Air | 2022 | Permanent | 25.5879 | 55.5665 | Huawei | Outdoor | Site Sharing | Site Share | Outdoor Site Sharing-Etisalat Owned |  | Site Share | 3G+4G+5G | BTS3900A | LTE-4CC | 2T2R | U2100 (F2) + U900 (F1+F2) | L800+L1800F1+L1800F2+L2100 | 2CC | 5000201 | 35 |  | 3 | N78 | 3 | 3 | [32 empty] | MW | 0
UAQ1247 | Site 12023 | NE |  | UAQ1247 | UAQL1247 |  |  | On air | On Air |  | 2023 | Permanent | 25.5224 | 55.5723 | Huawei | Outdoor | Site Sharing | Site share | Outdoor Site Sharing-Etisalat Owned |  | Site share | 3G+4G | BTS3900A | LTE-4CC | 2T2R | U900 (F1+F2) | L800+L1800F1+L1800F2+L2100 |  | 5000208 | 30 |  |  |  | 3 | [33 empty] | IIB | UAQ-1247-CSG-N540-LD-1
UAQ1324 | Site 12024 | NE |  | UAQ1324 | UAQL1324 | UAQNR1324 |  | On air | On Air | On Air | 2022 | Permanent | 25.5443 | 55.5389 | Huawei | Outdoor | Site Sharing | ET Capex | Outdoor Taawn-Etisalat Lead |  | ET Capex | 3G+4G+5G | BTS3900A | LTE-4CC | 2T2R | U2100 (F2) + U900 (F1+F2) | L800+L1800F1+L1800F2+L2100 | 2CC | 5000206 | 30 |  | 3 | N78 | 3 | 3 | [32 empty] | IIB | UAQ-1324-CSG-IXR-E-1
UAQ1355 | Site 12025 | NE |  | UAQ1355 | UAQL1355 | UAQNR1355 |  | On air | On Air | On Air | 2023 | Permanent | 25.5579 | 55.7306 | Huawei | Outdoor | EITC Passive Infrastructure | Green Field | Outdoor Green field-du Owned |  | Green Field | 3G+4G+5G | BTS3900A | LTE-4CC | 2T2R | U900 (F1+F2) | L800+L1800F1+L1800F2+L2100 | 1CC | 5000500 | 38 |  | 3 | N41 | 3 | 3 | [32 empty] | IIB | UAQ-1355-CSG-N540-LD-1
UAQ1356 | Site 12026 | NE |  | UAQ1356 | UAQL1356 | UAQNR1356 |  | On air | On Air | On Air | 2023 | Permanent | 25.5459 | 55.7198 | Huawei | Outdoor | EITC Passive Infrastructure | Green Field | Outdoor Green field-du Owned |  | Green Field | 3G+4G+5G | BTS3900A | LTE-4CC | 2T2R | U900 (F1+F2) | L800+L1800F1+L1800F2+L2100 | 1CC | 5000500 | 38 |  | 3 | N41 | 3 | 3 | [32 empty] | IIB | UAQ-1356-CSG-IXR-E-1
UAQ1358 | Site 12027 | NE |  | UAQ1358 | UAQL1358 | UAQNR1358 |  | On air | On Air | On Air | 2023 | Permanent | 25.4864 | 55.5686 | Huawei | Outdoor | EITC Passive Infrastructure | Green Field | Outdoor Green field-du Owned |  | Green Field | 3G+4G+5G | BTS3900A | LTE-4CC | 2T2R | U900 (F1+F2) | L800+L1800F1+L1800F2+L2100 | 2CC | 5000400 | 38 |  | 3 | N78 | 4 | 3 | [32 empty] | IIB | UAQ-1358-CSG-N540-LD-1
UAQ1375 | Site 12028 | NE |  | UAQ1375 | UAQL1375 | UAQNR1375 |  | On air | On Air | On Air | 2023 | Permanent | 25.5156 | 55.5427 | Huawei | Outdoor | EITC Passive Infrastructure | Roof Top | RT-du Owned |  | Roof Top | 3G+4G+5G | BTS3900A | LTE-4CC | 2T2R | U900 (F1+F2) | L800+L1800F1+L1800F2+L2100 | 2CC | 5000207 | 29 |  | 3 | N78 | 3 | 3 | [32 empty] | IIB | UAQ-1375-CSG-N540-LD-1
UAQ2009 | Site 12029 | NE | UAQ2009 | UAQ2009 | UAQL2009 | UAQNR2009 | On air | On air | On Air | On Air | 2008 | Permanent | 25.5407 | 55.5421 | Huawei | Outdoor | EITC Passive Infrastructure | Green Field | Outdoor Green field-du Owned |  | Green Field | 2G+3G+4G+5G | BTS3900 | LTE-4CC | 2T2R | U2100 (F2) + U900 (F1+F2) | L800+L1800F1+L1800F2+L2100 | 2CC | 5000205 | 26.9 |  | 3 | N78 | 3 | 3 | [32 empty] | IIB | UAQ-2009-CSG-ASR920-LD-1
UAQ2393 | Site 12030 | NE | UAQ2393 | UAQ2393 | UAQL2393 |  | On air | On air | On Air |  | 2010 | Permanent | 25.3651 | 55.8788 | Huawei | Outdoor | EITC Passive Infrastructure | Green Field | Outdoor Green field-du Owned |  | Green Field | 2G+3G+4G | BTS3900 | LTE-3CC | 2T2R | U2100 (F2) + U900 (F1+F2) | L800+L1800F1+L1800F2 |  | 5000900 | 38.7 |  |  |  | 3 | [33 empty] | IIB | UAQ-2393-CSG-IXR-E-1
UAQ2394 | Site 12031 | NE | UAQ2394 | UAQ2394 | UAQL2394 | UAQNR2394 | On air | On air | On Air | On Air | 2011 | Permanent | 25.5477 | 55.5575 | Huawei | Outdoor | EITC Passive Infrastructure | Green Field | Outdoor Green field-du Owned |  | Green Field | 2G+3G+4G+5G | BTS3900 | LTE-4CC | 2T2R | U2100 (F2) + U900 (F1+F2) | L800+L1800F1+L1800F2+L2100 | 2CC | 5000205 | 28.7 |  | 3 | N78 | 4 | 3 | [32 empty] | IIB | UAQ-2394-CSG-ASR920-LD-1
UAQ2395 | Site 12032 | NE | UAQ2395 | UAQ2395 | UAQL2395 | UAQNR2395 | On air | On air | On Air | On Air | 2012 | Permanent | 25.4275 | 55.7755 | Huawei | Outdoor | EITC Passive Infrastructure | Green Field | Outdoor Green field-du Owned |  | Green Field | 2G+3G+4G+5G | BTS3900 | LTE-4CC | 2T2R | U2100 (F2) + U900 (F1+F2) | L800+L1800F1+L1800F2+L2100 | 1CC | 5000800 | 28.7 |  | 3 | N41 | 3 | 3 | [32 empty] | IIB | UAQ-2395-CSG-IXR-E-1
UAQ2480 | Site 12033 | NE | UAQ2480 | UAQ2480 | UAQL2480 | UAQNR2480 | On air | On air | On Air | On Air | 2010 | Permanent | 25.4438 | 55.7099 | Huawei | Outdoor | EITC Passive Infrastructure | Green Field | Outdoor Green field-du Owned |  | Green Field | 2G+3G+4G+5G | BTS3900 | LTE-4CC | 2T2R | U2100 (F2) + U900 (F1+F2) | L800+L1800F1+L1800F2+L2100 | 1CC | 5000600 | 43.7 |  | 3 | N41 | 3 | 3 | [32 empty] | IIB | UAQ-2480-CSG-IXR-E-1
UAQ2499 | Site 12034 | NE |  | UAQ2499 | UAQL2499 | UAQNR2499 |  | On air | On Air | On Air | 2018 | Permanent | 25.4758 | 55.5881 | Huawei | Outdoor | EITC Passive Infrastructure | Roof Top | RT-du Owned |  | Roof Top | 3G+4G+5G | BTS3900A | LTE-3CC | 2T2R | U2100 (F2) + U900 (F1+F2) | L800+L1800F1+L1800F2 | 2CC | 5000400 | 19.5 |  | 3 | N78 | 3 | 3 | [32 empty] | IIB | UAQ-2499-CSG-ASR920-LD-1
UAQ2631 | Site 12035 | NE | UAQ2631 | UAQ2631 | UAQL2631 | UAQNR2631 | On air | On air | On Air | On Air | 2009 | Permanent | 25.5306 | 55.5301 | Huawei | Outdoor | EITC Passive Infrastructure | Green Field | Outdoor Green field-du Owned |  | Green Field | 2G+3G+4G+5G | BTS3900 | LTE-4CC | 2T2R | U2100 (F2) + U900 (F1+F2) | L800+L1800F1+L1800F2+L2100 | 2CC | 5000207 | 28.5 |  | 3 | N78 | 3 | 3 | [32 empty] | IIB | UAQ-2631-CSG-ASR920-LD-1
UAQ2654 | Site 12036 | NE | UAQ2654 | UAQ2654 | UAQL2654 | UAQNR2654 | On air | On air | On Air | On Air | 2009 | Permanent | 25.5648 | 55.7546 | Huawei | Outdoor | EITC Passive Infrastructure | Green Field | Outdoor Green field-du Owned |  | Green Field | 2G+3G+4G+5G | BTS3900 | LTE-4CC | 2T2R | U2100 (F2) + U900 (F1+F2) | L800+L1800F1+L1800F2+L2100 | 1CC | 5000700 | 38.5 |  | 3 | N41 | 3 | 3 | [32 empty] | IIB | UAQ-2654-CSG-IXR-E-1
UAQ2655 | Site 12037 | NE | UAQ2655 | UAQ2655 | UAQL2655 | UAQNR2655 | On air | On air | On Air | On Air | 2009 | Permanent | 25.6421 | 55.8406 | Huawei | Outdoor | EITC Passive Infrastructure | Green Field | Outdoor Green field-du Owned |  | Green Field | 2G+3G+4G+5G | BTS3900 | LTE-4CC | 2T2R | U2100 (F2) + U900 (F1+F2) | L800+L1800F1+L1800F2+L2100 | 1CC | 7060700 | 28.5 |  | 3 | N41 | 4 | 3 | [32 empty] | IIB | UAQ-2655-CSG-IXR-E-1
UAQ2660 | Site 12038 | NE | UAQ2660 | UAQ2660 | UAQL2660 | UAQNR2660 | On air | On air | On Air | On Air | 2009 | Permanent | 25.546 | 55.6806 | Huawei | Outdoor | EITC Passive Infrastructure | Green Field | Outdoor Green field-du Owned |  | Green Field | 2G+3G+4G+5G | BTS3900 | LTE-4CC | 4T4R | U2100 (F2) + U900 (F1+F2) | L700+L800+L1800F1+L1800F2+L2100 | 1CC | 5000500 | 43 |  | 3 | N41 | 4 | 3 | [32 empty] | IIB | UAQ-2660-CSG-ASR920-LD-1
UAQ2661 | Site 12039 | NE | UAQ2661 | UAQ2661 | UAQL2661 |  |  | On air | On Air |  | 2010 | Permanent | 25.4252 | 55.5937 | Huawei | Outdoor | Site Sharing | Site Share | Outdoor Site Sharing-Etisalat Owned |  | Site Share | 3G+4G | BTS3900 | LTE-3CC | 2T2R | U2100 (F2) + U900 (F1+F2) | L800+L1800F1+L1800F2 |  | 4004200 | 43.5 |  |  |  | 4 | [33 empty] | MW | 0
UAQ2800 | Site 12040 | NE | UAQ2800 | UAQ2800 | UAQL2800 | UAQNR2800 | On air | On air | On Air | On Air | 2009 | Permanent | 25.2918 | 55.8891 | Huawei | Outdoor | EITC Passive Infrastructure | Green Field | Outdoor Green field-du Owned |  | Green Field | 2G+3G+4G+5G | BTS3900 | LTE-4CC | 4T4R | U2100 (F2) + U900 (F1+F2) | L700+L800+L1800F1+L1800F2+L2100 | 1CC | 3000050 | 45 |  | 3 | N41 | 4 | 3 | [32 empty] | IIB | SHJ-5001-PREAGG-SR7-1
UAQ2801 | Site 12041 | NE | UAQ2801 | UAQ2801 | UAQL2801 | UAQNR2801 | On air | On air | On Air | On Air | 2009 | Permanent | 25.3818 | 55.8577 | Huawei | Outdoor | EITC Passive Infrastructure | Green Field | Outdoor Green field-du Owned |  | Green Field | 2G+3G+4G+5G | BTS3900 | LTE-4CC | 2T2R | U2100 (F2) + U900 (F1+F2) | L800+L1800F1+L1800F2+L2100 | 1CC | 5000900 | 43 |  | 3 | N41 | 3 | 3 | [32 empty] | IIB | UAQ-2801-CSG-IXR-E-1
UAQ2802 | Site 12042 | NE | UAQ2802 | UAQ2802 | UAQL2802 |  |  | On air | On Air |  | 2010 | Permanent | 25.4298 | 55.7331 | Huawei | Outdoor | Site Sharing | Site Share | Outdoor Site Sharing-Etisalat Owned |  | Site Share | 3G+4G | BTS3900 | LTE-4CC | 2T2R | U2100 (F2) + U900 (F1+F2) | L800+L1800F1+L1800F2+L2100 |  | 5000800 | 55 |  |  |  | 3 | [33 empty] | IIB | UAQ-2802-CSG-IXR-E-1
UAQ2803 | Site 12043 | NE | UAQ2803 | UAQ2803 | UAQL2803 | UAQNR2803 |  | On air | On Air | On Air | 2010 | Permanent | 25.4606 | 55.6148 | Huawei | Outdoor | EITC Passive Infrastructure | Green Field | Outdoor Green field-du Owned |  | Green Field | 3G+4G+5G | BTS3900 | LTE-3CC | 2T2R | U2100 (F2) + U900 (F1+F2) | L800+L1800F1+L1800F2 | 1CC | 5000400 | 45 |  | 3 | N41 | 3 | 3 | [32 empty] | IIB | UAQ-2803-IBS-SAR-M-1
UAQ2804 | Site 12044 | NE | UAQ2804 | UAQ2804 | UAQL2804 | UAQNR2804 | On air | On air | On Air | On Air | 2009 | Permanent | 25.5178 | 55.7169 | Huawei | Outdoor | EITC Passive Infrastructure | Green Field | Outdoor Green field-du Owned |  | Green Field | 2G+3G+4G+5G | BTS3900 | LTE-4CC | 2T2R | U2100 (F2) + U900 (F1+F2) | L800+L1800F1+L1800F2+L2100 | 1CC | 5000600 | 43 |  | 3 | N41 | 3 | 3 | [32 empty] | IIB | UAQ-2804-CSG-SAR-X-1
UAQ2805 | Site 12045 | NE | UAQ2805 | UAQ2805 | UAQL2805 | UAQNR2805 | On air | On air | On Air | On Air | 2009 | Permanent | 25.6097 | 55.7949 | Huawei | Outdoor | EITC Passive Infrastructure | Green Field | Outdoor Green field-du Owned |  | Green Field | 2G+3G+4G+5G | BTS3900 | LTE-3CC | 2T2R | U2100 (F2) + U900 (F1+F2) | L800+L1800F1+L1800F2 | 1CC | 5000700 | 43 |  | 3 | N41 | 3 | 3 | [32 empty] | IIB | UAQ-2805-PREAGG-SR7-1
UAQ2806 | Site 12046 | NE | UAQ2806 | UAQ2806 | UAQL2806 | UAQNR2806 | On air | On air | On Air | On Air | 2009 | Permanent | 25.6644 | 55.8753 | Huawei | Outdoor | EITC Passive Infrastructure | Green Field | Outdoor Green field-du Owned |  | Green Field | 2G+3G+4G+5G | BTS3900 | LTE | 2T2R | U2100 (F2) + U900 (F1+F2) | L800 | 1CC | 7050800 | 40 |  | 3 | N41 | 3 | 3 | [32 empty] | IIB | UAQ-2806-PREAGG-SR7-1
UAQ2807 | Site 12047 | NE | UAQ2807 | UAQ2807 | UAQL2807 | UAQNR2807 | On air | On air | On Air | On Air | 2010 | Permanent | 25.2823 | 55.8592 | Huawei | Outdoor | EITC Passive Infrastructure | Green Field | Outdoor Green field-du Owned |  | Green Field | 2G+3G+4G+5G | BTS3900 | LTE-4CC | 4T4R | U2100 (F2) + U900 (F1+F2) | L700+L800+L1800F1+L1800F2+L2100 | 1CC | 3000050 | 38.7 |  | 3 | N41 | 4 | 3 | [32 empty] | IIB | UAQ-2807-CSG-SAR-X-1
UAQ2809 | Site 12048 | NE | UAQ2809 | UAQ2809 | UAQL2809 | UAQNR2809 | On air | On air | On Air | On Air | 2010 | Permanent | 25.3037 | 55.8697 | Huawei | Outdoor | EITC Passive Infrastructure | Green Field | Outdoor Green field-du Owned |  | Green Field | 2G+3G+4G+5G | BTS3900 | LTE-3CC | 2T2R | U2100 (F2) + U900 (F1+F2) | L800+L1800F1+L1800F2 | 1CC | 3000050 | 43.5 |  | 3 | N41 | 3 | 3 | [32 empty] | IIB | UAQ-2809-CSG-SAR-X-1
UAQ2810 | Site 12049 | NE | UAQ2810 | UAQ2810 | UAQL2810 | UAQNR2810 | On air | On air | On Air | On Air | 2010 | Permanent | 25.2894 | 55.922 | Huawei | Outdoor | Site Sharing | Site Share | Outdoor Site Sharing-Etisalat Owned |  | Site Share | 2G+3G+4G+5G | BTS3900 | LTE-4CC | 2T2R | U2100 (F2) + U900 (F1+F2) | L800+L1800F1+L1800F2+L2100 | 1CC | 3000050 | 35 |  | 3 | N41 | 3 | 3 | [32 empty] | IIB | UAQ-2810-CSG-SAR-X-1
UAQ2811 | Site 12050 | NE | UAQ2811 | UAQ2811 | UAQL2811 |  | On air | On air | On Air |  | 2010 | Permanent | 25.2868 | 55.9991 | Huawei | Outdoor | Site Sharing | Site Share | Outdoor Site Sharing-Etisalat Owned |  | Site Share | 2G+3G+4G | BTS3900 | LTE-4CC | 2T2R | U2100 (F2) + U900 (F1+F2) | L800+L1800F1+L1800F2+L2100 |  | 6000100 | 45 |  |  |  | 4 | [33 empty] | IIB | UAQ-2811-CSG-IXR-E-1
UAQ2812 | Site 12051 | NE | UAQ2812 | UAQ2812 | UAQL2812 |  | On air | On air | On Air |  | 2009 | Permanent | 25.3332 | 55.9624 | Huawei | Outdoor | EITC Passive Infrastructure | Green Field | Outdoor Green field-du Owned |  | Green Field | 2G+3G+4G | BTS3900 | LTE-4CC | 2T2R | U2100 (F2) + U900 (F1+F2) | L800+L1800F1+L1800F2+L2100 |  | 3000050 | 58.5 |  |  |  | 3 | [33 empty] | IIB | UAQ-2812-CSG-IXR-E-1
UAQ2813 | Site 12052 | NE | UAQ2813 | UAQ2813 | UAQL2813 | UAQNR2813 | On air | On air | On Air | On Air | 2009 | Permanent | 25.4988 | 55.554 | Huawei | Outdoor | EITC Passive Infrastructure | Green Field | Outdoor Green field-du Owned |  | Green Field | 2G+3G+4G+5G | BTS3900 | LTE-4CC | 2T2R | U2100 (F2) + U900 (F1+F2) | L800+L1800F1+L1800F2+L2100 | 2CC | 5000209 | 28.5 |  | 3 | N78 | 3 | 3 | [32 empty] | IIB | UAQ-2813-CSG-ASR920-LD-1
UAQ2814 | Site 12053 | NE | UAQ2814 | UAQ2814 | UAQL2814 | UAQNR2814 | On air | On air | On Air | On Air | 2009 | Permanent | 25.5068 | 55.591 | Huawei | Outdoor | EITC Passive Infrastructure | Roof Top | RT-du Owned |  | Roof Top | 2G+3G+4G+5G | BTS3900 | LTE-4CC | 2T2R | U2100 (F2) + U900 (F1+F2) | L800+L1800F1+L1800F2+L2100 | 2CC | 5000208 | 45.5 |  | 3 | N78 | 4 | 3 | [32 empty] | IIB | UAQ-2814-CSG-SAR-X-1
UAQ2815 | Site 12054 | NE | UAQ2815 | UAQ2815 | UAQL2815 |  | On air | On air | On Air |  | 2010 | Permanent | 25.6143 | 55.9079 | Huawei | Outdoor | EITC Passive Infrastructure | Green Field | Outdoor Green field-du Owned |  | Green Field | 2G+3G+4G | BTS3900 | LTE-4CC | 2T2R | U2100 (F2) + U900 (F1+F2) | L800+L1800F1+L1800F2+L2100 |  | 7051100 | 28.5 |  |  |  | 3 | [33 empty] | MW | 0
UAQ2816 | Site 12055 | NE | UAQ2816 | UAQ2816 | UAQL2816 | UAQNR2816 | On air | On air | On Air | On Air | 2009 | Permanent | 25.5845 | 55.6594 | Huawei | Outdoor | EITC Passive Infrastructure | Green Field | Outdoor Green field-du Owned |  | Green Field | 2G+3G+4G+5G | BTS3900 | LTE-3CC | 2T2R | U2100 (F2) + U900 (F1+F2) | L800+L1800F1+L1800F2 | 1CC | 5000500 | 28.5 |  | 3 | N41 | 3 | 3 | [32 empty] | IIB | UAQ-2816-CSG-IXR-E-1
UAQ2817 | Site 12056 | NE | UAQ2817 | UAQ2817 | UAQL2817 | UAQNR2817 | On air | On air | On Air | On Air | 2010 | Permanent | 25.5507 | 55.5407 | Huawei | Outdoor | Site Sharing | Site Share | Outdoor Site Sharing-Etisalat Owned |  | Site Share | 2G+3G+4G+5G | BTS3900 | LTE-4CC | 2T2R | U2100 (F2) + U900 (F1+F2) | L800+L1800F1+L1800F2+L2100 | 2CC | 5000206 | 30 |  | 3 | N78 | 3 | 3 | [32 empty] | IIB | UAQ-2817-CSG-ASR920-LD-1
UAQ2818 | Site 12057 | NE | UAQ2818 | UAQ2818 | UAQL2818 | UAQNR2818 | On air | On air | On Air | On Air | 2009 | Permanent | 25.5874 | 55.5789 | Huawei | Outdoor | EITC Passive Infrastructure | Green Field | Outdoor Green field-du Owned |  | Green Field | 2G+3G+4G+5G | BTS3900 | LTE-4CC | 2T2R | U2100 (F2) + U900 (F1+F2) | L800+L1800F1+L1800F2+L2100 | 2CC | 5000201 | 28.5 |  | 3 | N78 | 3 | 3 | [32 empty] | MW | 0
UAQ2819 | Site 12058 | NE | UAQ2819 | UAQ2819 | UAQL2819 | UAQNR2819 | On air | On air | On Air | On Air | 2009 | Permanent | 25.4126 | 55.8006 | Huawei | Outdoor | EITC Passive Infrastructure | Green Field | Outdoor Green field-du Owned |  | Green Field | 2G+3G+4G+5G | BTS3900 | LTE-3CC | 2T2R | U2100 (F2) + U900 (F1+F2) | L800+L1800F1+L1800F2 | 1CC | 5000800 | 58.5 |  | 3 | N41 | 4 | 3 | [32 empty] | IIB | UAQ-2819-CSG-IXR-E-1
UAQ2820 | Site 12059 | NE | UAQ2820 | UAQ2820 | UAQL2820 | UAQNR2820 | On air | On air | On Air | On Air | 2008 | Permanent | 25.5642 | 55.5542 | Huawei | Outdoor | EITC Passive Infrastructure | Green Field | Outdoor Green field-du Owned |  | Green Field | 2G+3G+4G+5G | BTS3900 | LTE-4CC | 2T2R | U2100 (F2) + U900 (F1+F2) | L800+L1800F1+L1800F2+L2100 | 2CC | 5000203 | 26.6 |  | 3 | N78 | 3 | 3 | [32 empty] | IIB | UAQ-2820-CSG-ASR920-LD-1
UAQ2821 | Site 12060 | NE | UAQ2821 | UAQ2821 | UAQL2821 | UAQNR2821 | On air | On air | On Air | On Air | 2008 | Permanent | 25.5575 | 55.5582 | Huawei | Outdoor | EITC Passive Infrastructure | Green Field | Outdoor Green field-du Owned |  | Green Field | 2G+3G+4G+5G | BTS3900 | LTE-4CC | 2T2R | U2100 (F2) + U900 (F1+F2) | L800+L1800F1+L1800F2+L2100 | 2CC | 5000203 | 26.9 |  | 3 | N78 | 3 | 3 | [32 empty] | IIB | UAQ-2821-CSG-ASR920-LD-1
UAQ2822 | Site 12061 | NE | UAQ2822 | UAQ2822 | UAQL2822 | UAQNR2822 | On air | On air | On Air | On Air | 2008 | Permanent | 25.5577 | 55.5487 | Huawei | Outdoor | EITC Passive Infrastructure | Green Field | Outdoor Green field-du Owned |  | Green Field | 2G+3G+4G+5G | BTS3900 | LTE-4CC | 2T2R | U2100 (F2) + U900 (F1+F2) | L800+L1800F1+L1800F2+L2100 | 2CC | 5000204 | 26.9 |  | 3 | N78 | 3 | 3 | [32 empty] | IIB | UAQ-2822-CSG-ASR920-LD-1
UAQ2823 | Site 12062 | NE | UAQ2823 | UAQ2823 | UAQL2823 | UAQNR2823 | On air | On air | On Air | On Air | 2008 | Permanent | 25.5511 | 55.5502 | Huawei | Outdoor | EITC Passive Infrastructure | Green Field | Outdoor Green field-du Owned |  | Green Field | 2G+3G+4G+5G | BTS3900 | LTE-4CC | 2T2R | U2100 (F2) + U900 (F1+F2) | L800+L1800F1+L1800F2+L2100 | 2CC | 5000205 | 26.5 |  | 3 | N78 | 3 | 3 | [32 empty] | IIB | UAQ-2823-CSG-ASR920-LD-1
UAQ2908 | Site 12063 | NE | UAQ2908 | UAQ2908 | UAQL2908 | UAQNR2908 | On air | On air | On Air | On Air | 2009 | Permanent | 25.5844 | 55.5733 | Huawei | Outdoor | EITC Passive Infrastructure | Green Field | Outdoor Green field-du Owned |  | Green Field | 2G+3G+4G+5G | BTS3900 | LTE-4CC | 4T4R | U2100 (F2) + U900 (F1+F2) | L800+L1800F1+L1800F2+L2100 | 2CC | 5000201 | 26.9 |  | 3 | N78 | 4 | 3 | [32 empty] | MW | 0
UAQ2909 | Site 12064 | NE | UAQ2909 | UAQ2909 | UAQL2909 | UAQNR2909 | On air | On air | On Air | On Air | 2009 | Permanent | 25.583 | 55.5621 | Huawei | Outdoor | EITC Passive Infrastructure | Green Field | Outdoor Green field-du Owned |  | Green Field | 2G+3G+4G+5G | BTS3900 | LTE-4CC | 2T2R | U2100 (F2) + U900 (F1+F2) | L800+L1800F1+L1800F2+L2100 | 2CC | 5000201 | 26.9 |  | 3 | N78 | 4 | 3 | [32 empty] | IIB | UAQ-2909-CSG-ASR920-LD-1
UAQ2910 | Site 12065 | NE | UAQ2910 | UAQ2910 | UAQL2910 | UAQNR2910 | On air | On air | On Air | On Air | 2009 | Permanent | 25.5759 | 55.5581 | Huawei | Outdoor | EITC Passive Infrastructure | Roof Top | RT-du Owned |  | Roof Top | 2G+3G+4G+5G | BTS3900 | LTE-4CC | 2T2R | U2100 (F2) + U900 (F1+F2) | L800+L1800F1+L1800F2+L2100 | 2CC | 5000204 | 20.2 |  | 3 | N78 | 3 | 3 | [32 empty] | MW | 0
UAQ2911 | Site 12066 | NE | UAQ2911 | UAQ2911 | UAQL2911 | UAQNR2911 | On air | On air | On Air | On Air | 2009 | Permanent | 25.5679 | 55.5608 | Huawei | Outdoor | EITC Passive Infrastructure | Green Field | Outdoor Green field-du Owned |  | Green Field | 2G+3G+4G+5G | BTS3900 | LTE-4CC | 2T2R | U2100 (F2) + U900 (F1+F2) | L800+L1800F1+L1800F2+L2100 | 2CC | 5000203 | 27 |  | 3 | N78 | 3 | 3 | [32 empty] | IIB | UAQ-2911-CSG-ASR920-LD-1
UAQ2912 | Site 12067 | NE | UAQ2912 | UAQ2912 | UAQL2912 | UAQNR2912 | On air | On air | On Air | On Air | 2009 | Permanent | 25.5398 | 55.5513 | Huawei | Outdoor | EITC Passive Infrastructure | Green Field | Outdoor Green field-du Owned |  | Green Field | 2G+3G+4G+5G | BTS3900 | LTE-3CC | 2T2R | U2100 (F2) + U900 (F1+F2) | L800+L1800F1+L1800F2 | 2CC | 5000205 | 25 |  | 3 | N78 | 4 | 3 | [32 empty] | IIB | UAQ-2912-CSG-ASR920-LD-1
UAQ2914 | Site 12068 | NE | UAQ2914 | UAQ2914 | UAQL2914 | UAQNR2914 | On air | On air | On Air | On Air | 2009 | Permanent | 25.5319 | 55.5414 | Huawei | Outdoor | EITC Passive Infrastructure | Green Field | Outdoor Green field-du Owned |  | Green Field | 2G+3G+4G+5G | BTS3900 | LTE-4CC | 2T2R | U2100 (F2) + U900 (F1+F2) | L800+L1800F1+L1800F2+L2100 | 2CC | 5000205 | 26.9 |  | 3 | N78 | 3 | 3 | [32 empty] | IIB | UAQ-2914-CSG-ASR920-LD-1
UAQ2915 | Site 12069 | NE | UAQ2915 | UAQ2915 | UAQL2915 |  | On air | On air | On Air |  | 2009 | Permanent | 25.5246 | 55.5613 | Huawei | Outdoor | EITC Passive Infrastructure | Green Field | Outdoor Green field-du Owned |  | Green Field | 2G+3G+4G | BTS3900 | LTE-3CC | 2T2R | U2100 (F2) + U900 (F1+F2) | L800+L1800F1+L1800F2 |  | 5000202 | 28.5 |  |  |  | 4 | [33 empty] | MW | 0
UAQ2916 | Site 12070 | NE | UAQ2916 | UAQ2916 | UAQL2916 | UAQNR2916 | On air | On air | On Air | On Air | 2009 | Permanent | 25.5122 | 55.5469 | Huawei | Outdoor | EITC Passive Infrastructure | Green Field | Outdoor Green field-du Owned |  | Green Field | 2G+3G+4G+5G | BTS3900 | LTE-4CC | 2T2R | U2100 (F2) + U900 (F1+F2) | L800+L1800F1+L1800F2+L2100 | 2CC | 5000207 | 27.5 |  | 3 | N78 | 3 | 3 | [32 empty] | IIB | UAQ-2012-PREAGG-SR7-1
UAQ2917 | Site 12071 | NE | UAQ2917 | UAQ2917 | UAQL2917 | UAQNR2917 | On air | On air | On Air | On Air | 2009 | Permanent | 25.5071 | 55.5625 | Huawei | Outdoor | EITC Passive Infrastructure | Green Field | Outdoor Green field-du Owned |  | Green Field | 2G+3G+4G+5G | BTS3900 | LTE-4CC | 2T2R | U2100 (F2) + U900 (F1+F2) | L800+L1800F1+L1800F2+L2100 | 2CC | 5000209 | 27 |  | 3 | N78 | 3 | 3 | [32 empty] | IIB | UAQ-2917-CSG-ASR920-LD-1
UAQ2918 | Site 12072 | NE | UAQ2918 | UAQ2918 | UAQL2918 | UAQNR2918 | On air | On air | On Air | On Air | 2009 | Permanent | 25.4912 | 55.5499 | Huawei | Outdoor | EITC Passive Infrastructure | Green Field | Outdoor Green field-du Owned |  | Green Field | 2G+3G+4G+5G | BTS3900 | LTE-4CC | 2T2R | U2100 (F2) + U900 (F1+F2) | L800+L1800F1+L1800F2+L2100 | 2CC | 5000400 | 25 |  | 3 | N78 | 4 | 3 | [32 empty] | IIB | UAQ-2918-CSG-IXR-E-1
UAQ2919 | Site 12073 | NE | UAQ2919 | UAQ2919 | UAQL2919 | UAQNR2919 | On air | On air | On Air | On Air | 2009 | Permanent | 25.4951 | 55.5835 | Huawei | Outdoor | EITC Passive Infrastructure | Green Field | Outdoor Green field-du Owned |  | Green Field | 2G+3G+4G+5G | BTS3900 | LTE-4CC | 2T2R | U2100 (F2) + U900 (F1+F2) | L800+L1800F1+L1800F2+L2100 | 2CC | 5000400 | 40 |  | 3 | N78 | 4 | 3 | [32 empty] | IIB | UAQ-2919-CSG-IXR-E-1
UAQ2920 | Site 12074 | NE | UAQ2920 | UAQ2920 | UAQL2920 | UAQNR2920 | On air | On air | On Air | On Air | 2009 | Permanent | 25.5476 | 55.6626 | Huawei | Outdoor | EITC Passive Infrastructure | Green Field | Outdoor Green field-du Owned |  | Green Field | 2G+3G+4G+5G | BTS3900 | LTE-4CC | 4T4R | U2100 (F2) + U900 (F1+F2) | L800+L1800F1+L1800F2+L2100 | 1CC | 5000500 | 43 |  | 3 | N41 | 4 | 3 | [32 empty] | IIB | UAQ-2016-PREAGG-SR7-1
UAQ2921 | Site 12075 | NE | UAQ2921 | UAQ2921 | UAQL2921 | UAQNR2921 | On air | On air | On Air | On Air | 2009 | Permanent | 25.6162 | 55.6989 | Huawei | Outdoor | EITC Passive Infrastructure | Green Field | Outdoor Green field-du Owned |  | Green Field | 2G+3G+4G+5G | BTS3900 | LTE-4CC | 2T2R | U2100 (F2) + U900 (F1+F2) | L800+L1800F1+L1800F2+L2100 | 1CC | 5000500 | 40 |  | 3 | N41 | 4 | 3 | [32 empty] | IIB | UAQ-2921-CSG-IXR-E-1
UAQ2922 | Site 12076 | NE | UAQ2922 | UAQ2922 | UAQL2922 | UAQNR2922 | On air | On air | On Air | On Air | 2009 | Permanent | 25.6627 | 55.7656 | Huawei | Outdoor | EITC Passive Infrastructure | Green Field | Outdoor Green field-du Owned |  | Green Field | 2G+3G+4G+5G | BTS3900 | LTE-4CC | 4T4R | U2100 (F2) + U900 (F1+F2) | L800+L1800F1+L1800F2+L2100 | 3CC | 7060600 | 45 |  | 3 | N41+N78 | 4 | 3 | [32 empty] | IIB | RAK-5001-CSG-SAR-8-1
UAQ2923 | Site 12077 | NE | UAQ2923 | UAQ2923 | UAQL2923 | UAQNR2923 | On air | On air | On Air | On Air | 2009 | Permanent | 25.3563 | 55.8543 | Huawei | Outdoor | EITC Passive Infrastructure | Green Field | Outdoor Green field-du Owned |  | Green Field | 2G+3G+4G+5G | BTS3900 | LTE-4CC | 2T2R | U2100 (F2) + U900 (F1+F2) | L800+L1800F1+L1800F2+L2100 | 1CC | 5000900 | 43.5 |  | 3 | N41 | 4 | 3 | [32 empty] | IIB | UAQ-2923-CSG-IXR-E-1
UAQ2924 | Site 12078 | NE | UAQ2924 | UAQ2924 | UAQL2924 | UAQNR2924 | Locked | On air | On Air | On Air | 2010 | Permanent | 25.6164 | 55.7514 | Huawei | Outdoor | EITC Passive Infrastructure | Green Field | Outdoor Green field-du Owned |  | Green Field | 2G+3G+4G+5G | BTS3900 | LTE-3CC | 2T2R | U2100 (F2) + U900 (F1+F2) | L700+L800+L1800F1+L1800F2 | 1CC | 5000500 | 43.5 |  | 3 | N41 | 3 | 3 | [32 empty] | IIB | UAQ-2924-CSG-N540-LD-1
UAQ2925 | Site 12079 | NE | UAQ2925 | UAQ2925 | UAQL2925 |  | On air | On air | On Air |  | 2010 | Permanent | 25.3282 | 55.912 | Huawei | Outdoor | EITC Passive Infrastructure | Green Field | Outdoor Green field-du Owned |  | Green Field | 2G+3G+4G | BTS3900 | LTE-4CC | 2T2R | U2100 (F2) + U900 (F1+F2) | L800+L1800F1+L1800F2+L2100 |  | 3000050 | 38.5 |  |  |  | 4 | [33 empty] | MW | 0
UAQ2926 | Site 12080 | NE | UAQ2926 | UAQ2926 | UAQL2926 | UAQNR2926 | On air | On air | On Air | On Air | 2009 | Permanent | 25.4306 | 55.6662 | Huawei | Outdoor | EITC Passive Infrastructure | Green Field | Outdoor Green field-du Owned |  | Green Field | 2G+3G+4G+5G | BTS3900 | LTE-4CC | 2T2R | U2100 (F2) + U900 (F1+F2) | L800+L1800F1+L1800F2+L2100 | 1CC | 5000600 | 40 |  | 3 | N41 | 4 | 3 | [32 empty] | IIB | UAQ-2926-CSG-IXR-E-1
UAQ2927 | Site 12081 | NE | UAQ2927 | UAQ2927 | UAQL2927 | UAQNR2927 | On air | On air | On Air | On Air | 2009 | Permanent | 25.5686 | 55.5522 | Huawei | Outdoor | EITC Passive Infrastructure | Green Field | Outdoor Green field-du Owned |  | Green Field | 2G+3G+4G+5G | BTS3900 | LTE-3CC | 2T2R | U2100 (F2) + U900 (F1+F2) | L800+L1800F1+L1800F2 | 2CC | 5000204 | 25 |  | 3 | N78 | 3 | 3 | [32 empty] | IIB | UAQ-2927-CSG-ASR920-LD-1
UAQ2928 | Site 12082 | NE | UAQ2928 | UAQ2928 | UAQL2928 | UAQNR2928 | On air | On air | On Air | On Air | 2009 | Permanent | 25.7177 | 55.8631 | Huawei | Outdoor | Site Sharing | Site Share | Outdoor Site Sharing-Etisalat Owned |  | Site Share | 2G+3G+4G+5G | BTS3900 | LTE | 2T2R | U2100 (F2) + U900 (F1+F2) | L1800F1 | 1CC | 7041200 | 35 |  | 3 | N41 | 3 | 3 | [32 empty] | IIB | UAQ-2928-CSG-IXR-E-1
UAQ2929 | Site 12083 | NE | UAQ2929 | UAQ2929 | UAQL2929 | UAQNR2929 | On air | On air | On Air | On Air | 2010 | Permanent | 25.487 | 55.5978 | Huawei | Outdoor | EITC Passive Infrastructure | Green Field | Outdoor Green field-du Owned |  | Green Field | 2G+3G+4G+5G | BTS3900 | LTE-3CC | 2T2R | U2100 (F2) + U900 (F1+F2) | L800+L1800F1+L1800F2 | 2CC | 5000400 | 28.7 |  | 3 | N78 | 4 | 3 | [32 empty] | IIB | UAQ-2929-CSG-ASR920-LD-1
UAQ2930 | Site 12084 | NE | UAQ2930 | UAQ2930 | UAQL2930 | UAQNR2930 | On air | On air | On Air | On Air | 2011 | Permanent | 25.5084 | 55.577 | Huawei | Outdoor | EITC Passive Infrastructure | Green Field | Outdoor Green field-du Owned |  | Green Field | 2G+3G+4G+5G | BTS3900 | LTE-4CC | 2T2R | U2100 (F2) + U900 (F1+F2) | L800+L1800F1+L1800F2+L2100 | 2CC | 5000208 | 28.7 |  | 3 | N78 | 4 | 3 | [32 empty] | IIB | UAQ-2930-CSG-ASR920-LD-1
UAQ2931 | Site 12085 | NE | UAQ2931 | UAQ2931 | UAQL2931 | UAQNR2931 | On air | On air | On Air | On Air | 2010 | Permanent | 25.2627 | 55.9742 | Huawei | Outdoor | EITC Passive Infrastructure | Green Field | Outdoor Green field-du Owned |  | Green Field | 2G+3G+4G+5G | BTS3900 | LTE-4CC | 2T2R | U2100 (F2) + U900 (F1+F2) | L800+L1800F1+L1800F2+L2100 | 1CC | 3000050 | 38.5 |  | 3 | N41 | 3 | 3 | [32 empty] | IIB | UAQ-2931-CSG-N540-LD-1
UAQ2932 | Site 12086 | NE | UAQ2932 | UAQ2932 | UAQL2932 |  | On air | On air | On Air |  | 2010 | Permanent | 25.5199 | 55.746 | Huawei | Outdoor | Site Sharing | Site Share | Outdoor Site Sharing-Etisalat Owned |  | Site Share | 2G+3G+4G | BTS3900 | LTE-4CC | 2T2R | U2100 (F2) + U900 (F1+F2) | L800+L1800F1+L1800F2+L2100 |  | 5000700 | 60 |  |  |  | 3 | [33 empty] | IIB | UAQ-2932-CSG-IXR-E-1
UAQ2933 | Site 12087 | NE | UAQ2933 | UAQ2933 | UAQL2933 | UAQNR2933 | On air | On air | On Air | On Air | 2010 | Permanent | 25.5224 | 55.5948 | Huawei | Outdoor | EITC Passive Infrastructure | Green Field | Outdoor Green field-du Owned |  | Green Field | 2G+3G+4G+5G | BTS3900 | LTE-3CC | 2T2R | U2100 (F2) + U900 (F1+F2) | L800+L1800F1+L1800F2 | 2CC | 5000300 | 30 |  | 3 | N78 | 3 | 3 | [32 empty] | IIB | UAQ-2933-CSG-IXR-E-1
UAQ2935 | Site 12088 | NE | UAQ2935 | UAQ2935 | UAQL2935 |  | On air | On air | On Air |  | 2010 | Permanent | 25.4955 | 55.6891 | Huawei | Outdoor | Site Sharing | Site Share | Outdoor Site Sharing-Etisalat Owned |  | Site Share | 2G+3G+4G | BTS3900 | LTE-4CC | 2T2R | U2100 (F2) + U900 (F1+F2) | L800+L1800F1+L1800F2+L2100 |  | 5000600 | 33.5 |  |  |  | 3 | [33 empty] | IIB | UAQ-2935-CSG-IXR-E-1
UAQ2936 | Site 12089 | NE | UAQ2936 | UAQ2936 | UAQL2936 | UAQNR2936 | On air | On air | On Air | On Air | 2011 | Permanent | 25.501 | 55.5796 | Huawei | Outdoor | Site Sharing | Site Share | Outdoor Site Sharing-Etisalat Owned |  | Site Share | 2G+3G+4G+5G | BTS3900 | LTE-4CC | 2T2R | U2100 (F2) + U900 (F1+F2) | L700+L800+L1800F1+L1800F2+L2100 | 2CC | 5000400 | 28.7 |  | 3 | N78 | 3 | 3 | [32 empty] | IIB | UAQ-2936-CSG-ASR920-LD-1
UAQ2937 | Site 12090 | NE | UAQ2937 | UAQ2937 | UAQL2937 |  | On air | On air | On Air |  | 2011 | Permanent | 25.4464 | 55.6272 | Huawei | Outdoor | Site Sharing | Site Share | Outdoor Site Sharing-Etisalat Owned |  | Site Share | 2G+3G+4G | BTS3900 | LTE-3CC | 2T2R | U2100 (F2) + U900 (F1+F2) | L800+L1800F1+L1800F2 |  | 5000600 | 60 |  |  |  | 3 | [33 empty] | IIB | UAQ-2937-CSG-IXR-E-1
UAQ2938 | Site 12091 | NE | UAQ2938 | UAQ2938 | UAQL2938 | UAQNR2938 | On air | On air | On Air | On Air | 2010 | Permanent | 25.4851 | 55.5879 | Huawei | Outdoor | EITC Passive Infrastructure | Green Field | Outdoor Green field-du Owned |  | Green Field | 2G+3G+4G+5G | BTS3900 | LTE-3CC | 2T2R | U2100 (F2) + U900 (F1+F2) | L800+L1800F1+L1800F2 | 2CC | 5000400 | 28.7 |  | 3 | N78 | 4 | 3 | [32 empty] | IIB | UAQ-2938-CSG-ASR920-LD-1
UAQ3129 | Site 12092 | NE | UAQ3129 | UAQ3129 | UAQL3129 | UAQNR3129 | On air | On air | On Air | On Air | 2010 | Permanent | 25.4787 | 55.6603 | Huawei | Outdoor | Site Sharing | Site Share | Outdoor Site Sharing-Etisalat Owned |  | Site Share | 2G+3G+4G+5G | BTS3900A | LTE-3CC | 2T2R | U2100 (F2) + U900 (F1+F2) | L800+L1800F1+L1800F2 | 1CC | 5000400 | 40 |  | 3 | N41 | 3 | 3 | [32 empty] | IIB | UAQ-3129-CSG-IXR-E-1
UAQ3130 | Site 12093 | NE | UAQ3130 | UAQ3130 | UAQL3130 | UAQNR3130 | On air | On air | On Air | On Air | 2012 | Permanent | 25.3301 | 55.8548 | Huawei | Outdoor | EITC Passive Infrastructure | Green Field | Outdoor Green field-du Owned |  | Green Field | 2G+3G+4G+5G | BTS3900 | LTE-4CC | 2T2R | U2100 (F2) + U900 (F1+F2) | L800+L1800F1+L1800F2+L2100 | 1CC | 5000900 | 38.5 |  | 3 | N41 | 3 | 3 | [32 empty] | IIB | UAQ-3130-CSG-IXR-E-1
UAQ3131 | Site 12094 | NE |  | UAQ3131 | UAQL3131 | UAQNR3131 |  | On air | On Air | On Air | 2015 | Permanent | 25.4766 | 55.6004 | Huawei | Outdoor | Site Sharing | Site Share | Outdoor Site Sharing-Etisalat Owned |  | Site Share | 3G+4G+5G | BTS3900A | LTE-4CC | 2T2R | U2100 (F2) + U900 (F1+F2) | L800+L1800F1+L1800F2+L2100 | 2CC | 5000400 | 30 |  | 3 | N78 | 3 | 3 | [32 empty] | IIB | UAQ-3131-CSG-ASR920-LD-1
UAQ3132 | Site 12095 | NE |  | UAQ3132 | UAQL3132 | UAQNR3132 |  | On air | On Air | On Air | 2016 | Permanent | 25.4755 | 55.6144 | Huawei | Outdoor | Site Sharing | Site Share | Outdoor Site Sharing-Etisalat Owned |  | Site Share | 3G+4G+5G | BTS3900A | LTE-3CC | 2T2R | U2100 (F2) + U900 (F1+F2) | L800+L1800F1+L1800F2 | 2CC | 5000400 | 30 |  | 3 | N78 | 4 | 3 | [32 empty] | IIB | UAQ-3132-CSG-IXR-E-1
UAQ3133 | Site 12096 | NE |  | UAQ3133 | UAQL3133 | UAQNR3133 |  | On air | On Air | On Air | 2016 | Permanent | 25.4862 | 55.6105 | Huawei | Outdoor | Site Sharing | Site Share | Outdoor Site Sharing-Etisalat Owned |  | Site Share | 3G+4G+5G | BTS3900A | LTE | 2T2R | U2100 (F2) + U900 (F1+F2) | L800 | 2CC | 5000400 | 30 |  | 3 | N78 | 4 | 3 | [32 empty] | IIB | UAQ-3133-CSG-ASR920-LD-1
UAQ3135 | Site 12097 | NE |  | UAQ3135 | UAQL3135 |  |  | On air | On Air |  | 2010 | Permanent | 25.2956 | 55.8531 | Huawei | Outdoor | Site Sharing | Site Share | Outdoor Site Sharing-Etisalat Owned |  | Site Share | 3G+4G | BTS3900A | LTE | 2T2R | U2100 (F2) + U900 (F1+F2) | L800 |  | 3000050 | 40 |  |  |  | 3 | [33 empty] | IIB | UAQ-3135-CSG-SAR-X-1
UAQ3139 | Site 12098 | NE |  | UAQ3139 | UAQL3139 | UAQNR3139 |  | On air | On Air | On Air | 2018 | Permanent | 25.5344 | 55.5551 | Huawei | Outdoor | Site Sharing | Site Share | Outdoor Site Sharing-Etisalat Owned |  | Site Share | 3G+4G+5G | BTS3900A | LTE-2CC | 2T2R | U2100 (F2) + U900 (F1+F2) | L800+L1800F1 | 2CC | 5000205 | 30 |  | 3 | N78 | 3 | 3 | [32 empty] | IIB | UAQ-3139-CSG-ASR920-LD-1
UAQ3140 | Site 12099 | NE |  | UAQ3140 | UAQL3140 | UAQNR3140 |  | On air | On Air | On Air | 2014 | Permanent | 25.5203 | 55.5426 | Huawei | Outdoor | EITC Passive Infrastructure | Roof Top | RT-du Owned |  | Roof Top | 3G+4G+5G | BTS3900A | LTE-4CC | 2T2R | U2100 (F2) + U900 (F1+F2) | L800+L1800F1+L1800F2+L2100 | 2CC | 5000207 | 32 |  | 3 | N78 | 4 | 3 | [32 empty] | IIB | UAQ-3140-CSG-N540-LD-1
UAQ3142 | Site 12100 | NE |  | UAQ3142 | UAQL3142 | UAQNR3142 |  | On air | On Air | On Air | 2016 | Permanent | 25.5478 | 55.7833 | Huawei | Outdoor | EITC Passive Infrastructure | Green Field | Outdoor Green field-du Owned |  | Green Field | 3G+4G+5G | BTS3900A | LTE | 2T2R | U2100 (F2) + U900 (F1+F2) | L800 | 1CC | 5000700 | 33.5 |  | 3 | N41 | 3 | 3 | [32 empty] | MW | 0
UAQ3143 | Site 12101 | NE |  | UAQ3143 | UAQL3143 | UAQNR3143 |  | On air | On Air | On Air | 2016 | Permanent | 25.5928 | 55.815 | Huawei | Outdoor | EITC Passive Infrastructure | Green Field | Outdoor Green field-du Owned |  | Green Field | 3G+4G+5G | BTS3900A | LTE | 2T2R | U2100 (F2) + U900 (F1+F2) | L800 | 1CC | 7070500 | 35 |  | 3 | N41 | 4 | 3 | [32 empty] | MW | 0
UAQ3146 | Site 12102 | NE |  | UAQ3146 | UAQL3146 | UAQNR3146 |  | On air | On Air | On Air | 2014 | Permanent | 25.3256 | 55.9869 | Huawei | Outdoor | EITC Passive Infrastructure | Green Field | Outdoor Green field-du Owned |  | Green Field | 3G+4G+5G | BTS3900A | LTE-4CC | 2T2R | U2100 (F2) + U900 (F1+F2) | L800+L1800F1+L1800F2+L2100 | 1CC | 4200000 | 40 |  | 3 | N41 | 3 | 3 | [32 empty] | IIB | UAQ-3146-CSG-IXR-E-1
UAQ3164 | Site 12103 | NE |  | UAQ3164 | UAQL3164 | UAQNR3164 |  | On air | On Air | On Air | 2018 | Permanent | 25.577 | 55.562 | Huawei | Outdoor | Site Sharing | Site Share | Outdoor Site Sharing-Etisalat Owned |  | Site Share | 3G+4G+5G | BTS3900A | LTE-4CC | 2T2R | U2100 (F2) + U900 (F1+F2) | L800+L1800F1+L1800F2+L2100 | 2CC | 5000203 | 45 |  | 3 | N78 | 3 | 3 | [32 empty] | IIB | UAQ-3164-CSG-IXR-E-1
UAQ3166 | Site 12104 | NE |  | UAQ3166 | UAQL3166 | UAQNR3166 |  | On air | On Air | On Air | 2019 | Permanent | 25.5425 | 55.7344 | Huawei | Outdoor | EITC Passive Infrastructure | Green Field | Outdoor Green field-du Owned |  | Green Field | 3G+4G+5G | BTS5900A | LTE-4CC | 4T4R | U2100 (F2) + U900 (F1+F2) | L700+L800+L1800F1+L1800F2+L2100 | 1CC | 5000500 | 38.5 |  | 3 | N41 | 3 | 3 | [32 empty] | IIB | UAQ-3166-CSG-IXR-E-1
UAQ3167 | Site 12105 | NE |  | UAQ3167 | UAQL3167 | UAQNR3167 |  | On air | On Air | On Air | 2021 | Permanent | 25.2792 | 55.965 | Huawei | Outdoor | EITC Passive Infrastructure | Green Field | Outdoor Taawn-du Lead |  | Green Field | 3G+4G+5G | BTS3900A | LTE-4CC | 2T2R | U2100 (F2) + U900 (F1+F2) | L800+L1800F1+L1800F2+L2100 | 1CC | 3000050 | 38 |  | 3 | N41 | 3 | 3 | [32 empty] | IIB | UAQ-3167-CSG-N540-LD-1
UAQ3168 | Site 12106 | NE |  | UAQ3168 | UAQL3168 | UAQNR3168 |  | On air | On Air | On Air | 2021 | Permanent | 25.471 | 55.6316 | Huawei | Outdoor | Site Sharing | Site Share | Outdoor Site Sharing-Etisalat Owned |  | Site Share | 3G+4G+5G | BTS3900A | LTE-4CC | 2T2R | U2100 (F2) + U900 (F1+F2) | L800+L1800F1+L1800F2+L2100 | 1CC | 5000400 | 35 |  | 3 | N41 | 3 | 3 | [32 empty] | IIB | UAQ-3168-CSG-N540-LD-1
UAQ3314 | Site 12107 | NE |  | UAQ3314 | UAQL3314 | UAQNR3314 |  | On air | On Air | On Air | 2021 | Permanent | 25.3047 | 55.9224 | Huawei | Outdoor | EITC Passive Infrastructure | Green Field | Outdoor Taawn-du Lead |  | Green Field | 3G+4G+5G | BTS3900A | LTE-4CC | 2T2R | U2100 (F2) + U900 (F1+F2) | L700+L800+L1800F1+L1800F2+L2100 | 1CC | 3000050 | 38 |  | 3 | N41 | 4 | 3 | [32 empty] | IIB | UAQ-3314-CSG-N540-LD-1
UAQ3471 | Site 12108 | NE |  | UAQ3471 | UAQL3471 | UAQNR3471 |  | On air | On Air | On Air | 2019 | Permanent | 25.5209 | 55.581 | Huawei | Outdoor | Site Sharing | ET Capex | Outdoor Taawn-Etisalat Lead |  | ET Capex | 3G+4G+5G | BTS5900A | LTE-3CC | 2T2R | U2100 (F2) + U900 (F1+F2) | L800+L1800F1+L1800F2 | 2CC | 5000208 | 30 |  | 3 | N78 | 3 | 3 | [32 empty] | IIB | UAQ-3471-CSG-N540-LD-1
UAQ3472 | Site 12109 | NE |  | UAQ3472 | UAQL3472 |  |  | On air | On Air |  | 2018 | Permanent | 25.3936 | 55.8308 | Huawei | Outdoor | Site Sharing | Site Share | Outdoor Site Sharing-Etisalat Owned |  | Site Share | 3G+4G | BTS3900A | LTE-4CC | 2T2R | U2100 (F2) + U900 (F1+F2) | L800+L1800F1+L1800F2+L2100 |  | 5000900 | 30 |  |  |  | 3 | [33 empty] | IIB | UAQ-3472-CSG-IXR-E-1
UAQ3473 | Site 12110 | NE |  | UAQ3473 | UAQL3473 | UAQNR3473 |  | On air | On Air | On Air | 2014 | Permanent | 25.4871 | 55.5803 | Huawei | Outdoor | EITC Passive Infrastructure | Green Field | Outdoor Green field-du Owned |  | Green Field | 3G+4G+5G | BTS3900A | LTE-4CC | 2T2R | U2100 (F2) + U900 (F1+F2) | L800+L1800F1+L1800F2+L2100 | 2CC | 5000400 | 35 |  | 3 | N78 | 3 | 3 | [32 empty] | IIB | UAQ-3473-CSG-IXR-E-1
UAQ3475 | Site 12111 | NE | UAQ3475 | UAQ3475 | UAQL3475 |  | On air | On air | On Air |  | 2015 | Permanent | 25.3148 | 55.8617 | Huawei | Outdoor | Site Sharing | Site Share | Outdoor Site Sharing-Etisalat Owned |  | Site Share | 2G+3G+4G | BTS3900A | LTE-3CC | 2T2R | U2100 (F2) + U900 (F1+F2) | L800+L1800F1+L1800F2 |  | 3000050 | 35 |  |  |  | 3 | [33 empty] | IIB | UAQ-3475-CSG-SAR-X-1
UAQ3478 | Site 12112 | NE |  | UAQ3478 | UAQL3478 | UAQNR3478 |  | On air | On Air | On Air | 2015 | Permanent | 25.2927 | 56.0092 | Huawei | Outdoor | EITC Passive Infrastructure | Green Field | Outdoor Green field-du Owned |  | Green Field | 3G+4G+5G | BTS3900A | LTE-4CC | 2T2R | U2100 (F2) + U900 (F1+F2) | L700+L800+L1800F1+L1800F2+L2100 | 1CC | 6000100 | 28.5 |  | 3 | N41 | 4 | 3 | [32 empty] | IIB | UAQ-3478-CSG-N540-LD-1
UAQ3480 | Site 12113 | NE |  | UAQ3480 | UAQL3480 | UAQNR3480 |  | On air | On Air | On Air | 2015 | Permanent | 25.5314 | 55.5472 | Huawei | Outdoor | Site Sharing | Site Share | Outdoor Site Sharing-Etisalat Owned |  | Site Share | 3G+4G+5G | BTS3900A | LTE | 2T2R | U2100 (F2) + U900 (F1+F2) | L800 | 2CC | 5000207 | 30 |  | 3 | N78 | 3 | 3 | [32 empty] | IIB | UAQ-3480-CSG-ASR920-LD-1
UAQ3583 | Site 12114 | NE |  | UAQ3583 | UAQL3583 | UAQNR3583 |  | On air | On Air | On Air | 2016 | Permanent | 25.5437 | 55.6908 | Huawei | Outdoor | Site Sharing | Site Share | Outdoor Site Sharing-Etisalat Owned |  | Site Share | 3G+4G+5G | BTS3900A | LTE-4CC | 2T2R | U2100 (F2) + U900 (F1+F2) | L800+L1800F1+L1800F2+L2100 | 1CC | 5000500 | 25.5 |  | 3 | N41 | 3 | 3 | [32 empty] | IIB | UAQ-3583-CSG-ASR920-LD-1
UAQ3584 | Site 12115 | NE |  | UAQ3584 | UAQL3584 | UAQNR3584 |  | On air | On Air | On Air | 2016 | Permanent | 25.5561 | 55.6815 | Huawei | Outdoor | Site Sharing | Site Share | Outdoor Site Sharing-Etisalat Owned |  | Site Share | 3G+4G+5G | BTS3900A | LTE-4CC | 2T2R | U2100 (F2) + U900 (F1+F2) | L700+L800+L1800F1+L1800F2+L2100 | 1CC | 5000500 | 25 |  | 3 | N41 | 3 | 3 | [32 empty] | IIB | UAQ-3584-CSG-N540-LD-1
UAQ3603 | Site 12116 | NE |  | UAQ3603 | UAQL3603 | UAQNR3603 |  | On air | On Air | On Air | 2020 | Permanent | 25.5097 | 55.5531 | Huawei | Outdoor | EITC Passive Infrastructure | Green Field | Outdoor Green field-du Owned |  | Green Field | 3G+4G+5G | BTS3900A | LTE-4CC | 4T4R | U2100 (F2) + U900 (F1+F2) | L700+L800+L1800F1+L1800F2+L2100 | 2CC | 5000209 | 38 |  | 3 | N78 | 3 | 3 | [32 empty] | IIB | UAQ-3603-CSG-N540-LD-1
UAQ3607 | Site 12117 | NE |  | UAQ3607 | UAQL3607 | UAQNR3607 |  | On air | On Air | On Air | 2020 | Permanent | 25.4528 | 55.6926 | Huawei | Outdoor | EITC Passive Infrastructure | Green Field | Outdoor Green field-du Owned |  | Green Field | 3G+4G+5G | BTS3900A | LTE-4CC | 2T2R | U2100 (F2) + U900 (F1+F2) | L800+L1800F1+L1800F2+L2100 | 1CC | 5000600 | 38.5 |  | 3 | N41 | 3 | 3 | [32 empty] | IIB | UAQ-3607-CSG-IXR-E-1
UAQ3619 | Site 12118 | NE |  | UAQ3619 | UAQL3619 | UAQNR3619 |  | On air | On Air | On Air | 2016 | Permanent | 25.502 | 55.5602 | Huawei | Outdoor | EITC Passive Infrastructure | Roof Top | RT-du Owned |  | Roof Top | 3G+4G+5G | BTS3900A | LTE-4CC | 2T2R | U2100 (F2) + U900 (F1+F2) | L800+L1800F1+L1800F2+L2100 | 2CC | 5000209 | 18 |  | 3 | N78 | 4 | 3 | [32 empty] | IIB | UAQ-3619-CSG-IXR-E-1
UAQ3621 | Site 12119 | NE |  | UAQ3621 | UAQL3621 | UAQNR3621 |  | On air | On Air | On Air | 2016 | Permanent | 25.5425 | 55.6721 | Huawei | Outdoor | EITC Passive Infrastructure | Roof Top | RT-du Owned |  | Roof Top | 3G+4G+5G | BTS3900A | LTE-4CC | 2T2R | U2100 (F2) + U900 (F1+F2) | L800+L1800F1+L1800F2+L2100 | 1CC | 5000500 | 21 |  | 3 | N41 | 3 | 3 | [32 empty] | IIB | UAQ-3621-CSG-IXR-E-1
UAQ3622 | Site 12120 | NE |  | UAQ3622 | UAQL3622 | UAQNR3622 |  | On air | On Air | On Air | 2016 | Permanent | 25.4239 | 55.6921 | Huawei | Outdoor | Site Sharing | Site Share | Outdoor Site Sharing-Etisalat Owned |  | Site Share | 3G+4G+5G | BTS3900A | LTE-4CC | 2T2R | U2100 (F2) + U900 (F1+F2) | L800+L1800F1+L1800F2+L2100 | 1CC | 5000600 | 35 |  | 3 | N41 | 4 | 3 | [32 empty] | IIB | UAQ-3622-CSG-IXR-E-1
UAQ3623 | Site 12121 | NE |  | UAQ3623 | UAQL3623 | UAQNR3623 |  | On air | On Air | On Air | 2016 | Permanent | 25.5088 | 55.5857 | Huawei | Outdoor | Site Sharing | Site Share | Outdoor Site Sharing-Etisalat Owned |  | Site Share | 3G+4G+5G | BTS3900A | LTE-4CC | 2T2R | U2100 (F2) + U900 (F1+F2) | L800+L1800F1+L1800F2+L2100 | 2CC | 5000208 | 30 |  | 3 | N78 | 3 | 3 | [32 empty] | IIB | UAQ-3623-CSG-ASR920-LD-1
UAQ3659 | Site 12122 | NE |  | UAQ3659 | UAQL3659 | UAQNR3659 |  | On air | On Air | On Air | 2020 | Permanent | 25.5447 | 55.7037 | Huawei | Outdoor | Site Sharing | ET Capex | Outdoor Taawn-Etisalat Lead |  | ET Capex | 3G+4G+5G | BTS3900A | LTE-4CC | 2T2R | U2100 (F2) + U900 (F1+F2) | L700+L800+L1800F1+L1800F2+L2100 | 1CC | 5000500 | 35 |  | 3 | N41 | 4 | 3 | [32 empty] | IIB | UAQ-3659-CSG-IXR-E-1
UAQ3695 | Site 12123 | NE |  | UAQ3695 | UAQL3695 | UAQNR3695 |  | On air | On Air | On Air | 2021 | Permanent | 25.3478 | 55.849 | Huawei | Outdoor | EITC Passive Infrastructure | Green Field | Outdoor Green field-du Owned |  | Green Field | 3G+4G+5G | BTS3900A | LTE-4CC | 2T2R | U2100 (F2) + U900 (F1+F2) | L800+L1800F1+L1800F2+L2100 | 1CC | 5000900 | 33 |  | 3 | N41 | 3 | 3 | [32 empty] | IIB | UAQ-3695-CSG-IXR-E-1
UAQ3724 | Site 12124 | NE |  | UAQ3724 | UAQL3724 |  |  | On air | On Air |  | 2017 | Permanent | 25.35 | 55.865 | Huawei | Outdoor | Site Sharing | Site Share | Outdoor Site Sharing-Etisalat Owned |  | Site Share | 3G+4G | BTS3900A | LTE | 2T2R | U2100 (F2) + U900 (F1+F2) | L800 |  | 5000900 | 15 |  |  |  | 3 | [33 empty] | IIB | UAQ-3724-CSG-N540-LD-1
UAQ3725 | Site 12125 | NE |  | UAQ3725 | UAQL3725 |  |  | On air | On Air |  | 2017 | Permanent | 25.4617 | 55.7137 | Huawei | Outdoor | Site Sharing | Site Share | Outdoor Site Sharing-Etisalat Owned |  | Site Share | 3G+4G | BTS3900A | LTE-3CC | 2T2R | U2100 (F2) + U900 (F1+F2) | L800+L1800F1+L1800F2 |  | 5000600 | 35.5 |  |  |  | 3 | [33 empty] | IIB | UAQ-3725-CSG-IXR-E-1
UAQ3792 | Site 12126 | NE |  | UAQ3792 | UAQL3792 | UAQNR3792 |  | On air | On Air | On Air | 2023 | Permanent | 25.5364 | 55.6477 | Huawei | Outdoor | Site Sharing | Site share | Outdoor Site Sharing-Etisalat Owned |  | Site share | 3G+4G+5G | BTS3900A | LTE-4CC | 2T2R | U900 (F1+F2) | L800+L1800F1+L1800F2+L2100 | 1CC | 5000400 | 55 |  | 3 | N41 | 3 | 3 | [32 empty] | IIB | UAQ-3792-CSG-IXR-E-1
UAQ3860 | Site 12127 | NE |  | UAQ3860 | UAQL3860 | UAQNR3860 |  | On air | On Air | On Air | 2018 | Permanent | 25.5606 | 55.6703 | Huawei | Outdoor | Site Sharing | ET Capex | Outdoor Taawn-Etisalat Lead |  | ET Capex | 3G+4G+5G | BTS3900A | LTE-4CC | 4T4R | U2100 (F2) + U900 (F1+F2) | L700+L800+L1800F1+L1800F2+L2100 | 1CC | 5000500 | 35 |  | 3 | N41 | 3 | 3 | [32 empty] | IIB | UAQ-3860-CSG-ASR920-LD-1
UAQ3861 | Site 12128 | NE |  | UAQ3861 | UAQL3861 |  |  | On air | On Air |  | 2023 | Permanent | 25.515 | 55.5828 | Huawei | Outdoor | EITC Passive Infrastructure | Green Field | Outdoor Green field-du Owned |  | Green Field | 3G+4G | BTS3900A | LTE-4CC | 2T2R | U900 (F1+F2) | L800+L1800F1+L1800F2+L2100 |  | 5000208 | 35 |  |  |  | 3 | [33 empty] | IIB | UAQ-3861-CSG-N540-LD-1
UAQ3862 | Site 12129 | NE |  | UAQ3862 | UAQL3862 | UAQNR3862 |  | On air | On Air | On Air | 2018 | Permanent | 25.4712 | 55.6014 | Huawei | Outdoor | Site Sharing | ET Capex | Outdoor Taawn-Etisalat Lead |  | ET Capex | 3G+4G+5G | BTS5900A | LTE-3CC | 2T2R | U2100 (F2) + U900 (F1+F2) | L800+L1800F1+L1800F2 | 2CC | 5000400 | 35 |  | 3 | N78 | 4 | 3 | [32 empty] | IIB | UAQ-3862-CSG-ASR920-LD-1
UAQ3863 | Site 12130 | NE |  | UAQ3863 | UAQL3863 | UAQNR3863 |  | On air | On Air | On Air | 2019 | Permanent | 25.5547 | 55.6921 | Huawei | Outdoor | Site Sharing | ET Capex | Outdoor Taawn-Etisalat Lead |  | ET Capex | 3G+4G+5G | BTS5900A | LTE-4CC | 4T4R | U2100 (F2) + U900 (F1+F2) | L700+L800+L1800F1+L1800F2+L2100 | 1CC | 5000500 | 35 |  | 3 | N41 | 3 | 3 | [32 empty] | IIB | UAQ-3863-CSG-ASR920-LD-1
UAQ3864 | Site 12131 | NE |  | UAQ3864 | UAQL3864 | UAQNR3864 |  | On air | On Air | On Air | 2020 | Permanent | 25.3568 | 55.8695 | Huawei | Outdoor | Site Sharing | ET Capex | Outdoor Taawn-Etisalat Lead |  | ET Capex | 3G+4G+5G | BTS3900A | LTE-3CC | 2T2R | U2100 (F2) + U900 (F1+F2) | L800+L1800F1+L1800F2 | 1CC | 5000900 | 30 |  | 3 | N41 | 3 | 3 | [32 empty] | IIB | UAQ-3864-CSG-IXR-E-1
UAQ3865 | Site 12132 | NE |  | UAQ3865 | UAQL3865 | UAQNR3865 |  | On air | On Air | On Air | 2020 | Permanent | 25.5134 | 55.558 | Huawei | Outdoor | Site Sharing | ET Capex | Outdoor Taawn-Etisalat Lead |  | ET Capex | 3G+4G+5G | BTS3900A | LTE-4CC | 2T2R | U900 (F1+F2) | L800+L1800F1+L1800F2+L2100 | 2CC | 5000207 | 30 |  | 3 | N78 | 3 | 3 | [32 empty] | IIB | UAQ-3865-CSG-ASR920-LD-1
UAQ3866 | Site 12133 | NE |  | UAQ3866 | UAQL3866 | UAQNR3866 |  | On air | On Air | On Air | 2020 | Permanent | 25.5563 | 55.7067 | Huawei | Outdoor | Site Sharing | ET Capex | Outdoor Taawn-Etisalat Lead |  | ET Capex | 3G+4G+5G | BTS5900A | LTE-4CC | 2T2R | U900 (F1+F2) | L700+L800+L1800F1+L1800F2+L2100 | 1CC | 5000500 | 30 |  | 3 | N41 | 4 | 3 | [32 empty] | IIB | UAQ-3866-CSG-IXR-E-1
UAQ3867 | Site 12134 | NE |  | UAQ3867 | UAQL3867 | UAQNR3867 |  | On air | On Air | On Air | 2021 | Permanent | 25.4942 | 55.6103 | Huawei | Outdoor | Site Sharing | ET Capex | Outdoor Taawn-Etisalat Lead |  | ET Capex | 3G+4G+5G | BTS3900A | LTE-3CC | 2T2R | U2100 (F2) + U900 (F1+F2) | L800+L1800F1+L1800F2 | 2CC | 5000400 | 30 |  | 3 | N78 | 3 | 3 | [32 empty] | IIB | UAQ-3867-CSG-IXR-E-1
UAQ3868 | Site 12135 | NE |  | UAQ3868 | UAQL3868 | UAQNR3868 |  | On air | On Air | On Air | 2022 | Permanent | 25.4927 | 55.5755 | Huawei | Outdoor | Site Sharing | ET Capex | Outdoor Taawn-Etisalat Lead |  | ET Capex | 3G+4G+5G | BTS3900A | LTE-4CC | 2T2R | U2100 (F2) + U900 (F1) | L800+L1800F1+L1800F2+L2100 | 2CC | 5000400 | 30 |  | 3 | N78 | 3 | 3 | [32 empty] | IIB | UAQ-3868-CSG-N540-LD-1
UAQ6269 | Site 12136 | NE |  | UAQ6269 | UAQL6269 | UAQNR6269 |  | On air | On Air | On Air | 2019 | Permanent | 25.4816 | 55.574 | Huawei | Outdoor | EITC Passive Infrastructure | Green Field | Outdoor Taawn-du Lead |  | Green Field | 3G+4G+5G | BTS5900A | LTE-3CC | 2T2R | U2100 (F2) + U900 (F1+F2) | L800+L1800F1+L1800F2 | 2CC | 5000400 | 38.5 |  | 3 | N78 | 3 | 3 | [32 empty] | IIB | UAQ-6269-CSG-ASR920-LD-1
UAQ6270 | Site 12137 | NE |  | UAQ6270 | UAQL6270 | UAQNR6270 |  | On air | On Air | On Air | 2021 | Permanent | 25.4861 | 55.6194 | Huawei | Outdoor | Site Sharing | ET Capex | Outdoor Taawn-Etisalat Lead |  | ET Capex | 3G+4G+5G | BTS3900A | LTE-3CC | 2T2R | U2100 (F2) + U900 (F1+F2) | L800+L1800F1+L1800F2 | 2CC | 5000400 | 35 |  | 3 | N78 | 3 | 3 | [32 empty] | IIB | UAQ-DC-AGGR-SR12-1
UAR2939 | Site 12138 | NE | UAR2939 | UAR2939 | UARL2939 | UARNR2939 | Locked | On air | On Air | On Air | 2010 | Permanent | 25.4972 | 55.5989 | Huawei | Outdoor | EITC Passive Infrastructure | Green Field | Outdoor Green field-du Owned |  | Green Field | 2G+3G+4G+5G | BTS3900 | LTE-4CC | 2T2R | U2100 (F2) + U900 (F1+F2) | L800+L1800F1+L1800F2+L2100 | 2CC | 5000400 | 28.7 |  | 3 | N78 | 3 | 3 | [32 empty] | IIB | UAQ-2939-CSG-ASR920-LD-1
UAR3126 | Site 12139 | NE | UAR3126 | UAR3126 | UARL3126 | UARNR3126 | Locked | On air | On Air | On Air | 2012 | Permanent | 25.4554 | 55.6691 | Huawei | Outdoor | EITC Passive Infrastructure | Green Field | Outdoor Green field-du Owned |  | Green Field | 2G+3G+4G+5G | BTS3900 | LTE-2CC | 2T2R | U2100 (F2) + U900 (F1+F2) | L800+L1800F1 | 1CC | 5000600 | 30 |  | 3 | N41 | 3 | 3 | [32 empty] | IIB | UAR-3126-CSG-IXR-E-1
KFN3678 | Site 12140 | NE |  | KFN3678 | KFNL3678 | KFNNR3678 |  | On air | On Air | On Air | 2023 | Permanent | 25.4191 | 56.0979 | Huawei | Outdoor | Site Sharing | ET-Capex | Outdoor Taawn-Etisalat Lead |  | ET-Capex | 3G+4G+5G | BTS5900 | LTE-4CC | 2T2R | U900 (F1+F2) | L800+L1800F1+L1800F2+L2100 | 1CC | 7071000 | 35 |  | 3 | N41 | 3 | 3 | [32 empty] | IIB | KFN-3678-CSG-N540-LD-1
FUJ1273 | Site 12141 | NE |  | FUJ1273 | FUJL1273 | FUJNR1273 |  | On air | On Air | On Air | 2023 | Permanent | 25.0783 | 56.3158 | Huawei | Outdoor | EITC Passive Infrastructure | Monopole | Outdoor Green field-du Owned |  | Monopole | 3G+4G+5G | BTS5900 | LTE-4CC | 2T2R | U900 (F1+F2) | L800+L1800F1+L1800F2+L2100 | 1CC | 3000010 | 38 |  | 3 | N41 | 3 | 3 | [32 empty] | IIB | FUJ-1273-CSG-IXR-E-1
FUJ1128 | Site 12142 | NE |  | FUJ1128 | FUJL1128 | FUJNR1128 |  | On air | On Air | On Air | 2023 | Permanent | 25.279 | 56.371 | Huawei | Outdoor | Site Sharing | Site Share | Outdoor Site Sharing-Etisalat Owned |  | Site Share | 3G+4G+5G | BTS5900 | LTE-4CC | 2T2R | U900 (F1+F2) | L800+L1800F1+L1800F2+L2100 | 1CC | 6000006 | 35 |  | 3 | N41 | 3 | 3 | [32 empty] | MW | 0
SHJ1462 | Site 12143 | NE |  | SHJ1462 | SHJL1462 | SHJNR1462 |  | On air | On Air | On Air | 2023 | Permanent | 25.3366 | 55.4256 | Huawei | Outdoor | EITC Passive Infrastructure | Rooftop | RT-du Owned |  | Rooftop | 3G+4G+5G | BTS5900 | LTE-4CC | 2T2R | U900 (F1+F2) | L800+L1800F1+L1800F2+L2100 | 2CC | 3003300 | 16 |  | 3 | N78 | 4 | 3 | [32 empty] | IIB | SHJ-1462-CSG-N540-LD-1
RAK1286 | Site 12144 | NE |  | RAK1286 | RAKL1286 | RAKNR1286 |  | On air | On Air | On Air | 2023 | Permanent | 25.6433 | 55.9981 | Huawei | Outdoor | EITC Passive Infrastructure | Monopole | Outdoor Green field-du Owned |  | Monopole | 3G+4G+5G | BTS5900 | LTE-4CC | 2T2R | U900 (F1+F2) | L800+L1800F1+L1800F2+L2100 | 1CC | 7050500 | 38 |  | 3 | N41 |  | 3 | [32 empty] | IIB | RAK-1286-CSG-N540-LD-1
AJM1266 | Site 12145 | NE |  | AJM1266 | AJML1266 | AJMNR1266 |  | On air | On Air | On Air | 2023 | Permanent | 25.3872 | 55.5149 | Huawei | Outdoor | EITC Passive Infrastructure | Green Field | Outdoor Green field-du Owned |  | Monopole | 3G+4G+5G | BTS5900 | LTE-4CC | 2T2R | U900 (F1+F2) | L800+L1800F1+L1800F2+L2100 | 2CC | 4003100 | 25 |  | 3 | N78 | 3 | 3 | [32 empty] | IIB | AJM-1266-CSG-IXR-E-1
FUJ1592 | Site 12146 | NE |  | FUJ1592 | FUJL1592 | FUJNR1592 |  | On air | On Air | On Air | 2023 | Permanent | 24.8768 | 55.9917 | Huawei | Outdoor | Site Sharing | ET-Capex | Outdoor Taawn-Etisalat Lead |  | ET-Capex | 3G+4G+5G | BTS5900 | LTE-4CC | 2T2R | U900 (F1+F2) | L800+L1800F1+L1800F2+L2100 | 1CC | 4100000 | 30 |  | 3 | N41 | 3 | 3 | [32 empty] | MW | 0
AJM3156 | Site 12147 | NE |  | AJM3156 | AJML3156 | AJMNR3156 |  | On air | On Air | On Air | 2023 | Permanent | 25.3766 | 55.5493 | Huawei | Outdoor | EITC Passive Infrastructure | Green Field | Outdoor Green field-du Owned |  | Monopole | 3G+4G+5G | BTS5900 | LTE-4CC | 2T2R | U900 (F1+F2) | L800+L1800F1+L1800F2+L2100 | 1CC | 4003400 | 38 |  | 3 | N41 | 3 | 3 | [32 empty] | IIB | AJM-3156-CSG-IXR-E-1
SHJ6256 | Site 12148 | NE |  | SHJ6256 | SHJL6256 | SHJNR6256 |  | On air | On Air | On Air | 2023 | Permanent | 25.0953 | 55.7262 | Huawei | Outdoor | EITC Passive Infrastructure | Green Field | Outdoor Green field-du Owned |  | Monopole | 3G+4G+5G | BTS5900 | LTE-4CC | 2T2R | U900 (F1+F2) | L800+L1800F1+L1800F2+L2100 | 1CC | 3000020 | 38 |  | 3 | N41 | 3 | 3 | [32 empty] | IIB | SHJ-6256-CSG-N540-LD-1
SHJ1391 | Site 12149 | NE |  | SHJ1391 | SHJL1391 | SHJNR1391 |  | On air | On Air | On Air | 2023 | Permanent | 25.2103 | 55.8916 | Huawei | Outdoor | EITC Passive Infrastructure | Green Field | Outdoor Green field-du Owned |  | Monopole | 3G+4G+5G | BTS5900 | LTE-4CC | 2T2R | U900 (F1+F2) | L800+L1800F1+L1800F2+L2100 | 1CC | 3000051 | 38 |  | 3 | N41 | 3 | 3 | [32 empty] | MW | 0
FUJ1422 | Site 12150 | NE |  | FUJ1422 | FUJL1422 |  |  | On air | On Air |  | 2023 | Permanent | 24.9809 | 56.3385 | Huawei | Outdoor | EITC Passive Infrastructure | Green Field | Outdoor Green field-du Owned |  | Monopole | 3G+4G | BTS5900 | LTE-4CC | 2T2R | U900 (F1+F2) | L800+L1800F1+L1800F2+L2100 |  | 3000015 | 38 |  |  |  | 3 | [33 empty] | MW | 0
SHJ1274 | Site 12151 | NE |  | SHJ1274 | SHJL1274 | SHJNR1274 |  | On air | On Air | On Air | 2023 | Permanent | 25.2688 | 55.7277 | Huawei | Outdoor | EITC Passive Infrastructure | Green Field | Outdoor Green field-du Owned |  | Monopole | 3G+4G+5G | BTS5900 | LTE-4CC | 2T2R | U900 (F1+F2) | L800+L1800F1+L1800F2+L2100 | 1CC | 3000021 | 38 |  | 3 | N41 | 3 | 3 | [32 empty] | IIB | SHJ-1274-CSG-IXR-E-1
UAQ1406 | Site 12152 | NE |  | UAQ1406 | UAQL1406 | UAQNR1406 |  | On air | On Air | On Air | 2023 | Permanent | 25.3113 | 55.951 | Huawei | Outdoor | EITC Passive Infrastructure | Green Field | Outdoor Green field-du Owned |  | Monopole | 3G+4G+5G | BTS5900 | LTE-4CC | 2T2R | U900 (F1+F2) | L800+L1800F1+L1800F2+L2100 | 1CC | 3000050 | 38 |  | 3 | N41 | 3 | 3 | [32 empty] | IIB | UAQ-1406-CSG-IXR-E-1
RAK1554 | Site 12153 | NE |  | RAK1554 | RAKL1554 |  |  | On air | On Air |  | 2023 | Permanent | 25.8632 | 56.0983 | Huawei | Outdoor | EITC Passive Infrastructure | Green Field | Outdoor Green field-du Owned |  | Monopole | 3G+4G | BTS5900 | LTE-4CC | 2T2R | U900 (F1+F2) | L800+L1800F1+L1800F2+L2100 |  | 7020100 | 18 |  |  |  | 3 | [33 empty] | MW | 0
FUJ1472 | Site 12154 | NE |  | FUJ1472 | FUJL1472 |  |  | On air | On Air |  | 2023 | Permanent | 24.8801 | 56.2185 | Huawei | Outdoor | EITC Passive Infrastructure | Green Field | Outdoor Green field-du Owned |  | Monopole | 3G+4G | BTS5900 | LTE-4CC | 2T2R | U900 (F1+F2) | L800+L1800F1+L1800F2+L2100 |  | 7090400 | 38 |  |  |  | 3 | [33 empty] | IIB | FUJ-1472-CSG-N540-LD-1
RAK1393 | Site 12155 | NE |  | RAK1393 | RAKL1393 | RAKNR1393 |  | On air | On Air | On Air | 2023 | Permanent | 25.8121 | 55.9912 | Huawei | Outdoor | EITC Passive Infrastructure | Green Field | Outdoor Green field-du Owned |  | Monopole | 3G+4G+5G | BTS5900 | LTE-4CC | 2T2R | U900 (F1+F2) | L800+L1800F1+L1800F2+L2100 | 1CC | 7020700 | 38 |  | 3 | N41 | 3 | 3 | [32 empty] | MW | 0
RAK1168 | Site 12156 | NE |  | RAK1168 | RAKL1168 | RAKNR1168 |  | On air | On Air | On Air | 2023 | Permanent | 25.7076 | 55.9316 | Huawei | Outdoor | Site Sharing | Site Share | Outdoor Site Sharing-Etisalat Owned |  | Site Share | 3G+4G+5G | BTS5900 | LTE-4CC | 2T2R | U900 (F1+F2) | L800+L1800F1+L1800F2+L2100 | 2CC | 7040600 | 35 |  | 3 | N78 | 3 | 3 | [32 empty] | MW | 0
SHJ3788 | Site 12157 | NE |  | SHJ3788 | SHJL3788 | SHJNR3788 |  | On air | On Air | On Air | 2023 | Permanent | 25.3064 | 55.63 | Huawei | Outdoor | EITC Passive Infrastructure | Green Field | Outdoor Green field-du Owned |  | Monopole | 3G+4G+5G | BTS5900 | LTE-4CC | 2T2R | U900 (F1+F2) | L800+L1800F1+L1800F2+L2100 | 1CC | 3001301 | 38 |  | 3 | N41 | 3 | 3 | [32 empty] | IIB | SHJ-3788-CSG-IXR-E-1
UAQ3722 | Site 12158 | NE |  | UAQ3722 | UAQL3722 | UAQNR3722 |  | On air | On Air | On Air | 2023 | Permanent | 25.636 | 55.7276 | Huawei | Outdoor | EITC Passive Infrastructure | Green Field | Outdoor Green field-du Owned |  | Monopole | 3G+4G+5G | BTS5900 | LTE-4CC | 2T2R | U900 (F1+F2) | L800+L1800F1+L1800F2+L2100 | 3CC | 5000500 | 38 |  | 3 | N41+N78 | 3 | 6 | [32 empty] | IIB | UAQ-3722-CSG-IXR-E-1
RAK1239 | Site 12159 | NE |  | RAK1239 | RAKL1239 | RAKNR1239 |  | On air | On Air | On Air | 2023 | Permanent | 25.6527 | 55.7486 | Huawei | Outdoor | EITC Passive Infrastructure | Green Field | Outdoor Green field-du Owned |  | Monopole | 3G+4G+5G | BTS5900 | LTE-4CC | 2T2R | U900 (F1+F2) | L800+L1800F1+L1800F2+L2100 | 3CC | 5000500 | 38 |  | 3 | N41+N78 | 3 | 3 | [32 empty] | IIB | RAK-1239-CSG-IXR-E-1
AJM3980 | Site 12160 | NE |  | AJM3980 | AJML3980 |  |  | On air | On Air |  | 2023 | Permanent | 25.4048 | 55.5263 | Huawei | Outdoor | EITC Passive Infrastructure | Green Field | Outdoor Green field-du Owned |  | Monopole | 3G+4G | BTS5900 | LTE-4CC | 2T2R | U900 (F1+F2) | L800+L1800F1+L1800F2+L2100 |  | 4002400 | 38 |  |  |  | 3 | [33 empty] | IIB | AJM-3980-CSG-N540-LD-1
SHJ1213 | Site 12161 | NE |  | SHJ1213 | SHJL1213 | SHJNR1213 |  | On air | On Air | On Air | 2023 | Permanent | 25.2796 | 55.6239 | Huawei | Outdoor | Site Sharing | Site Share | Outdoor Site Sharing-Etisalat Owned |  | Monopole | 3G+4G+5G | BTS5900 | LTE-4CC | 2T2R | U900 (F1+F2) | L800+L1800F1+L1800F2+L2100 | 1CC | 3001600 | 35 |  | 3 | N41 | 3 | 3 | [32 empty] | IIB | SHJ-1213-CSG-IXR-E-1
RAK6319 | Site 12162 | NE |  | RAK6319 | RAKL6319 |  |  | On air | On Air |  | 2023 | Permanent | 25.5805 | 56.135 | Huawei | Outdoor | EITC Passive Infrastructure | Green Field | Outdoor Green field-du Owned |  | Monopole | 3G+4G | BTS5900 | LTE-4CC | 2T2R | U900 (F1+F2) | L800+L1800F1+L1800F2+L2100 |  | 6000100 | 28 |  |  |  | 3 | [33 empty] | MW | 0
KFV1678 | Site 12163 | NE |  | KFV1678 | KFVL1678 | KFVNR1678 |  | On air | On Air | On Air | 2023 | Temporary | 25.5676 | 56.3511 | Huawei | Outdoor | EITC Passive Infrastructure | RDV | Outdoor Green field-du Owned |  | RDV | 3G+4G+5G | BTS3900A | LTE-4CC | 2T2R | U900 (F1+F2) | L800+L1800F1+L1800F2+L2100 | 2CC | 6000100 | 18 |  | 3 | N78 | 3 | 3 | [32 empty] | MW | 0
FUJ1407 | Site 12164 | NE |  | FUJ1407 | FUJL1407 | FUJNR1407 |  | On air | On Air | On Air | 2023 | Permanent | 25.1364 | 56.2877 | Huawei | Outdoor | EITC Passive Infrastructure | Green Field | Outdoor Green field-du Owned |  | Monopole | 3G+4G+5G | BTS5900 | LTE-4CC | 2T2R | U900 (F1+F2) | L800+L1800F1+L1800F2+L2100 | 1CC | 6000200 | 38 |  | 3 | N41 | 3 | 3 | [32 empty] | IIB | FUJ-1407-CSG-IXR-E-1
KFN1170 | Site 12165 | NE |  | KFN1170 | KFNL1170 | KFNNR1170 |  | On air | On Air | On Air | 2023 | Permanent | 25.3677 | 56.3469 | Huawei | Outdoor | EITC Passive Infrastructure | Rooftop | RT-du Owned |  | Rooftop | 3G+4G+5G | BTS5900 | LTE-4CC | 2T2R | U900 (F1+F2) | L800+L1800F1+L1800F2+L2100 | 2CC | 3000002 | 18 |  | 3 | N78 | 3 | 3 | [32 empty] | MW | 0
RAK1167 | Site 12166 | NE |  | RAK1167 | RAKL1167 | RAKNR1167 |  | On air | On Air | On Air | 2023 | Permanent | 25.7014 | 55.9685 | Huawei | Outdoor | Site Sharing | ET Capex | Outdoor Taawn-Etisalat Lead |  | ET Capex | 3G+4G+5G | BTS5900 | LTE-4CC | 2T2R | U900 (F1+F2) | L800+L1800F1+L1800F2+L2100 | 1CC | 7021500 | 30 |  | 3 | N41 | 3 | 3 | [32 empty] | IIB | RAK-1167-CSG-IXR-E-1
RAK1525 | Site 12167 | NE |  | RAK1525 | RAKL1525 | RAKNR1525 |  | On air | On Air | On Air | 2023 | Permanent | 25.6061 | 55.9199 | Huawei | Outdoor | Site Sharing | ET Capex | Outdoor Taawn-Etisalat Lead |  | ET Capex | 3G+4G+5G | BTS5900 | LTE-4CC | 2T2R | U900 (F1+F2) | L800+L1800F1+L1800F2+L2100 | 1CC | 7051100 | 35 |  | 3 | N41 | 3 | 3 | [32 empty] | MW | 0
RAK1705 | Site 12168 | NE |  | RAK1705 | RAKL1705 | RAKNR1705 |  | On air | On Air | On Air | 2023 | Permanent | 25.678 | 55.7697 | Huawei | Outdoor | EITC Passive Infrastructure | Green Field | Outdoor Green field-du Owned |  | Monopole | 3G+4G+5G | BTS5900 | LTE-4CC | 2T2R | U900 (F1+F2) | L800+L1800F1+L1800F2+L2100 | 3CC | 7060200 | 20 |  | 3 | N41+N78 | 3 | 3 | [32 empty] | MW | 0
SHJ1173 | Site 12169 | NE |  | SHJ1173 | SHJL1173 | SHJNR1173 |  | On air | On Air | On Air | 2023 | Permanent | 25.179 | 55.8036 | Huawei | Outdoor | EITC Passive Infrastructure | Green Field | Outdoor Green field-du Owned |  | Lattice Tower | 3G+4G+5G | BTS5900 | LTE-4CC | 2T2R | U900 (F1+F2) | L800+L1800F1+L1800F2+L2100 | 1CC | 3000021 | 59 |  | 3 | N41 | 3 | 3 | [32 empty] | IIB | SHJ-1173-CSG-IXR-E-1
UAQ1105 | Site 12170 | NE |  | UAQ1105 | UAQL1105 | UAQNR1105 |  | On air | On Air | On Air | 2023 | Permanent | 25.4988 | 55.5989 | Huawei | Outdoor | EITC Passive Infrastructure | Green Field | Outdoor Green field-du Owned |  | Monopole | 3G+4G+5G | BTS5900 | LTE-4CC | 2T2R | U900 (F1+F2) | L800+L1800F1+L1800F2+L2100 | 2CC | 5000400 | 38 |  | 3 | N78 | 3 | 3 | [32 empty] | IIB | UAQ-1105-CSG-N540-LD-1
KFN1423 | Site 12171 | NE |  | KFN1423 | KFNL1423 |  |  | On air | On Air |  | 2023 | Permanent | 25.3627 | 56.3258 | Huawei | Outdoor | EITC Passive Infrastructure | Green Field | Outdoor Green field-du Owned |  | Monopole | 3G+4G | BTS5900 | LTE-4CC | 2T2R | U900 (F1+F2) | L800+L1800F1+L1800F2+L2100 |  | 3000023 | 20 |  |  |  | 3 | [33 empty] | MW | 0
Note on A4994: Shehbaz Ali Mirza (A): TSSR with 4 sectors
Note on E4994: Shehbaz Ali Mirza (A): TSSR with 4 sectors
Note on E6084: Ohood AlHousani: SHJ-KFN new road

## Dismantled Sites
Sitecode | Region | 2G logical ID | 3G logical ID | 4G logical ID | 5G NRogicaNR ID | 2G Site Status | 3G Site Status | 4G Site Status | 5G Status | Date of Dismantle | Replacment site ID ( If Any)
AUH2671 | AUH | AUH2671 | AUH2671 |  |  | Dismantled | Dismantled | Dismantled |  | 2021-02-02 | AUH3403
AUH2033 | AUH | AUH2033 | AUH2033 | AUHL2033 | AUHNR2033 | On Air | Locked | Locked | On-Air | 2021-02-02
DXB2618 | DXB | DXB2618 | DXB2618 | DXBL2618 |  | Dismantled | Dismantled | Dismantled |  | 2021-06-08 | DXB1433
DXT1188 | DXB | DXT6188 | DXT6188 | DXTL1188 |  | Dismantled | Dismantled | Dismantled |  | 2020-11-09 | DXB1810
DXT1374 | DXB | DXB2374 | DXB2374 | DXTL1374 |  | Dismantled | Dismantled | Dismantled |  | 2020-03-11 | DXB1374
DXT1197 | DXB | DXT6197 | DXT6197 | DXTL1197 |  | On Air | On Air | On Air |  | 2021-07-09 | DXB3087
DXT1394 | DXB | DXT6394 | DXT6394 | DXTL1394 |  | On Air | On Air | On Air |  | 2020-12-02 | DXV6319/ DXB2389
DXT6514 | DXB | - | DXT6514 | DXTL6514 |  | - | On Air | On Air |  | - | -
DXB3544 | DXB | - | DXB3544 | DXBL3544 |  | - | On Air | On Air | On-Air | 2021-06-16 | -
DXV6354 | DXB | - | DXV6354 | DXVL6354 |  | - | On Air | On Air |  | 2021-07-06 | -
AUH2671 | AUH | AUH2671 | AUH2671 |  |  | Dismantled | Dismantled | Dismantled |  | 2021-02-02 | AUH3403
AUH2033 | AUH | AUH2033 | AUH2033 | AUHL2033 | AUHNR2033 | Dismantled | Dismantled | Dismantled |  | 2021-06-08 | AUH6614
AUV6234 | AUH |  |  | AUVL6234 |  |  |  | Dismantled |  | 2021-09-02 | RDV
DXB2718 | DXB | DXB2718 | DXB2718 | DXBL2718 |  | On Air | On Air | On Air | On-Air | 2021-07-19 | DXB3788
DXT1478 | DXB | DXB2478 | DXB2478 | DXTL1478 |  | On Air | Dismantled | Dismantled |  | 2021-02-12 | DXB2631
DXT6341 | DXB | DXT6341 | DXT6341 | DXTL6341 |  | On Air | Dismantled | Dismantled |  | 2021-06-17 | -
DXV6319 | DXB | - | DXV6319 | DXVL6319 |  | - | Dismantled | Dismantled |  | 2021-10-28 | DXB2389
DXV6240 | DXB | - | DXV6240 | DXVL6240 |  | - | Dismantled | Dismantled |  | 2021-09-03 | DXB1893
AUG6165 | WR | AUG6165 | AUG6165 | AUGL6165 |  | Dismantled | Dismantled | D |  | 2021-10-10 | AUH2762
AUG6057 | AUH |  | AUG6057 | AUGL6057 | AUGNR6057 |  | Dismantled | Dismantled |  | 2021-10-24 | AUH3406
AUH2631 | AUH | AUH2631 | AUH2631 | AUHL2631 |  | Dismantled | Dismantled | Dismantled |  | 2021-11-17 | AUH6118
AUG4444 | AUH | AUG4444 | AUG4444 | AUGL4444 | AUGNR4444 | Dismantled | Dismantled | Dismantled |  | 2021-12-15 | AUH6590
AUV6232 | WR |  | AUV6232 | AUVL6232 |  |  | Dismantled | Dismantled |  | 2021-11-23 | AUH6578
AUH3711 | AUH |  | AUH3711 | AUHL3711 |  |  | Dismantled | Dismantled |  | 2022-01-28 | AUG6229
DXB1176 | DXB | DXB1176 | DXB1176 | DXBL1176 |  | Dismantled | Dismantled | Dismantled | On-Air | 2021-06-01 | DXB2070
DXT1424 | DXB | DXB2424 | DXB2424 | DXTL1424 |  | Dismantled | Dismantled | Dismantled | On-Air | 2021-09-29 | DXB2649
DXT3196 | DXB | DXB2196 | DXB2196 | DXTL3196 |  | Dismantled | Dismantled | Dismantled |  | 2021-11-06 | DXB2655
DXV6542 | DXB | - | DXV6542 | DXVL6542 |  | - | Dismantled | Dismantled |  | 2021-11-25 | DXB2649
DXT3119 | DXB | DXT6119 | DXT6119 | DXTL3119 |  | On Air | On Air | On Air |  | 2021-12-15 | DXB3748
AUV6230 | AUH |  | AUV6230 | AUVL6230 |  |  | On Air | On-Air |  | 2022-02-02 | AUH3581
DXB3233 | DXB | DXB2233 | DXB2233 | DXBL3233 | DXBNR3233 | Dismantled | Dismantled | Dismantled | Dismantled | 2022-01-28 | DXB3786
DXV6401 | DXB | - | DXV6401 | DXVL6401 |  | - | Dismantled | Dismantled |  | 2022-02-08 | DXB2452
AUH3103 | AUH | [5 empty] | Dismantled | Dismantled
DXB2104 | DXB | DXB2104 | DXB2104 | DXBL2104 |  | On Air | On Air | On Air |  | 2021-12-31 | DXB2073
DXB2939 | DXB | DXB2939 | DXB2939 | DXBL2939 |  | On Air | On Air | On Air |  | 2022-02-02 | DXB2269
DXT1405 | DXB | DXT6405 | DXT6405 | DXTL1405 |  | On Air | On Air | On Air |  | 2021-08-02 | DXB3629
DXB3920 | DXB | - | DXB3920 | DXBL3920 |  | - | On Air | On Air |  | 2021-01-14 | -
DXV6524 | DXB | - | DXV6524 | DXVL6524 | DXVNR6524 | - | On Air | On Air | On-Air | 2022-03-08 | -
DXV6494 | DXB | - | DXV6494 | DXVL6494 |  | - | On Air | On Air |  | 2022-03-08 | -
DXV6495 | DXB | - | DXV6495 | DXVL6495 |  | - | On Air | On Air |  | 2022-03-08 | -
AUH3756 | AUH |  | AUH3756 | AUHL3756 |  |  | Dismantled | Dismantled |  | 2022-04-20 | AUH6117
AUH3554 | AUH |  | AUH3554 | AUHL4554 |  |  | Locked | Locked [Dismantled] |  | 2022-02-10 | AUH3125
AUV6233 | AUH |  | AUV6233 | AUVL6233 |  |  | Dismantled | Dismantled
DXV6530 | DXB | - | DXV6530 | DXVL6530 | Dismantled |  | - | On Air | On Air | 2022-04-08 | DXB2923
AUG4428 | AUH | AUG4428 | AUG4428 | AUGL4428 | AUGNR4428 | Dismantled | Dismantled | Dismantled | Dismantled | 2022-05-17 | AUH3106
AUG4362 | AUH | AUG4362 | AUG4362 | AUGL4362 |  | Dismantled | Dismantled | Dismantled |  | 2022-05-30
AUV6241 | AUH | - | AUV6241 | AUVL6241 |  |  | Dismantled | Dismantled |  | 2022-05-05
AUV6242 | AUH | - | AUV6242 | AUVL6242 |  |  | Dismantled | Dismantled |  | 2022-05-05
DXB2913 | DXB | DXB2913 | DXB2913 | DXBL2913 |  | On Air | On Air | - |  | 2022-05-12 | DXB1631
DXT2332 | DXB | DXT6332 | DXT6332 | DXTL2332 |  | On Air | On Air | On Air |  | 2022-05-09 | DXB1238
DXV6312 | DXB | - | DXV6312 | DXVL6312 |  | - | On Air | On Air |  | 2022-05-27 | DXB3699
DXV6287 | DXB | - | DXV6287 | DXVL6287 |  | - | On Air | On Air |  | 2022-05-30 | DXB2131
AUG4416 | AUH | AUG4416 | AUG4416 | AUGL4416 | AUGNR4416 | Dismantled | Dismantled | Dismantled | Dismantled | 2022-06-16 | AUH6120
DXT6257 | DXB | DXT6257 | DXT6257 | DXTL6257 |  | On Air | On Air | On Air | Dismantled | 2022-06-03 | DXB3780
DXB1164 | DXB |  | DXB1164 | DXBL1164 |  | - | On Air | On Air | Dismantled | 2022-06-25 | DXB3720
DXV6324 | DXB |  | DXV6324 | DXVL6324 |  | - | On Air | On Air | Dismantled | 2022-06-08 | DXB3174
DXV6369 | DXB |  | DXV6369 | DXVL6369 |  | - | On Air | On Air | Dismantled | 2022-06-14 | DXB3063
DXB1227 | DXB |  | DXB1227 | DXBL1227 | DXBNR1227 | - | Dismantled. To be relocated. | Dismantled. To be relocated. | Dismantled. To be relocated. | 2020-08-11 | -
DXT1901 | DXB | DXB2901 | DXB2901 | DXTL1901 |  | On Air | Locked. To be Dismantled | Locked. To be Dismantled |  | 2022-07-07 | DXB3730
AUG4319 | AUH | AUG4319 | AUG4319 | AUGL4319 |  | On Air | Locked [Dismantled] | Locked [Dismantled] |  | 2010-09-26
AUG4340 | AUH | AUG4340 | AUG4340 | AUGL4340 | AUGNR4340 | On Air | Locked [Dismantled] | Locked [Dismantled] | On-Air | 2012-11-28
AUG6001 | AUH | AUG6001 | AUG6001 | AUGL6001 | AUGNR6001 | On Air | Locked [Dismantled] | Locked [Dismantled] | On-Air | 2014-02-12
AUC4421 | WR | AUC4421 |  | AUCL5421 |  | On Air | Locked [Dismantled] | Locked [Dismantled] |  | 2013-07-29
AUG6220 | AUH | AUG6220 | AUG6220 | AUGL6220 |  | Locked | Locked | Locked |  | 2022-07-25 | AUH2246
AUH3548 | AUH |  | AUH3548 | AUHL3548 |  |  | Locked | Locked |  | 2022-06-17
AUH2991 | WR | AUH2991 | AUH2991 |  |  | Locked | Locked | Locked |  | 2021-11-25
AUH3592 | WR |  | AUH3592 | AUHL4592 | AUHNR4592 |  | Locked | Locked | On-Air | 2022-08-02 | AUH6402
DXT1283 | DXB | DXT6283 | DXT6283 | DXTL1283 |  | On Air | On Air | On Air |  | 2022-08-29 | DXB3562
DXT1454 | DXB | DXB2454 | DXB2454 | DXTL1454 |  | On Air | On Air | On Air |  | 2022-08-10 | DXB3784
DXB3469 | DXB |  | DXB3469 | DXBL3469 |  | - | On Air | On Air |  | 2022-07-23 | DXB2744
AUG6101 | AUH |  | AUG6101 | AUGL6101 | AUGNR6101 |  |  |  |  | 2022-09-14 | AUH2098
AAN2389 | AAN | AAN2389 | AAN2389 | AANL3389 | AANNR3389 | Locked | Locked | Locked | Locked |  | AAN3605
DXB2726 | DXB | DXB2726 | DXB2726 | DXBL2726 |  | Locked. To be Dismantled | Locked. To be Dismantled | Locked. To be Dismantled |  | 2022-09-10 | DXB3501 (Planned)
DXB2815 | DXB | DXB2815 | DXB2815 | DXBL2815 | DXBNR2815 | Dismantled | Dismantled | Dismantled | On-Air | 2022-09-22 | DXB3306
DXT1241 | DXB | DXT6241 | DXT6241 | DXTL1241 |  | Dismantled | Dismantled | Dismantled |  | 2022-09-01 | DXB2966
DXT1488 | DXB | DXB2488 | DXB2488 | DXTL1488 |  | Locked. To be Dismantled | Locked. To be Dismantled | Locked. To be Dismantled |  | 2022-09-09 | DXB2930
DXT1489 | DXB | DXB2489 | DXB2489 | DXTL1489 |  | Dismantled | Dismantled | Dismantled |  | 2022-09-02 | DXB3765
DXT1804 | DXB | DXB2804 | DXB2804 | DXTL1804 |  | Dismantled | Dismantled | Dismantled |  | 2022-09-02 | DXB2467
DXT2333 | DXB | DXT6333 | DXT6333 | DXTL2333 |  | Dismantled | Dismantled | Dismantled |  | 2022-09-03 | DXB1789
DXV6541 | DXB |  | DXV6541 | DXVL6541 |  | - | Dismantled | Dismantled |  | 2022-08-04 | DXB1251
DXV6477 | DXB |  | DXV6477 | DXVL6477 |  | - | Dismantled | Dismantled |  | 2022-09-04 | DXB3126
DXV6506 | DXB |  | DXV6506 | DXVL6506 |  | - | Dismantled | Dismantled |  | 2022-09-13 | -
AUG4218 | AUH | AUG4218 | AUG4218 | AUGL4218 | AUGNR4218 | Locked | Locked | Locked | Locked | 2022-10-07 | AUH3313
AUG4330 | AUH | AUG4330 | AUG4330 | AUGL4330 | AUGNR4330 | Locked | Locked | Locked | Locked | 2022-09-29 | AUH2738
AUG4337 | AUH | AUG4337 | AUG4337 | AUGL4337 |  | Locked | Locked | Locked |  | 2022-09-29 | AUH3685
AUH2715 | AUH | AUH2715 | AUH2715 | AUHL2715 |  | Locked | Locked | Locked |  | 2022-09-28
AUG4413 | WR | AUG4413 | AUG4413 | AUGL4413 |  | Locked | Locked | Locked |  | 2022-10-03 | AUH2897
AUG6039 | WR | AUG6039 | AUG6039 | AUGL6039 |  | Locked | Locked | Locked |  | 2022-10-11 | AUH6061
AAN2917 | AAN | AAN2917 | AAN2917 | AANL2917 | AANNR2917 |  | Locked | Locked | Locked |  | AAG6096
AAG6094 | AAN |  | AAG6094 | AAGL6094 | AAGNR6094 |  | Locked | Locked | Locked |  | AAN2253
DXB1926 | DXB |  | DXB1926 | DXBL1926 | DXBNR1926 | - | Dismantled | Dismantled | Dismantled | 2022-10-11 | DXB3489
DXV6491 | DXB |  | DXV6491 | DXVL6491 |  | - | Dismantled | Dismantled |  | 2022-09-25 | DXB3501
DXV6351 | DXB |  | DXV6351 | DXVL6351 |  | - | Dismantled | Dismantled |  | 2022-10-03 | -
AUG4203 | AUH | AUG4203 | AUG4203 | AUGL4203 | AUGNR4203 | Locked | Locked | Locked | Locked | 2022-11-09 | AUH2342
AUG4247 | AUH | AUG4247 | AUG4247 | AUGL4247 |  | Locked | Locked | Locked |  | 2022-11-02 | AUH3239
AUG6029 | WR | AUG6029 | AUG6029 | AUGL6029 |  | Locked | Locked | Locked |  | 2022-10-31 | AUH6043
AUH6300 | WR |  | AUH6300 | AUHL6300 |  |  | Locked | Locked |  | 2022-10-31 | AUH6149
AAV6099 | AAN |  | AAV6099 | AAV6099 | AAVNR6099 |  | Dismantled | Dismantled | Dismantled
DXT2738 | DXB | DXB2738 | DXB2738 | DXTL2738 |  | On Air | Dismantled | Dismantled |  | 2022-11-11 | DXB3413
DXT6182 | DXB | DXT6182 | DXT6182 | DXTL6182 |  | On Air | Dismantled | Dismantled |  | 2022-11-11 | DXB3686
DXT6417 | DXB | DXT6417 | DXT6417 | DXTL6417 |  | On Air | Dismantled | Dismantled |  | 2022-11-17 | DXB3934
DXT6423 | DXB | DXT6423 | DXT6423 | DXTL6423 |  | On Air | Dismantled | Dismantled |  | 2022-11-20 | DXB2778
DXB1555 | DXB |  | DXB1555 | DXBL1555 |  | - | Locked. To be Dismantled | Locked. To be Dismantled |  | 2022-11-26 | DXB2959
DXB2107 | DXB |  | DXB2107 | DXBL2107 | DXBNR2107 | - | Dismantled | Dismantled | Dismantled | 2022-11-05 | DXB2476
DXV6507 | DXB |  | DXV6507 | DXVL6507 | DXVNR6507 | - | Dismantled | Dismantled | Dismantled | 2022-11-24 | DXB1151
AUH2120 | AUH | AUH2120 | AUH2120 | AUHL2120 | AUHNR2120 | Locked | Locked | On-Air | On-Air | 2022-12-22 | AUH6593
AUH2479 | AUH | AUH2479 | AUH2479 |  |  | Locked | Locked |  |  | 2022-10-31
AUG6229 | AUH |  | AUG6229 | AUGL7229 |  |  | Locked | Locked |  | 2022-12-13 | AUH6150
AUV6243 | AUH |  | AUV6243 | AUVL6243 |  |  | Dismantled | Dismantled | Dismantled | 2022-12-19
DXB2943 | DXB | DXB2943 | DXB2943 | DXBL2943 | DXBNR2943 | On Air | Locked. To be Dismantled | Locked. To be Dismantled | Locked. To be Dismantled | 2022-12-22 | DXB3827
DXB3190 | DXB | DXB2190 | DXB2190 | DXBL3190 |  | On Air | Locked. To be Dismantled | Locked. To be Dismantled |  | 2022-12-20 | DXB2020
DXT6209 | DXB | DXT6209 | DXT6209 | DXTL6209 |  | On Air | Dismantled | Dismantled |  | 2022-12-13 | DXB2483
DXB3655 | DXB |  | DXB3655 | DXBL3655 |  | - | Locked. To be Dismantled | Locked. To be Dismantled |  | 2022-12-20 | DXB3498
DXV6403 | DXB |  | DXV6403 | DXVL6403 |  | - | Dismantled | Dismantled |  | 2022-12-20 | -
DXV6243 | DXB |  | DXV6243 | DXVL6243 |  | - | Dismantled | Dismantled |  | 2022-12-20 | -
DXV6244 | DXB |  | DXV6244 | DXVL6244 |  | - | Dismantled | Dismantled |  | 2022-12-20 | -
DXV6012 | DXB |  | DXV6012 | DXVL6012 |  | - | Dismantled | Dismantled |  | 2022-12-20 | -
DXV6041 | DXB |  | DXV6041 | DXVL6041 |  | - | Dismantled | Dismantled |  | 2022-12-06 | -
DXV6042 | DXB |  | DXV6042 | DXVL6042 |  | - | Dismantled | Dismantled |  | 2022-12-06 | -
DXV6462 | DXB |  | DXV6462 | DXVL6462 |  | - | Dismantled | Dismantled |  | 2022-12-06 | -
DXV6463 | DXB |  | DXV6463 | DXVL6463 |  | - | Dismantled | Dismantled |  | 2022-12-06 | -
DXB2663 | DXB | DXB2663 | DXB2663 | DXBL2663 | DXBNR2663 | On Air | Dismantled | Dismantled | Dismantled | 2023-01-17 | DXB3565
DXB2237 | DXB |  | DXB2237 | DXBL2237 | DXBNR2237 | - | Dismantled | Dismantled | Dismantled | 2023-01-03 | DXB2949
DXB2578 | DXB |  | DXB2578 | DXBL2578 |  | - | Locked. To be Dismantled | Locked. To be Dismantled |  | 2022-12-31 | DXB3116
DXV6036 | DXB |  | DXV6036 | DXVL6036 | DXVNR6036 | - | Dismantled | Dismantled | Dismantled | 2023-01-04 | -
DXV6098 | DXB |  | DXV6098 | DXVL6098 |  | - | Dismantled | Dismantled |  | 2023-01-04 | -
DXV6327 | DXB |  | DXV6327 | DXVL6327 | DXVNR6327 | - | Dismantled | Dismantled | Dismantled | 2023-01-04 | -
AAG6095 | AAN |  | AAG6095 | AAG6095 | AAG6095 |  | Dismantled | Dismantled | Dismantled
AUG4401 | AUH | AUG4401 | AUG4401 | AUGL4401 | AUGNR4401 | On Air | Dismantled | Dismantled | Dismantled | 2023-02-06 | AUH6563
AUH2153 | AUH | AUH2153 | AUH2153 | AUHL2153 | AUHNR2153 | On Air | Dismantled | Dismantled | Dismantled | 2023-01-24 | AUH2139
AUH2626 | AUH | AUH2626 | AUH2626 | AUHL2626 | AUHNR2626 | On Air | Dismantled | Dismantled | Dismantled | 2023-02-07 | AUH6142
AUH3739 | AUH |  | AUH3739 | AUHL3739 | AUHNR3739 |  | Dismantled | Dismantled | Dismantled | 2023-02-15 | AUH6115
AUG6195 | AUH |  |  | AUGL6195 |  |  | - | Dismantled |  |  | Huawei Site
AUH2026 | AUH |  | AUH2026 | AUHL3026 |  |  | Dismantled | Dismantled |  | 2022-12-15
DXB3472 | DXB | DXB3472 | DXB3472 | DXBL3472 |  | On Air | On Air | On Air |  | 2023-02-23 | DXB3583
DXB3984 | DXB |  | DXB3984 | DXBL3984 |  | - | On Air | On Air |  | 2023-02-01 | DXB3669
DXV6447 | DXB |  | DXV6447 | DXVL6447 | DXVNR6447 | - | On Air | On Air | On-Air | 2023-02-01 | -
AUH2984 | WR |  | AUH2984 | AUHL2984 | AUHNR2984 |  | Locked | Locked | Dismantled | 2022-08-25 | AUH3465
AUV6251 | AUH |  | AUV6251 | AUVL6251 |  |  | On air | On-Air |  | 2023-03-03 | -
AUV6252 | AUH |  | AUV6252 | AUVL6252 |  |  | On air | On-Air |  | 2023-02-28 | -
DXB2925 | DXB | DXB2925 | DXB2925 | DXBL2925 |  | On Air | Dismantled | Dismantled |  | 2023-03-02 | DXB3026 (Planned)
DXT6247 | DXB | DXT6247 | DXT6247 | DXTL6247 |  | On Air | Locked. To be Dismantled | Locked. To be Dismantled |  | 2023-03-04 | DXB3567
DXV6061 | DXB |  | DXV6061 | DXVL6061 |  | - | Dismantled | Dismantled | Dismantled | 2023-03-07 | -
DXV6394 | DXB |  | DXV6394 | DXVL6394 |  | - | Dismantled | Dismantled | Dismantled | 2023-03-07 | -
AUG4373 | AUH | AUG4373 | AUG4373 | AUGL4373 | AUGNR4373 | Dismantled | Dismantled | Dismantled | Dismantled | 2023-04-17 | AUH2250
AUG4397 | AUH | AUG4397 | AUG4397 |  |  | Dismantled | Dismantled | Dismantled | Dismantled | 2023-04-16
DXT3142 | DXB | DXT6142 | DXT6142 | DXTL3142 |  | On Air | Locked. To be Dismantled | Locked. To be Dismantled |  | 2023-04-26 | DXB3564
DXB1415 | DXB |  | DXB1415 | DXBL1415 |  | - | Dismantled | Dismantled |  |  | DXB3837
DXB2159 | DXB |  | DXB2159 | DXBL2159 | DXBNR2159 | - | Locked. To be Dismantled | Locked. To be Dismantled | On-Air | 2023-04-18 | DXB3689
DXB2649 | DXB |  | DXB2649 | DXBL2649 | DXBNR2649 | - | Dismantled | Dismantled | On-Air | 2023-04-06 | DXB1730
AUH2344 | AUH | AUH2344 | AUH2344 | AUHL2344 | AUHNR2344 | Dismantled | Dismantled | Dismantled | Dismantled | 2023-05-22 | AUH3924
DXB2714 | DXB | DXB2714 |  |  |  | Shutdown | - | - |  |  | -
DXB1116 | DXB | DXB1116 | DXB1116 | DXBL1116 | DXBNR1116 | Shutdown | Dismantled | Dismantled | Dismantled | 2023-05-09 | DXB3013
DXB1189 | DXB |  | DXB1189 | DXBL1189 | DXBNR1189 | - | On Air | On Air | On-Air | 2023-04-27 | DXB3797
DXB3694 | DXB |  | DXB3694 | DXBL3694 |  | - | On Air | On Air |  | 2023-05-06 | DXB1004
DXV6380 | DXB |  | DXV6380 | DXVL6380 | DXVNR6380 | - | Dismantled | Dismantled | Dismantled | 2023-05-16 | -
AAV6101 | AAN | - | AAV6101 | AAV6101 | AAVNR6101 | - | Dismantled | Dismantled | Dismantled | 2023-04-24
DXB2312 | DXB | DXB2312 | DXB2312 | DXBL2312 |  | On Air | Locked. To be Dismantled | Locked. To be Dismantled |  | 2023-06-09 | DXB3596
DXB1497 | DXB |  | DXB1497 | DXBL1497 | DXBNR1497 | - | Locked. To be Dismantled | Locked. To be Dismantled | On-Air | 2023-06-13 | DXB3906
DXB3323 | DXB |  | DXB3323 | DXBL3323 | DXBNR3323 | - | Dismantled | Dismantled | On-Air | 2023-06-13 | -
AUG4209 | AUH | AUG4209 | AUG4209 | AUGL4209 |  | On Air | On Air | On-Air |  | 2023-06-13 | AUG6244
AUV6257 | AUH |  | AUV6257 | AUVL6257 | AUVNR6257 |  | On air | On-Air | On Air | 2023-07-04
AUV6258 | AUH |  | AUV6258 | AUVL6258 | AUVNR6258 |  | On air | On-Air | On Air | 2023-07-04
AUV6259 | AUH |  | AUV6259 | AUVL6259 | AUVNR6259 |  | On air | On-Air | On Air | 2023-07-04
AUC4268 | AUH | AUC4268 | AUC4268 | AUCL4268 |  | Offair | On Air | On-Air |  | 2023-07-12
AUG6068 | AUH | AUG6068 | AUG6068 | AUGL6068 | AUGNR6068 | Offair | On Air | On-Air | On Air | 2023-07-11
AUH2020 | AUH | AUH2020 | AUH2020 | AUHL2020 | AUHNR2020 | Offair | On Air | On-Air | On Air | 2023-07-12
AUG4440 | WR | AUG4440 | AUG4440 | AUGL4440 |  | On Air | On Air | On-Air |  | 2023-07-11
AAV6103 | AAN | - | AAV6101 | AAV6101 | AAVNR6101 | - | Dismantled | Dismantled | Dismantled | 2023-07-06
AAN2037 | AAN | AAN2037 | AAN2037 | AANL2037 | AANNR2037 | N/A | Dismantled | Dismantled | Dismantled | 2023-07-18 | AAN3545
DXB2361 | DXB | DXB2361 | DXB2361 | DXBL2361 |  | On Air | Dismantled | Dismantled |  | - | DXB3420
DXB2362 | DXB | DXB2362 | DXB2362 | DXBL2362 |  | On Air | Locked. To be Dismantled | Locked. To be Dismantled |  | - | DXB3341
DXT1806 | DXB | DXT3806 | DXT3806 | DXTL1806 |  | On Air | Locked. To be Dismantled | Locked. To be Dismantled |  | 2023-07-15 | DXB3828
DXB1378 | DXB | DXB1378 |  |  |  | Shutdown | - | - |  | - | -
DXB1384 | DXB | DXB1384 |  |  |  | Shutdown | - | - |  | - | -
DXB2909 | DXB | DXB2909 |  |  |  | Shutdown | - | - |  | - | -
AUG4410 | AUH | AUG4410 | AUG4410 | AUGL4410 |  | Locked | Locked | Locked |  | 2023-08-28 | AUH6564
AUG4412 | AUH | AUG4412 | AUG4412 | AUGL4412 | AUGNR4412 | Locked | Locked | Locked | Locked | 2023-09-19 | AUH6565
AUH2013 | AUH | AUH2013 | AUH2013 | AUHL2013 | AUHNR2013 | Locked | Locked | Locked | Locked | 2023-07-14 | -
AUH2064 | AUH | AUH2064 | AUH2064 | AUHL2064 | AUHNR2064 | Locked | Locked | Locked | Locked | 2023-07-28 | AUH6112
DXB2754 | DXB | DXB2754 | DXB2754 | DXBL2754 |  | Locked | Dismantled | Dismantled |  | 2023-05-11 | -
DXT1285 | DXB | DXT6285 | DXT6285 | DXTL1285 |  | On Air | Locked. To be Dismantled | Locked. To be Dismantled |  | 2023-08-01 | DXB1033
DXT1418 | DXB | DXB2418 | DXB2418 | DXTL1418 |  | Locked | Dismantled | Dismantled |  | - | DXB1734
DXT1578 | DXB | DXT4578 | DXT1578 | DXTL1578 |  | On Air | Locked. To be Dismantled | Locked. To be Dismantled |  | 2023-09-22 | -
DXT2935 | DXB | DXT3935 | DXT3935 | DXTL2935 |  | Locked | Locked. To be Dismantled | Locked. To be Dismantled |  | 2023-09-06 | DXB3524
DXT3200 | DXB | DXB2200 | DXB2200 | DXTL3200 |  | Locked | Dismantled | Dismantled |  | 2023-05-26 | DXB2448
DXB1842 | DXB |  | DXB1842 | DXBL1842 |  |  | Dismantled | Dismantled |  | 2023-05-19 | DXV6499
DXB3473 | DXB |  | DXB3473 | DXBL3473 | DXBNR3473 |  | Dismantled | Dismantled | Dismantled | 2023-03-17 | DXV6288
DXB3954 | DXB |  | DXB3954 | DXBL3954 |  |  | Dismantled | Dismantled |  | 2023-02-28 | -
DXB3958 | DXB |  | DXB3958 | DXBL3958 |  |  | Dismantled | Dismantled |  | - | -
DXB3306 | DXB |  | DXB3306 | DXBL3306 |  |  | Dismantled | Dismantled |  | - | -
DXB2367 | DXB |  | DXB2367 | DXBL2367 | DXBNR2367 | - | On Air | On Air | On-Air | 2023-05-12 | DXV6412
DXB2875 | DXB |  | DXB2875 | DXBL2875 |  | - | On Air | On Air |  | - | -
AUG4437 | AUH | AUG4437 | AUG4437 | AUGL4437 | AUGNR4437 | Dismantled | Dismantled | Dismantled | Dismantled | 2023-10-13 | AUH6566
AUG4438 | AUH | AUG4438 | AUG4438 | AUGL4438 |  | Dismantled | Dismantled | Dismantled | Dismantled | 2023-08-29 | AUH6567
AUH2050 | AUH | AUH2050 | AUH2050 | AUHL3050 | AUHNR2050 | Dismantled | Dismantled | Dismantled | Dismantled | 2023-10-08 | AUH2442
DXB3225 | DXB | DXB2225 | DXB2225 | DXBL3225 | DXBNR3225 | On Air | Locked. To be Dismantled | Locked. To be Dismantled | Locked. To be Dismantled | 2023-10-05 | DXB1572
DXT1367 | DXB | DXT6367 | DXT6367 | DXTL1367 |  | On Air | Locked. To be Dismantled | Locked. To be Dismantled |  | 2023-10-18 | DXB2809
DXB1128 | DXB |  | DXB1128 | DXBL1128 | DXBNR1128 |  | Locked. To be Dismantled | Locked. To be Dismantled | Locked. To be Dismantled | 2023-10-18 | DXB3315
DXB3901 | DXB |  | DXB3901A/ DXB3901B | DXBL3901A |  |  | Dismantled | Dismantled |  | - | -
DXB3922 | DXB |  | DXB3922 | DXBL3922 |  |  | Dismantled | Dismantled |  | - | -
DXB3952 | DXB |  | DXB3952 | DXBL3952 |  |  | Locked. To be Dismantled | Locked. To be Dismantled |  | 2023-10-19 | -
DXB3961 | DXB |  | DXB3961 | DXBL3961 |  |  | Dismantled | Dismantled |  | - | -
DXB3970 | DXB |  | DXB3970 | DXBL3970 |  |  | Dismantled | Dismantled |  | - | -
DXB3974 | DXB |  | DXB3974 | DXBL3974 |  |  | Dismantled | Dismantled |  | - | -
DXB3921 | DXB |  | DXB3921 | DXBL3921 |  |  | Dismantled | Dismantled |  | - | -
DXB3967 | DXB |  | DXB3967 | DXBL3967 |  |  | Dismantled | Dismantled |  | - | -
DXB3811 | DXB |  | DXB3811 |  |  |  | Dismantled | - |  | - | -
DXB3976 | DXB |  | DXB3976 |  |  |  | Dismantled | - |  | - | -
DXB3278 | DXB |  | DXB3278 | DXBL3278 | DXBNR3278 |  | Dismantled | Dismantled | Dismantled | 2023-10-08 | DXB3962
AUG4250 | AUH | AUG4250 | AUG4250 | AUGL4250 | [5 empty] | 2023-11-14 | AUH6561
AUG4252 | AUH | AUG4252 | AUG4252 | AUGL4252 | [5 empty] | 2023-10-25 | AUH6044
AUG4441 | AUH | AUG4441 | AUG4441 | AUGL4441 | [5 empty] | 2023-11-23 | AUH3909
AUH3452 | AUH |  | AUH3452 | AUHL4452 | [5 empty] | 2023-11-20 | AUH3391
AUV6265 | AUH |  | AUV6265 | AUVL6265 | [5 empty] | 2023-11-07
AUV6266 | AUH |  | AUV6266 | AUVL6266 | [5 empty] | 2023-11-07
AUV6267 | AUH |  | AUV6267 | AUVL6267 | [5 empty] | 2023-11-07
AUV6268 | AUH |  | AUV6268 | AUVL6268 | [5 empty] | 2023-11-07
DXV6436 | DXB |  | DXV6436 | DXVL6436 | DXVNR6436 |  | Dismantled | Dismantled | Dismantled | 2023-11-04 | -
DXV6441 | DXB |  | DXV6441 | DXVL6441 | DXVNR6441 |  | Dismantled | Dismantled | Dismantled | 2023-11-04 | -
DXV6288 | DXB |  | DXV6288 | DXVL6288 | DXVNR6288 |  | Dismantled | Dismantled | Dismantled | 2023-11-17 | DXB3176
DXV6318 | DXB |  | DXV6318 | DXVL6318 | DXVNR6318 |  | Dismantled | Dismantled | Dismantled | 2023-11-04 | -
DXS6530 | DXB |  | - | DXSNR6530 | DXSNR6530 |  |  | Dismantled | Dismantled | 2023-10-30 | -
AUH2664 | AUH | AUH2664 | AUH2664 | AUHL2664 | AUHNR2664 | Locked for Dismantling | Locked for Dismantling | Locked for Dismantling | Locked for Dismantling | 2023-12-19
AAN2554 | AAN | AAN2554 | AAN2554 | AAN2554 |  | N/A | Dismantled | Dismantled | Dismantled | 2023-12-22 | AAG6104
DXV6499 | DXB |  | DXV6499 | DXVL6499 |  |  | Dismantled | Dismantled |  | 2023-12-21 | -
AUG4352 | AUH |  | AUG4352 | AUGL4352 | [5 empty] | 2023-12-21 | AUH3908
AUG6130 | AUH | AUG6130 | AUG6130 | AUGL6130 | [5 empty] | 2023-12-28 | AUH6571
AUH3155 | AUH | AUH3155 | AUH3155 | [6 empty] | 2023-08-18 | AUV6260
AUG6082 | AUH | AUG6082 |  | AUGL6082 | [5 empty] | 2023-10-03 | AUH3109
AUV6269 | AUH |  | AUV6269 | AUVL6269 | AUVNR6269 |  |  |  |  | 2024-01-04
AUV6270 | AUH |  | AUV6270 | AUVL6270 | [5 empty] | 2024-01-04
AUV6273 | WR |  | AUV6273 | AUVL6273 | [5 empty] | 2024-01-04
AUV6272 | WR |  | AUV6272 | AUVL7272 | [5 empty] | 2024-01-24
DXV6499 | DXB |  | DXV6499 | DXVL6499 |  |  | Dismantled | Dismantled |  | 2023-12-21 | -
DXT1411 | DXB | DXB2411 | DXB2411 | DXTL1411 | DXTNR1411 | Locked. To be Dismantled | Locked. To be Dismantled | Locked. To be Dismantled | Locked. To be Dismantled | 2024-01-13 | DXB3734
DXT3199 | DXB | DXB2199 | DXB2199 | DXTL3199 |  | Dismantled | Dismantled | Dismantled |  | 2024-01-14 | DXB3350
DXV6290 | DXB |  | DXV6290 | DXVL6290 | DXVNR6290 |  | Dismantled | Dismantled | Dismantled | 2023-12-28 | DXB2424
SHT2599 | NE | SHT2599 | SHT2599 | SHTL2599 |  | On air | On air | On-Air |  | 2021-07-05 | SHJ1001
SHT3001 | NE | SHT3001 | SHT3001 | SHTL3001 |  | On air | On air | On-Air |  | 2021-07-05 | SHJ1007
KFV1205 | NE |  | KFV1205 | KFVL1205 |  |  | Dismantled | Dismantled |  | 2021-08-11 | KFN1113
UAQ3137 | NE |  | UAQ3137 | UAQL3137 |  |  | Dismantled | Dismantled |  | 2021-09-01 | UAQ3606
AJT2465 | NE | AJT2465 | AJT2465 | AJTL2465 |  | On air | On air | Dismentled | On-Air | 2021-10-12 | AJM1216
SHV1194 | NE | - | SHV1194 | SHVL1194 |  | - | Dismantled | Dismantled |  | 2021-11-08 | SHJ3608
SHV1271 | NE | - | SHV1271 | SHVL1271 |  | - | Dismantled | Dismantled |  | 2021-10-13 | -
FUV1323 | NE |  | FUV1323 | FUVL1323 | FUVNR1323 | - | Dismantled | Dismantled |  | 2021-12-22 | -
RAV1331 | NE |  | RAV1331 | RAVL1331 |  | - | Dismantled | Dismantled |  | 2022-01-20 | -
RAV1328 | NE |  | RAV1328 | RAVL1328 |  | - | Dismantled | Dismantled |  | 2022-01-20 | -
KFV1327 | NE |  | KFV1327 | KFVL1327 |  | - | Dismantled | Dismantled |  | 2022-01-20 | -
RAK1172 | NE | - | RAK1172 | RAKL1172 |  | - | On air | On-Air |  | 2022-04-07 | RAK3176
SHT3214 | NE | SHT3214 | SHT3214 | SHTL3214 |  | On air | On air | On-Air |  | 2022-06-01 | SHJ1226
SHJ2085 | NE | SHJ2085 | SHJ2085 | SHJL2085 | SHJNR2085 | On air | On air | On-Air | On-Air | 2022-06-24 | SHJ1233
RAK3535 | NE |  | RAK3535 | RAKL1335 |  |  | On air | On-Air |  |  | RAK1330
SHV1454 | NE |  | SHV1454 | SHVL1454 |  |  | On air | On-Air |  | 2022-08-27 | -
AJT3039 | NE | AJT3039 | AJT3039 | AJTL3039 |  | On air | On air | On-Air |  | 2022-09-01 | AJV1471
RAK2747 | NE | RAK2747 | RAK2747 | RAKL2747 |  | Dismantled | Dismantled | Dismantled |  | 2022-09-01 | RAK1347
SHT2366 | NE | SHT2366 | SHT2366 | SHTL2366 |  | Dismantled | Dismantled | Dismantled |  | 2022-09-01 | SHJ1223
SHJ3557 | NE |  | SHJ3557 | SHJL3557 |  |  | Dismantled | Dismantled |  | 2022-09-01 | -
FUV1481 | NE |  | FUV1481 | FUVL1481 |  |  | Dismantled | Dismantled |  | 2022-09-01 | -
SHV1493 | NE |  | SHV1493 | SHVL1493 |  |  | Dismantled | Dismantled |  | 2022-09-01 | -
SHV1435 | NE |  | SHV1435 | SHVL1435 | SHVNR1435 | - | Dismantled | Dismantled | Dismantled | 2022-11-10 | -
SHJ3543 | NE |  | SHJ3543 | SHJL3543 |  |  | Dismantled | Dismantled |  | 2022-11-04 | SHJ1522
AJM3034 | NE |  | AJM3034 | AJM3034 | AJML3034 |  | Dismantled | Dismantled | Dismantled | 2022-12-01 | AJM1153
FUJ3919A | NE |  | FUJ3919A | FUJ3919A |  |  | Dismantled | Dismantled |  | 2022-12-01 | FUJ1499
FUJ3919B | NE |  | FUJ3919B | FUJ3919B |  |  | Dismantled | Dismantled |  | 2022-12-01 | FUJ1499
RAK1347 | NE |  | RAK1347 | RAKL1347 |  |  | Dismantled | Dismantled |  | 2023-02-01 | RAK1508
KFV1552 | NE |  | KFV1552 | KFVL1552 | KFVNR1552 |  | Dismantled | Dismantled | Dismantled | 2023-03-20 | -
FUJ2408 | NE | FUJ2408 | FUJ2408 | FUJL2408 |  | Dismantled | Dismantled | Dismantled | Dismantled | 1905-07-01
FUJ3398 | NE | FUJ3398 | FUJ3398 | FUJL3398 |  | Dismantled | Dismantled | Dismantled | Dismantled | 1905-07-05
RAT3110 | NE | RAT3110 | RAT3110 | RAT3110 | RATL3110 |  | On air | On air | On-Air | - | RAK1221
AJV1471 | NE | AJV1471 | AJV1471 | AJV1471 | AJVL1471 |  |  | On air | On-Air | - | AJM1218
FUJ2203 | NE | FUJ2203 | FUJ2203 | FUJ2203 | FUJL2203 |  | On air | On air | On-Air | - | FUJ1234
SHV1610 | NE |  | SHV1610 | SHVL1610 | SHVNR1610 |  | On air | On air | On-Air | - | -
SHV1618 | NE |  | SHV1618 | SHVL1618 | SHVNR1618 |  | On air | On air | On-Air | - | -
UAQ3147 | NE |  | UAQ3147 | UAQ3147 |  |  | - | - |  | - | UAQ3167
FUJ2201 | NE |  | FUJ2201 | FUJ2201 |  |  | - | - |  | - | FUJ3710
FUJ1643 | NE |  | FUJ1643 | FUJL1643 | FUJNR1643 |  | - | - | - |  | -
FUJ1644 | NE |  | FUJ1644 | FUJL1644 | FUJNR1644 |  | - | - | - |  | -
KFN1642 | NE |  | KFN1642 | KFNL1642 | KFNNR1642 |  | - | - | - |  | -
RAK2891 | NE |  | RAK2891 | RAKL2891 | RAKNR2891 |  | - | - | - |  | -
UAQ3620 | NE |  | UAQ3620 | UAQL3620 | UAQNR3620 |  | - | - | - |  | -
SHV1413 | NE |  | SHV1413 | SHVL1413 | SHVNR1413 |  | - | - | - |  | -
SHR2350 | NE |  | SHR2350 | SHRL2350 | SHRNR2350 |  | - | - | - |  | -
UAV1583 | NE |  | UAV1583 | UAVL1583 | UAVNR1583 |  | - | - | - |  | UAQ3619
FUJ2881 | NE | FUJ2881 | FUJ2881 | FUJL2881 |  |  | - | - | - |  | FUJ1535
FUJ1499 | NE |  | FUJ1499 | FUJL1499 | [6 empty] | FUJ1472
AJM3041 | NE | AJM3041 | AJM3041 | AJML3041 | AJMNR3041 | [5 empty] | AJM1266
SHJ2518 | NE | SHJ2518 | SHJ2518 | SHJL2518 | SHJNR2518 | [5 empty] | SHJ1462
RAV1704 | NE | RAV1704 | RAVL1704 | RAVNR1704 | RAV1704 |  | Dismantled | Dismantled | Dismantled
RAK1702 | NE | RAK1702 | RAKL1702 | RAKNR1702 | RAK1702 |  | Dismantled | Dismantled | Dismantled
RAK1703 | NE | RAK1703 | RAKL1703 | RAKNR1703 | RAK1703 |  | Dismantled | Dismantled | Dismantled
RAK1269 | NE |  | RAK1269 | RAKL1269 | RAKNR1269 |  | Dismantled | Dismantled | Dismantled |  | RAK1239
KFV1272 | NE |  | KFV1272 | KFVL1272 |  |  | Dismantled | Dismantled |  |  | KFN1423
FUV1480 | NE |  | FUV1480 | FUVL1480 | FUVNR1480 |  | Dismantled | Dismantled
SHV1616 | NE |  | SHV1616 | SHVL1616 |  |  | Dismantled | Dismantled
SHV1617 | NE |  | SHV1617 | SHVL1617 |  |  | Dismantled | Dismantled
SHJ2548 | NE | SHJ2548 | SHJ2548 | SHJL2548 | SHJNR2548 |  | Dismantled | Dismantled |  |  | SHJ3788