## SAQ + Planning Update
|  |  | 953 | 3300 | 3128 | 368 | [12 empty] | 3322
| Physcial Sitecode | Site name | 2G Technical code | 3G Technical code | 4G Technical code | 5G Technical code | Region | Latitude | Longitude | Lead Operator | Site Type | Site Model | Area | Communities | Community ID | LTE Layer (2CC/3CC) | MIMO DAS | GAID | Mobile Count for Salah | 2G Status | 3G Site Status | 4G Site Status | 5G Status | Vendor | Technology | 3G Configuration | LTE Configuration | 5G Configuration (ICC/2CC/3CC) | Count of 3G/4G RRU | Count of 5G RRU/pRRU | 5G Band Information (N41/N78/N41+N78) | Media
July 2022 update | IAD5778 | W7_C15 Residential building_Abu Dhabi |  | IAD0778 | IADL5778 |  | AUH | 24.4783 | 54.351832 | ETC | Residential | IBS | Abu Dhabi | ABU DHABI_Al Khalidiya | 2501300 | 2CC |  | AUH_E2270D_10769_001001001 | in |  | On Air | On Air |  | Nokia | 3G+4G | NSN U900 F1 | NSN L1800 F1 (20MHz) + L800 F1 (15Mhz) |  | 2 |  |  | IIB
July 2022 update | IAD5956 | Al Habtoor Motors Musaffah |  | IAD0956 | IADL5956 |  | AUH | 24.3431 | 54.524988 |  | Commercial | IBS | Abu Dhabi | ABU DHABI_Mussafah | 2600200 | 2CC |  | AUH_E2469L_10596_001001001 | in |  | On Air | On Air |  | Nokia | 3G+4G | NSN U900 F1 | NSN L1800 F1 (20MHz) + L800 F1 (15Mhz) |  | 4 |  |  | MW
Jul 2022 add | IAD5825 | Water's Edge Residence 2_Yas Island _BLDG (7,8,9,10,11,12 &13) |  | IAD0825 | IADL5825 | IADNR5825 | AUH | 24.4811 | 54.617254 | ETC | Residential | IBS | Abu Dhabi | ABU DHABI_YAS ISLAND | 2004600 | 2CC |  | 0 | in |  | On Air | On Air |  | Nokia | 3G+4G | NSN U900 F1 | NSN L1800 F1 (20MHz) + L800 F1 (15Mhz) |  | 16 |  |  | IIB
Jul 2022 add | IAD5904 | Residential Building (SDW4-C4) Saadiyat Island |  | IAD0904 | IADL5904 |  | AUH | 24.5205 | 54.4369 | du | Residential | IBS | Abu Dhabi | ABU DHABI_SADIYAT ISLAND | 2046700 | 2CC |  | AUH_E2371M_10079_001001001 | in |  | On Air | On Air |  | Nokia | 3G+4G | NSN U900 F1 | NSN L1800 F1 (20MHz) + L800 F1 (15Mhz) |  | 4 |  |  | MW
Jul 2022 add | IAD5946 | Khalifa University Old Campus |  | IAD0946 | IADL5946 |  | AUH | 24.4475 | 54.394912 | ETC | University/School | IBS | Abu Dhabi | ABU DHABI_Al Morror | 2501500 | 2CC |  | AUH_E2370F_11123_001001002 | in |  | On Air | On Air |  | Nokia | 3G+4G | NSN U900 F1 | NSN L1800 F1 (20MHz) + L800 F1 (15Mhz) |  | 2 |  |  | MW
Jul 2022 add | IAD5848 | Heir of Mr. Hussain Rahma Al Zaabi (E13-C16) Al Zahiya |  | IAD0848 | IADL5848 |  | AUH | 24.4977 | 54.372838 | du | Residential | IBS | Abu Dhabi | ABU DHABI_Tourist Club Area | 2500100 | 2CC |  | AUH_E2271Y_10268_001001001 | in |  | On Air | On Air |  | Nokia | 3G+4G | NSN U900 F1 | NSN L1800 F1 (20MHz) + L800 F1 (15Mhz) |  | 2 |  |  | IIB
Jul 2022 add | IAD0989C | ATOM TAWEELA COMPRESSOR STATION (MAINTENANCE BUILDING) |  | IAD0989C |  |  | AUH | 24.6961 | 54.716442 | du | Oil / Gas | ATOM | Abu Dhabi | ABU DHABI_AL TAWEELAH | 2120200 |  |  | 0 | in |  | On Air |  |  | Huawei | 3G | 3G 2100 | [5 empty] | MW
Jul 2022 add | IAD5950 | Al Ameri Hotel-W58_C1 |  | IAD0950 | IADL5950 |  | AUH | 24.4196 | 54.449425 | ETC | Hotel | IBS | WR | ABU DHABI_BU KESHEISHAH ISLAND | 2046000 | 2CC |  | AUH_E2370S_10437_001020002 | in |  | On Air | On Air |  | Nokia | 3G+4G | NSN U900 F1 | NSN L1800 F1 (20MHz) + L800 F1 (15Mhz) |  | 4 |  |  | IIB
| DXB0078 | 21st Century Tower | DXB0078 | DXB5078 | DXBL0078 |  | DXB | 25.2109 | 55.2761 | du | Residential | IBS | Dubai North | DUBAI_TRADE CENTER SECOND | 1033600 | 3CC |  | DXB_E3278A_11527_001046009 | in | Locked | On Air | On Air |  | Huawei | 3G+4G | HW U2.1 F2 | HW L1.8 F1/F2 (20+10M) + L800 F1 (15M) |  | 10/10 |  |  | IIB
| DXB0199 | 23 Marina Tower_Lower Part | DXB0199 | DXB5199 | DXBL0199 |  | DXB | 25.0895 | 55.1507 | du | Residential | IBS | Dubai South | DUBAI_MARSA DUBAI | 1039200 | 2CC |  | DXB_E3077J_10164_001002010 | in | Locked | On Air | On Air |  | Huawei | 3G+4G | HW U2.1 F2 / U900 F1 | HW L1.8 F1 (20M) + L800 F1 (15M) |  | 13 |  |  | IIB
| DXB0989 | 23 Marina Tower_Upper Part | DXB0989 | DXB5989 | DXBL0989 |  | DXB | 25.0895 | 55.1507 | du | Residential | IBS | Dubai South | DUBAI_MARSA DUBAI | 1039200 | 2CC |  | DXB_E3077J_10164_001065011 | in | Locked | On Air | On Air |  | Huawei | 3G+4G | HW U2.1 F2 / U900 F1 | HW L1.8 F1 (20M) + L800 F1 (15M) |  | 12 |  |  | IIB
May 2020 Update | DXB0777 | 29 Boulevard - Tower 1 | DXB0777 | DXB5777 | DXBL0777 |  | DXB | 25.1917 | 55.2723 | du | Residential | IBS | Dubai North | DUBAI_BURJ KHALIFA (BUSINESS BAY) | 1034500 | 2CC |  | DXB_E3278F_10606_001003002 | in | Locked | On Air | On Air |  | Huawei | 3G+4G | HW U2.1 F2 / U900 F1 | HW L1.8 F1/F2 (20+10M) |  | 3/10 |  |  | IIB
| DXB0779 | 29 Boulevard - Tower 2 | DXB0779 | DXB5779 | DXBL0779 |  | DXB | 25.1917 | 55.2723 | du | Hotel | IBS | Dubai North | DUBAI_BURJ KHALIFA (BUSINESS BAY) | 1034500 | 2CC |  | DXB_E3278F_10607_001003002 | in | Locked | On Air | On Air |  | Huawei | 3G+4G | HW U2.1 F2 / U900 F1 | HW L1.8 F1 (20M) + L800 F1 (15M) |  | 16 |  |  | IIB
| DXB0396 | 29 Hotel Tower - Tecom C | DXB0396 | DXB5396 | DXBL0396 |  | DXB | 25.0978 | 55.1748 | du | Hotel | IBS | Dubai South | DUBAI_AL THANYAH FIRST (AL SAFOUH THIRD) | 1038300 | 2CC |  | DXB_E3177F_10260_001006002 | in | Locked | On Air | On Air |  | Huawei | 3G+4G | HW U2.1 F2 / U900 F1 | HW L1.8 F1 (20M) + L800 F1 (15M) |  | 9 |  |  | IIB
Nov 2020 update | DXB0910 | 2CDE Dubai Marina | DXB0910 | DXB5910 | DXBL0910 |  | DXB | 25.0802 | 55.1434 | du | Hotel | IBS | Dubai South | DUBAI_MARSA DUBAI | 1039200 | 2CC |  | DXB_E3077N_10764_001013001 | in | Locked | On Air | On Air |  | Huawei | 3G+4G | HW U2.1 F2 / U900 F1 | HW L1.8 F1/F2 (20+10M) |  | 3/6 |  |  | IIB
| AUH0788 | 51 Tower | AUH0788 | AUH5788 | AUHL0788 |  | AUH | 24.4926 | 54.3614 | du | Commercial | IBS | Abu Dhabi | ABU DHABI_Al Markaziyah | 2500200 | 2CC |  | AUH_E2271X_10409_001003001 | in | Locked | On Air | On Air |  | Nokia | 3G+4G | NSN U900 F1 | NSN L1800 F1 (20MHz) + L800 F1 (15Mhz) |  | 4 |  |  | IIB
| DXB0176 | AAM Tower(ARENCO)_KV | DXB0176 | DXB5176 | DXBL0176 |  | DXB | 25.0915 | 55.1588 | du | Commercial | IBS | Dubai South | DUBAI_AL SAFOUH SECOND | 1038200 | 1CC |  | DXB_E3077J_10046_001001016 | in | Locked | On Air | On Air |  | Huawei | 3G+4G | HW U2.1 F2 | HW L1.8 F1 (20M) |  | 4/6 |  |  | dufix
| DXB0240 | AB Plaza 9 |  | DXB5240 | DXBL0240 |  | DXB | 25.2924 | 55.3691 | du | Residential | IBS | Dubai North | DUBAI_AL NAHDA FIRST | 1023100 | 2CC |  | DXB_E3379A_10216_001003001 | in |  | On Air | On Air |  | Huawei | 3G+4G | HW U2.1 F2 / U900 F1 | HW L1.8 F1/F2 (20+10M) |  | 4/12 |  |  | IIB
Feb 2019 Update | DXB0782 | Abados Hotel | DXB0782 | DXB5782 | DXBL0782 |  | DXB | 25.0892 | 55.3795 | du | Hotel | IBS | Dubai South | DUBAI_WADI AL SAFA 5 (DUBAI LAND) | 1064800 | 2CC |  | DXB_E3377K_10017_001020002 | in | Locked | On Air | On Air |  | Huawei | 3G+4G | HW U2.1 F2 / U900 F1 | HW L1.8 F1 (20M) + L800 F1 (15M) |  | 5 |  |  | IIB
| SHJ0379 | Abbco Tower | SHJ0379 | SHJ5379 | SHJL0379 |  | NE | 25.3028 | 55.3777 | du | Residential | IBS | Sharjah | SHARJAH_AL NAHDA | 3010200 | 1CC |  | SHJ_E3379A_10221_001002001 | in | Locked | On Air | On Air |  | Huawei | 3G+4G | HW U2.1 F2 | HW L18 F1 (20M) |  | 2/2 |  |  | IIB
| SHJ0091 | Abdul Aziz Al Majid Tower 1 | SHJ0091 | SHJ5091 | SHJL0091 |  | NE | 25.3004 | 55.3816 | du | Residential | IBS | Sharjah | SHARJAH_AL NAHDA | 3010200 | 2CC |  | SHJ_E3379B_11433_001025002 | in | Locked | On Air | On Air |  | Huawei | 3G+4G | HW U2.1 F2 / U900 F1 | HW L1.8 F1 (20M) + L800 F1 (15M) |  | 8 |  |  | IIB
| SHJ0092 | Abdul Aziz Al Majid Tower 2 | SHJ0092 | SHJ5092 | SHJL0092 |  | NE | 25.3007 | 55.3815 | du | Residential | IBS | Sharjah | SHARJAH_AL NAHDA | 3010200 | 2CC |  | SHJ_E3379B_11432_001025001 | in | Locked | On Air | On Air |  | Huawei | 3G+4G | HW U2.1 F2 / U900 F1 | HW L1.8 F1 (20M) + L800 F1 (15M) |  | 8 |  |  | IIB
| SHJ0093 | Abdul Aziz Al Majid Tower 3 | SHJ0093 | SHJ5093 | SHJL0093 |  | NE | 25.3009 | 55.3813 | du | Residential | IBS | Sharjah | SHARJAH_AL NAHDA | 3010200 | 2CC |  | SHJ_E3379B_11423_001022001 | in | On Air | On Air | On Air |  | Huawei | 2G+3G+4G | HW U2.1 F2 / U900 F1 | HW L1.8 F1 (20M) + L800 F1 (15M) |  | 6 |  |  | IIB
| SHJ0094 | Abdul Aziz Al Majid Tower 4 | SHJ0094 | SHJ5094 | SHJL0094 |  | NE | 25.3003 | 55.38 | du | Residential | IBS | Sharjah | SHARJAH_AL NAHDA | 3010200 | 2CC |  | SHJ_E3379A_10460_001026001 | in | Locked | On Air | On Air |  | Huawei | 3G+4G | HW U2.1 F2 / U900 F1 | HW L1.8 F1 (20M) + L800 F1 (15M) |  | 8 |  |  | IIB
| SHJ0095 | Abdul Aziz Al Majid Tower 5 | SHJ0095 | SHJ5095 | SHJL0095 |  | NE | 25.3004 | 55.3804 | du | Residential | IBS | Sharjah | SHARJAH_AL NAHDA | 3010200 | 1CC |  | SHJ_E3379A_10459_001001001 | in | Locked | On Air | On Air |  | Huawei | 3G+4G | HW U2.1 F2 | HW L1.8 F1 (20M) |  | 6 |  |  | IIB
| SHJ0096 | Abdul Aziz Al Majid Tower 6 | SHJ0096 | SHJ5096 | SHJL0096 |  | NE | 25.3004 | 55.3804 | du | Residential | IBS | Sharjah | SHARJAH_AL NAHDA | 3010200 | 1CC |  | SHJ_E3379A_10460_001026004 | in | Locked | On Air | On Air |  | Huawei | 3G+4G | HW U2.1 F2 | HW L1.8 F1 (20M) |  | 4 |  |  | IIB
Mar 2019 Update | SHJ0017 | Abdul Aziz Tower A (Cornish Tower A ) | SHJ0017 | SHJ5017 | SHJL0017 |  | NE | 25.3287 | 55.3771 | du | Residential | IBS | Sharjah | SHARJAH_AL MAZAJ THIRD | 3010500 | 2CC |  | SHJ_E3380P_10014_001001002 | in | Locked | On Air | On Air |  | Huawei | 3G+4G | HW U2.1 F2 / U900 F1 | HW L1.8 F1 (20M) + L800 F1 (15M) |  | 6 |  |  | IIB
| SHJ0018 | Abdul Aziz Tower B (Cornish Tower B) | SHJ0018 | SHJ5018 | SHJL0018 |  | NE | 25.3287 | 55.3771 | du | Residential | IBS | Sharjah | SHARJAH_AL MAZAJ THIRD | 3010500 | 1CC |  | SHJ_E3380P_10228_001019009 | in | Locked | On Air | On Air |  | Huawei | 3G+4G | HW U2.1 F2 | HW L1.8 F1 (20M) |  | 4 |  |  | IIB
Oct 2020 update | DXB0266 | Abdulla Saleh building, Nakheel Street, Deira, Dubai | DXB0266 | DXB5266 | DXBL0266 |  | DXB | 25.2735 | 55.3138 | du | Commercial | IBS | Dubai North | DUBAI_NAIF | 1011800 | 2CC |  | DXB_E3279H_11288_001001001 | in | Locked | On Air | On Air |  | Huawei | 3G+4G | HW U2.1 F2 / U900 F1 | HW L1.8 F1/F2 (20+10M) |  | 1/2 |  |  | MW
| RAK0515 | Abdullah Bin Omran Hospital |  | RAK5515 | RAKL0515 |  | NE | 25.770020 | 55.9766 | du | Hospital | IBS | Ras Al Khaimah | RAS AL-KHAIMAH_NEW TOWN// AL JUWAISE | 7021100 | 2CC |  | RKT_E3983F_10001_001001002 | in |  | On Air | On Air |  | Huawei | 3G+4G | HW U2.1 F2 / U900 F1 | HW L1.8 F1 (20M) + L800 F1 (15M) |  | 2/2 |  |  | IIB
| AUH0413 | Abela Superstores | AUH0413 | AUH5413 | AUHL0413 |  | AUH | 24.4755 | 54.3466 | du | Mall | IBS | Abu Dhabi | ABU DHABI_Al Khalidiya | 2501300 | 2CC |  | AUH_E2270D_12134_001001001 | in | Locked | On Air | On Air |  | Nokia | 3G+4G | NSN U900 F1 | NSN L1800 F1 (20MHz) + L800 F1 (15Mhz) |  | 2 |  |  | IIB
| AUH0653 | Abraj Towers Phase 1A | AUH0653 | AUH5653 | AUHL0653 |  | AUH | 24.4428 | 54.6087 | ETC | Residential | IBS | Abu Dhabi | ABU DHABI_KHALIFA CITY | 2042600 | 1CC |  | AUH_E2570L_10003_001001001 | in | Locked | On Air | On Air |  | Huawei/Nokia | 3G+4G | HW U2.1 F2 | NSN L18 F1 (20M) |  | 2 |  |  | IIB
| AUH0654 | Abraj Towers Phase 1B | AUH0654 | AUH5654 | AUHL0654 |  | AUH | 24.4428 | 54.6087 | ETC | Residential | IBS | Abu Dhabi | ABU DHABI_KHALIFA CITY | 2042600 | 1CC |  | AUH_E2570L_10014_001001001 | in | Locked | On Air | On Air |  | Huawei/Nokia | 3G+4G | HW U2.1 F2 | NSN L18 F1 (20M) |  | 2 |  |  | IIB
| AUH0655 | Abraj Towers Phase 2 - Building A | AUH0655 | AUH5655 | AUHL0655 |  | AUH | 24.4428 | 54.6087 | ETC | Residential | IBS | Abu Dhabi | ABU DHABI_KHALIFA CITY | 2042600 | 2CC |  | AUH_E2570L_10039_001002003 | in | Locked | On Air | On Air |  | Nokia | 3G+4G | NSN U900 F1 | NSN L1800 F1 (20MHz) + L800 F1 (15Mhz) |  | 2 |  |  | IIB
| AUH0765 | Abraj Towers Phase 2 - Building B | AUH0765 | AUH5765 | AUHL0765 |  | AUH | 24.4428 | 54.6087 | ETC | Residential | IBS | Abu Dhabi | ABU DHABI_KHALIFA CITY | 2042600 | 2CC |  | AUH_E2570L_10038_001001004 | in | Locked | On Air | On Air |  | Nokia | 3G+4G | NSN U900 F1 | NSN L1800 F1 (20MHz) + L800 F1 (15Mhz) |  | 2 |  |  | IIB
| AUH0766 | Abraj Towers Phase 2 - Building C | AUH0766 | AUH5766 | AUHL0766 |  | AUH | 24.4428 | 54.6087 | ETC | Residential | IBS | Abu Dhabi | ABU DHABI_KHALIFA CITY | 2042600 | 2CC |  | AUH_E2570L_10037_001001004 | in | Locked | On Air | On Air |  | Nokia | 3G+4G | NSN U900 F1 | NSN L1800 F1 (20MHz) + L800 F1 (15Mhz) |  | 2 |  |  | IIB
| AUH0767 | Abraj Towers Phase 2 - Building D | AUH0767 | AUH5767 | AUHL0767 |  | AUH | 24.4428 | 54.6087 | ETC | Residential | IBS | Abu Dhabi | ABU DHABI_KHALIFA CITY | 2042600 | 2CC |  | AUH_E2570L_10035_001001004 | in | Locked | On Air | On Air |  | Nokia | 3G+4G | NSN U900 F1 | NSN L1800 F1 (20MHz) + L800 F1 (15Mhz) |  | 2 |  |  | IIB
| AUH0768 | Abraj Towers Phase 2 - Building E | AUH0768 | AUH5768 | AUHL0768 |  | AUH | 24.4428 | 54.6087 | ETC | Residential | IBS | Abu Dhabi | ABU DHABI_KHALIFA CITY | 2042600 | 2CC |  | AUH_E2570L_10036_001002003 / AUH_E2570L_10036_001003013 | in | Locked | On Air | On Air |  | Nokia | 3G+4G | NSN U900 F1 | NSN L1800 F1 (20MHz) + L800 F1 (15Mhz) |  | 2 |  |  | IIB
Jan 2022 update | AUH0572 | Abu Dhabi Accountability Authority(ADAA) |  | AUH5572 | AUHL0572 | AUHNR0572 | AUH | 24.41976 | 54.4485 | ETC | Government | IBS | Abu Dhabi | ABU DHABI_Al Madina Al Riyadiya | 2501700 | 2CC |  | AUH_E2370S_10420_001005001 | in |  | On Air | On Air | On Air | Nokia | 3G+4G+5G | NSN U900 F1 | NSN L1800 F1 (20MHz) + L800 F1 (15Mhz) | 1CC | 2 | 73 | N78 | IIB
| AUH0943 | Abu Dhabi Airport Cargo Terminal | AUH0943 | AUH5943 | AUHL0943 |  | AUH | 24.4232 | 54.6524 | du | Airport | IBS | Abu Dhabi | ABU DHABI_ABU DHABI INTERNATIONAL AIRPORT | 2044300 | 1CC |  | AUH_E2570S_10076_001001001 | in | On Air | On Air | On Air |  | Huawei/Nokia | 2G+3G+4G | HW U2.1 F2 | NSN L18 F1 (20M) |  | 1 |  |  | MW
| AUH0954 | Abu Dhabi Airport Cargo Village | AUH0954 | AUH5954 |  |  | AUH | 24.4216 | 54.6552 | du | Airport | IBS | Abu Dhabi | ABU DHABI_ABU DHABI INTERNATIONAL AIRPORT | 2044300 |  |  | AUH_E2570S_10015_001001001 | in | On Air | On Air |  |  | Huawei/Nokia | 2G+3G | 3G 2100 | [5 empty] | MW
| AUH0426 | Abu Dhabi Airport Power Complex |  | AUH5426 | AUHL0426 |  | AUH | 24.4207 | 54.6491 | du |  | IBS | Abu Dhabi | ABU DHABI_ABU DHABI INTERNATIONAL AIRPORT | 2044300 | 1CC |  | AUH_E2570S_10067_001001001 | in |  | On Air | On Air |  | Huawei/Nokia | 3G+4G | HW U2.1 F2 | NSN L18 F1 (20M) |  | 1 |  |  | IIB
| AUH0402 | Abu Dhabi Airport Terminal 1 & 2 | AUH0402 | AUH5402A |  |  | AUH | 24.427 | 54.6466 | du | Airport | IBS | Abu Dhabi | ABU DHABI_ABU DHABI INTERNATIONAL AIRPORT | 2044300 |  |  | AUH_E2570S_10025_001003002 | in | On Air | On Air |  |  | Huawei/Nokia | 2G+3G | 3G 2100 |  |  | 1 |  |  | IIB
| AUH0402 | Abu Dhabi Airport Terminal 1 & 2 |  | AUH5402B |  |  | AUH | 24.427 | 54.6466 | du |  | IBS | Abu Dhabi | ABU DHABI_ABU DHABI INTERNATIONAL AIRPORT | 2044300 |  |  | AUH_E2570S_10025_001003002 | in |  | On Air |  |  | Huawei | 3G | 3G 2100 | [5 empty] | IIB
| AUH0480 | Abu Dhabi Airport Terminal 3 Car Parking (Skypark) | AUH0480 | AUH5480 |  |  | AUH | 24.429 | 54.6436 | ETC | Airport | IBS | Abu Dhabi | ABU DHABI_ABU DHABI INTERNATIONAL AIRPORT | 2044300 |  |  | AUH_E2570S_10127_001002001 | in | On Air | On Air |  |  | Huawei/Nokia | 2G+3G | 3G 2100 | [5 empty] | IIB
| AUH0568 | Abu Dhabi Airport Terminal 3_A | AUH0568 | AUH5568 | AUHL0568 |  | AUH | 24.429 | 54.6436 | ETC | Airport | IBS | Abu Dhabi | ABU DHABI_ABU DHABI INTERNATIONAL AIRPORT | 2044300 | 1CC |  | AUH_E2570S_10127_001001002 | in | On Air | On Air | On Air |  | Huawei/Nokia | 2G+3G+4G | HW U2.1 F2 | NSN L18 F1 (20M) |  | 1 |  |  | IIB
| AUH0771 | Abu Dhabi Airport Terminal 3_B | AUH0771 | AUH5771 | AUHL0771 |  | AUH | 24.429 | 54.6436 | ETC | Airport | IBS | Abu Dhabi | ABU DHABI_ABU DHABI INTERNATIONAL AIRPORT | 2044300 | 1CC |  | AUH_E2570S_10127_001001003 | in | On Air | On Air | On Air |  | Huawei/Nokia | 2G+3G+4G | HW U2.1 F2 | NSN L18 F1 (20M) |  | 4 |  |  | IIB
| AUH0772 | Abu Dhabi Airport Terminal 3_C | AUH0772 | AUH5772 | AUHL0772 |  | AUH | 24.429 | 54.6436 | ETC | Airport | IBS | Abu Dhabi | ABU DHABI_ABU DHABI INTERNATIONAL AIRPORT | 2044300 | 1CC |  | AUH_E2570S_10127_001003001 | in | On Air | On Air | On Air |  | Huawei/Nokia | 2G+3G+4G | HW U2.1 F2 | NSN L18 F1 (20M) |  | 1 |  |  | IIB
| AUH0773 | Abu Dhabi Airport Terminal 3_D | AUH0773 | AUH5773 | AUHL0773 |  | AUH | 24.429 | 54.6436 | ETC | Airport | IBS | Abu Dhabi | ABU DHABI_ABU DHABI INTERNATIONAL AIRPORT | 2044300 | 1CC |  | AUH_E2570S_10127_001001005 | in | On Air | On Air | On Air |  | Huawei/Nokia | 2G+3G+4G | HW U2.1 F2 | NSN L18 F1 (20M) |  | 1 |  |  | IIB
| AUH0774 | Abu Dhabi Airport Terminal 3_E | AUH0774 | AUH5774 | AUHL0774 |  | AUH | 24.429 | 54.6436 | ETC | Airport | IBS | Abu Dhabi | ABU DHABI_ABU DHABI INTERNATIONAL AIRPORT | 2044300 | 1CC |  | AUH_E2570S_10127_001001004 | in | On Air | On Air | On Air |  | Huawei/Nokia | 2G+3G+4G | HW U2.1 F2 | NSN L18 F1 (20M) |  | 1 |  |  | IIB
| AUH0537 | Abu Dhabi Cooperative Society Murror Branch | AUH0537 | AUH5537 | AUHL0537 |  | AUH | 24.4337 | 54.4397 | du | Mall | IBS | Abu Dhabi | ABU DHABI_Al Matar | 2501600 | 2CC |  | AUH_E2370M_10038_001002001 | in | Locked | On Air | On Air |  | Nokia | 3G+4G | NSN U900 F1 | NSN L1800 F1 (20MHz) + L800 F1 (15Mhz) |  | 2 |  |  | MW
| AUH0553 | Abu Dhabi Distribution Company (ADDC) HQ | AUH0553 | AUH5553 | AUHL0553 |  | AUH | 24.4837 | 54.3782 | du | Commercial | IBS | Abu Dhabi | ABU DHABI_Madinat Zayed(AD) | 2501200 | 2CC |  | AUH_E2271Y_10324_001005001 | in | Locked | On Air | On Air |  | Nokia | 3G+4G | NSN U900 F1 | NSN L1800 F1 (20MHz) + L800 F1 (15Mhz) |  | 2 |  |  | MW
| AUH0951 | Abu Dhabi Educational Council (ADEC) at Twofour54 | AUH0951 | AUH5951 | AUHL0951 |  | AUH | 24.43 | 54.4643 | du | Government | IBS | Abu Dhabi | ABU DHABI_Al Matar | 2501600 | 2CC |  | AUH_E2370N_10492_001005001 | in | Locked | On Air | On Air |  | Nokia | 3G+4G | NSN U900 F1 | NSN L1800 F1 (20MHz) + L800 F1 (15Mhz) |  | 2 |  |  | IIB
| AUH0843 | Abu Dhabi Financial Centre(ADFC) - Galleria Sowwah Square | AUH0843 | AUH5843 | AUHL0843 | AUHNR0843 | AUH | 24.5025 | 54.3883 | ETC | Mall | IBS | Abu Dhabi | ABU DHABI_AL MARYAH ISLAND | 2047400 | 1CC |  | AUH_E2371P_10190_001002003 | in | On Air | On Air | On Air | On Air | Huawei/Nokia | 2G+3G+4G+5G | HW U2.1 F2 | NSN L18 F1 (20M) | 2CC | 4 | 17 | N78 | IIB
| AUH0842 | Abu Dhabi Financial Centre(ADFC) - North Car Park | AUH0842 | AUH5842 | AUHL0842 |  | AUH | 24.5028 | 54.3892 | ETC | Car Park | IBS | Abu Dhabi | ABU DHABI_AL MARYAH ISLAND | 2047400 | 1CC |  | AUH_E2371P_10195_001002001 | in | On Air | On Air | On Air |  | Huawei/Nokia | 2G+3G+4G | HW U2.1 F2 | NSN L18 F1 (20M) |  | 1 |  |  | IIB
| AUH0841 | Abu Dhabi Financial Centre(ADFC) - South Car Park | AUH0841 | AUH5841 | AUHL0841 |  | AUH | 24.4995 | 54.3887 | ETC | Car Park | IBS | Abu Dhabi | ABU DHABI_AL MARYAH ISLAND | 2047400 | 1CC |  | AUH_E2371P_10196_001002001 | in | Locked | On Air | On Air |  | Huawei/Nokia | 3G+4G | HW U2.1 F2 | NSN L18 F1 (20M) |  | 2 |  |  | IIB
| AUH0836 | Abu Dhabi Financial Centre(ADFC) - Stock Exchange | AUH0836 | AUH5836 | AUHL0836 | AUHNR0836 | AUH | 24.5012 | 54.3886 | ETC | Commercial | IBS | Abu Dhabi | ABU DHABI_AL MARYAH ISLAND | 2047400 | 1CC |  | AUH_E2371P_10197_001004012 | in | Locked | On Air | On Air | On Air | Huawei/Nokia | 3G+4G+5G | HW U2.1 F2 | NSN L18 F1 (20M) | 1CC | 1 | 39 | N78 | IIB
| AUH0837 | Abu Dhabi Financial Centre(ADFC) - Tower 1 | AUH0837 | AUH5837 | AUHL0837 | AUHNR0837 | AUH | 24.5002 | 54.3884 | ETC | Commercial | IBS | Abu Dhabi | ABU DHABI_AL MARYAH ISLAND | 2047400 | 2CC |  | AUH_E2371P_10192_001018001 | in | Locked | On Air | On Air | On Air | Nokia | 3G+4G+5G | NSN U900 F1 | NSN L1800 F1 (20MHz) + L800 F1 (15Mhz) | 1CC | 4 | 2 | N41 | IIB
| AUH0838 | Abu Dhabi Financial Centre(ADFC) - Tower 2 | AUH0838 | AUH5838 | AUHL0838 | AUHNR0838 | AUH | 24.5021 | 54.3886 | ETC | Commercial | IBS | Abu Dhabi | ABU DHABI_AL MARYAH ISLAND | 2047400 | 3CC |  | AUH_E2371P_10194_001002001 | in | On Air | On Air | On Air | On Air | Nokia | 2G+3G+4G+5G | NSN U2.1 F1 / U900 F1 | NSN L1800 F1/F2 (20+15M) + L800 F1 (15M) | 1CC | 5 | 2 | N41 | IIB
| AUH0839 | Abu Dhabi Financial Centre(ADFC) - Tower 3 | AUH0839 | AUH5839 | AUHL0839 | AUHNR0839 | AUH | 24.5004 | 54.3894 | ETC | Commercial | IBS | Abu Dhabi | ABU DHABI_AL MARYAH ISLAND | 2047400 | 2CC |  | AUH_E2371P_10193_001006001 | in | Locked | On Air | On Air | On Air | Nokia | 3G+4G+5G | NSN U900 F1 | NSN L1800 F1 (20MHz) + L800 F1 (15Mhz) | 1CC | 4 | 2 | N41 | IIB
| AUH0840 | Abu Dhabi Financial Centre(ADFC) - Tower 4 | AUH0840 | AUH5840 | AUHL0840 | AUHNR0840 | AUH | 24.5017 | 54.3896 | ETC | Commercial | IBS | Abu Dhabi | ABU DHABI_AL MARYAH ISLAND | 2047400 | 2CC |  | AUH_E2371P_10190_001017001 | in | On Air | On Air | On Air | On Air | Nokia | 2G+3G+4G+5G | NSN U900 F1 | NSN L1800 F1 (20MHz) + L800 F1 (15Mhz) | 1CC | 4 | 2 | N41 | IIB
| AUH0573 | Abu Dhabi Gas Liquefication Company (ADGAS) | AUH0573 | AUH5573 | AUHL0573 |  | AUH | 24.4959 | 54.3643 | du | Commercial | IBS | Abu Dhabi | ABU DHABI_Al Markaziyah | 2500200 | 1CC |  | AUH_E2271X_10463_001004001 | in | Locked | On Air | On Air |  | Huawei/Nokia | 3G+4G | HW U2.1 F2 | NSN L18 F1 (20M) |  | 1 |  |  | IIB
| AUH0917 | Abu Dhabi In-Flight Catering |  | AUH5917 | AUHL0917 |  | AUH | 24.4249 | 54.6505 | du | Airport | IBS | Abu Dhabi | ABU DHABI_ABU DHABI INTERNATIONAL AIRPORT | 2044300 | 2CC |  | AUH_E2570S_10100_001001001 | in |  | On Air | On Air |  | Nokia | 3G+4G | NSN U900 F1 | NSN L1800 F1 (20MHz) + L800 F1 (15Mhz) |  | 3 |  |  | MW
| AUH0668 | Al Mamoura Parking Building B |  | AUH5668 | AUHL0668 |  | AUH | 24.4635 | 54.3881 | du | Commercial | IBS | Abu Dhabi | ABU DHABI_ABU DHABI INTERNATIONAL AIRPORT | 2044300 | 1CC |  | AUH_E2370A_10365_001003001 | in |  | On Air | On Air |  | Huawei/Nokia | 3G+4G | HW U2.1 F2 | NSN L18 F1 (20M) |  | 1 |  |  | IIB
| AUH0860 | Abu Dhabi Islamic Bank Building |  | AUH5860 | AUHL0860 |  | AUH | 24.4978 | 54.3683 | du | Commercial | IBS | Abu Dhabi | ABU DHABI_Al Markaziyah | 2500200 | 2CC |  | AUH_E2271Y_11517_001001001 | in |  | On Air | On Air |  | Nokia | 3G+4G | NSN U900 F1 | NSN L1800 F1 (20MHz) + L800 F1 (15Mhz) |  | 2 |  |  | MW
| AUH0663 | Abu Dhabi Judicial Department new building |  | AUH5663 | AUHL0663 |  | AUH | 24.4163 | 54.447 | ETC | Government | IBS | Abu Dhabi | ABU DHABI_Al Madina Al Riyadiya | 2501700 | 1CC |  | AUH_E2370S_10293_001005001 | in |  | On Air | On Air |  | Huawei/Nokia | 3G+4G | HW U2.1 F2 | NSN L18 F1 (20M) |  | 5 |  |  | IIB
| AUH0404 | Abu Dhabi Mall | AUH0404 | AUH5404A | AUHL0404I | AUHNR0404A | AUH | 24.4957 | 54.384 | du | Mall | IBS | Abu Dhabi | ABU DHABI_Tourist Club Area | 2500100 | 1CC |  | AUH_E2271Y_11098_003001001 | in | Locked | On Air | On Air | On Air | Huawei/Nokia | 3G+4G+5G | HW U2.1 F1+F2 | NSN L18 F1 (20M) | 1CC + 2CC | 3 | 85 | N78 | IIB
| AUH0404 | Abu Dhabi Mall |  |  | AUHL0404II | AUHNR0404B | AUH | 24.4957 | 54.384 | du | Mall | IBS | Abu Dhabi | ABU DHABI_Tourist Club Area | 2500100 | 1CC |  | AUH_E2271Y_11098_003001001 | in |  |  | On Air | On Air | Nokia | 4G+5G |  | NSN L18 F1 (20M) | 1CC + 2CC | 3 | 66 | N78 | IIB
| AUH0404 | Abu Dhabi Mall |  |  | AUHL0404III | AUHNR0404C | AUH | 24.4957 | 54.384 | du | Mall | IBS | Abu Dhabi | ABU DHABI_Tourist Club Area | 2500100 | 1CC | On Air | AUHNR0404C | in |  |  | On Air | On Air | Nokia | 4G+5G |  | NSN L18 F1 (20M) | 1CC + 2CC | 3 | 68 | N78 | IIB
| AUH0404 | Abu Dhabi Mall |  | AUH5404B |  | AUHNR0404D | AUH | 24.4957 | 54.384 | du | Mall | IBS | Abu Dhabi | ABU DHABI_Tourist Club Area | 2500100 |  |  | AUH_E2271Y_11098_003001001 | in |  | On Air |  | On Air | Huawei/Nokia | 3G+5G | 3G 2100 |  | 1CC + 2CC | 3 | 72 | N78 | IIB
Jan 2019 Update | AUH0827 | Abu Dhabi Media Company/Emirates Media Incorporated |  | AUH5827 | AUHL0827 |  | AUH | 24.4594 | 54.3859 | ETC | Government | IBS | Abu Dhabi | ABU DHABI_Al Nahyan | 2501000 | 2CC |  | AUH_E2370F_11021_001002001 | in |  | On Air | On Air |  | Nokia | 3G+4G | NSN U900 F1 | NSN L1800 F1 (20MHz) + L800 F1 (15Mhz) |  | 2 |  |  | IIB
| AUH0406 | Abu Dhabi Municipality | AUH0406 | AUH5406 | AUHL0406 |  | AUH | 24.4878 | 54.378 | du | Government | IBS | Abu Dhabi | ABU DHABI_Madinat Zayed(AD) | 2501200 | 2CC |  | AUH_E2271Y_11487_001006005 | in | Locked | On Air | On Air |  | Nokia | 3G+4G | NSN U900 F1 | NSN L1800 F1 (20MHz) + L800 F1 (15Mhz) |  | 8 |  |  | IIB
Decomm | AUH0406 | Abu Dhabi Municipality |  |  | 0.Decomm |  | AUH | 24.4878 | 54.378 | du |  | IBS | Abu Dhabi | ABU DHABI_Madinat Zayed(AD) | 2501200 |  |  | AUH_E2271Y_11487_001006005 | OUT | [12 empty] | IIB
| AUH0679 | Abu Dhabi National Hotels |  | AUH5679 | AUHL0679 |  | AUH | 24.4219 | 54.4466 | du | Government | IBS | Abu Dhabi | ABU DHABI_Al Madina Al Riyadiya | 2501700 | 2CC |  | AUH_E2370S_10218_001005001 | in |  | On Air | On Air |  | Nokia | 3G+4G | NSN U900 F1 | NSN L1800 F1 (20MHz) + L800 F1 (15Mhz) |  | 2 |  |  | IIB
Decomm | AUH0665 | Abu Dhabi Police Complex |  | 0.Decomm | 0.Decomm |  | AUH | 24.4181 | 54.653 | du | Government | IBS | Abu Dhabi | ABU DHABI_ABU DHABI INTERNATIONAL AIRPORT | 2044300 | 1CC |  | AUH_E2570S_10083_001001001 | OUT | [12 empty] | MW
Decomm | AUH0715 | Abu Dhabi Police Complex(9 Old Hostel Building)_Block A |  | 0.Decomm | 0.Decomm |  | AUH | 24.4167 | 54.6536 | du | Government | IBS | Abu Dhabi | ABU DHABI_ABU DHABI INTERNATIONAL AIRPORT | 2044300 | 1CC |  | AUH_E2570S_10019_001001001 | OUT | [12 empty] | MW
Decomm | AUH0782 | Abu Dhabi Police Complex(9 Old Hostel Building)_Block B |  | 0.Decomm | 0.Decomm |  | AUH | 24.4167 | 54.6536 | du | Government | IBS | Abu Dhabi | ABU DHABI_ABU DHABI INTERNATIONAL AIRPORT | 2044300 | 1CC |  | AUH_E2570S_10020_001001001 | OUT | [12 empty] | MW
Decomm | AUH0783 | Abu Dhabi Police Complex(9 Old Hostel Building)_Block C |  | 0.Decomm | 0.Decomm |  | AUH | 24.4167 | 54.6536 | du | Government | IBS | Abu Dhabi | ABU DHABI_ABU DHABI INTERNATIONAL AIRPORT | 2044300 | 1CC |  | AUH_E2570S_10012_001001001 | OUT | [12 empty] | MW
| AUH0981 | Abu Dhabi Police IT Building | AUH0981 | AUH5981 | AUHL0981 |  | AUH | 24.4352 | 54.4184 | du | Government | IBS | Abu Dhabi | ABU DHABI_Al Morror | 2501500 | 1CC |  | AUH_E2370L_13032_001001002 | in | Locked | On Air | On Air |  | Huawei/Nokia | 3G+4G | HW U2.1 F2 | NSN L18 F1 (20M) |  | 1 |  |  | MW
| SHJ0009 | Abu Dhabi Tower | SHJ0009 | SHJ5009 | SHJL0009 |  | NE | 25.3111 | 55.3754 | du | Residential | IBS | Sharjah | SHARJAH_AL MAMZAR | 3010400 | 2CC |  | SHJ_E3380U_10003_001002001 | in | Locked | On Air | On Air |  | Huawei | 3G+4G | HW U2.1 F2 / U900 F1 | HW L1.8 F1 (20M) + L800 F1 (15M) |  | 6/6 |  |  | IIB
| AUH0410 | Abu Dhabi Trade Center | AUH0410 | AUH5410 | AUHL0410 |  | AUH | 24.4955 | 54.3831 | du | Commercial | IBS | Abu Dhabi | ABU DHABI_Tourist Club Area | 2500100 | 2CC |  | AUH_E2271Y_11098_001020001 | in | Locked | On Air | On Air |  | Nokia | 3G+4G | NSN U900 F1 | NSN L1800 F1 (20MHz) + L800 F1 (15Mhz) |  | 8 |  |  | IIB
| AUH0542 | Abu Dhabi University | AUH0542 | AUH5542 | AUHL0542 |  | AUH | 24.3658 | 54.5638 | du | University | IBS | Abu Dhabi | ABU DHABI_ZAYED CITY | 2440000 | 1CC |  | AUH_E2469I_10222_001001001 | in | Locked | On Air | On Air |  | Huawei/Nokia | 3G+4G | HW U2.1 F2 / U900 F1 | NSN L18 F1 (20M) |  | 2 |  |  | IIB
| AUH0549 | Abu Dhabi Water & Electricity Authority Building (ADWEA) | AUH0549 | AUH5549 | AUHL0549 |  | AUH | 24.483 | 54.3775 | du | Commercial | IBS | Abu Dhabi | ABU DHABI_Madinat Zayed(AD) | 2501200 | 2CC |  | AUH_E2271Y_10394_001001001 | in | Locked | On Air | On Air |  | Nokia | 3G+4G | NSN U900 F1 | NSN L1800 F1 (20MHz) + L800 F1 (15Mhz) |  | 2 |  |  | IIB
| SHJ0144 | Abu Shagarah Building 156 | SHJ0144 | SHJ5144 | SHJL0144 |  | NE | 25.3361 | 55.3988 | du | Residential | IBS | Sharjah | SHARJAH_ABU SHUGHARA | 3010800 | 2CC |  | SHJ_E3380Q_10680_001001001 | in | Locked | On Air | On Air |  | Huawei | 3G+4G | HW U2.1 F2 / U900 F1 | HW L1.8 F1 (20M) + L800 F1 (15M) |  | 6 |  |  | IIB
| SHJ0411 | Abu Shagarah Twin Towers | SHJ0411 | SHJ5411 | SHJL0411 |  | NE | 25.3439 | 55.402 | du | Residential | IBS | Sharjah | SHARJAH_ABU SHUGHARA | 3010800 | 2CC |  | SHJ_E3380R_10012_001002001 | in | Locked | On Air | On Air |  | Huawei | 3G+4G | HW U2.1 F2 / U900 F1 | HW L1.8 F1 (20M) + L800 F1 (15M) |  | 12 |  |  | IIB
July 2019 Update | RAK0517 | ACACIA Hotel | RAK0517 | RAK5517 | RAKL0517 |  | NE | 25.6603 | 55.7971 | ETC | Hotel | IBS | Sharjah | RAS AL-KHAIMAH_JAZEERAH SUBAITH | 7060500 | 1CC |  | RKT_E3783C_10004_001001001 | in | Locked | On Air | On Air |  | Huawei | 3G+4G | HW U2.1 F2 | HW L1.8 F1 (20M) |  | 1/2 |  |  | IIB
| DXB0177 | Academic City Complex, Emirates Road, Dubai (Block 6,7,8) | DXB0177 | DXB5177 | DXBL0177 |  | DXB | 25.1241 | 55.4116 | du | University | IBS | Dubai North | DUBAI_AL ROWAIYAH FIRST (800) | 1081200 | 3CC |  | DXB_E3377C_10030_001001002 | in | On Air | On Air | On Air |  | Huawei | 2G+3G+4G | HW U2.1 F2 / U900 F1 | HW L1.8 F1/F2 (20+10M) + L800 F1 (15M) |  | 2/4 |  |  | IIB
| DXB0375 | ACICO Twin Tower - JAL Hotel | DXB0375 | DXB5375 | DXBL0375 |  | DXB | 25.2236 | 55.2823 | ETC | Hotel | IBS | Dubai North | DUBAI_TRADE CENTER FIRST | 1033500 | 2CC |  | DXB_E3279U_15607_001024007 | in | Locked | On Air | On Air |  | Huawei | 3G+4G | HW U2.1 F2 / U900 F1 | HW L1.8 F1 (20M) + L800 F1 (15M) |  | 9 |  |  | IIB
| DXB0376 | ACICO Twin Tower - Offices (Massima Tower) | DXB0376 | DXB5376 | DXBL0376 |  | DXB | 25.2236 | 55.2823 | ETC | Commercial | IBS | Dubai North | DUBAI_TRADE CENTER FIRST | 1033500 | 1CC |  | DXB_E3279U_15607_001049001 | in | Locked | On Air | On Air |  | Huawei | 3G+4G | HW U2.1 F2 | HW L1.8 F1 (20M) |  | 3/3 |  |  | IIB
| AUH0485 | ADAC_Air Traffic Control Complex (ATCC) |  | AUH5485 | AUHL0485 |  | AUH | 24.4416 | 54.6551 | ETC | Airport | IBS | Abu Dhabi | ABU DHABI_ABU DHABI INTERNATIONAL AIRPORT | 2044300 | 1CC |  | AUH_E2570N_10004_001001001 | in |  | On Air | On Air |  | Huawei/Nokia | 3G+4G | HW U2.1 F2 | NSN L18 F1 (20M) |  | 1 |  |  | IIB
| AUH0412 | ADCO HQ | AUH0412 | AUH5412 | AUHL0412 |  | AUH | 24.4737 | 54.3436 | du | Commercial | IBS | Abu Dhabi | ABU DHABI_Al Khalidiya | 2501300 | 2CC |  | AUH_E2270C_10008_001003001 | in | On Air | On Air | On Air |  | Nokia | 2G+3G+4G | NSN U900 F1 | NSN L1800 F1 (20MHz) + L800 F1 (15Mhz) |  | 6 |  |  | IIB
| AUH0540 | ADIA HQ | AUH0540 | AUH5540 | AUHL0540 |  | AUH | 24.4861 | 54.3515 | ETC | Government | IBS | Abu Dhabi | ABU DHABI_Al Hosn | 2500300 | 2CC |  | AUH_E2271X_10759_001002001 | in | Locked | On Air | On Air |  | Nokia | 3G+4G | NSN U900 F1 | NSN L18 F1/F2 (20+15M) |  | 6 |  |  | IIB
| AUH0540 | ADIA HQ |  |  |  | AUHNR0540A | AUH | 24.4861 | 54.3515 | ETC | Government | IBS | Abu Dhabi | ABU DHABI_Al Hosn | 2500300 |  |  | AUH_E2271X_10759_001002001 | in |  |  |  | On Air | Nokia | 5G |  |  | 1CC | 6 | 61 | N78 | IIB
| AUH0540 | ADIA HQ |  |  |  | AUHNR0540B | AUH | 24.4861 | 54.3515 | ETC | Government | IBS | Abu Dhabi | ABU DHABI_Al Hosn | 2500300 |  |  | AUH_E2271X_10759_001002001 | in |  |  |  | On Air | Nokia | 5G |  |  | 1CC | 6 | 54 | N78 | IIB
| AUH0540 | ADIA HQ |  |  |  | AUHNR0540C | AUH | 24.4861 | 54.3515 | ETC | Government | IBS | Abu Dhabi | ABU DHABI_Al Hosn | 2500300 |  |  | AUH_E2271X_10759_001002001 | in |  |  |  | On Air | Nokia | 5G |  |  | 1CC | 6 | 69 | N78 | IIB
| AUH0540 | ADIA HQ |  |  |  | AUHNR0540D | AUH | 24.4861 | 54.3515 | ETC | Government | IBS | Abu Dhabi | ABU DHABI_Al Hosn | 2500300 |  |  | AUH_E2271X_10759_001002001 | in |  |  |  | On Air | Nokia | 5G |  |  | 1CC | 6 | 70 | N78 | IIB
| AUH0540 | ADIA HQ |  |  |  | AUHNR0540E | AUH | 24.4861 | 54.3515 | ETC | Government | IBS | Abu Dhabi | ABU DHABI_Al Hosn | 2500300 |  |  | AUH_E2271X_10759_001002001 | in |  |  |  | On Air | Nokia | 5G |  |  | 1CC | 6 | 12 | N78 | IIB
| AUH0740 | ADIC HQ - Tower 1 (Bank & Common Floor) |  | AUH5740 | AUHL0740 | AUHNR0740 | AUH | 24.4561 | 54.4009 | ETC | Commercial | IBS | Abu Dhabi | ABU DHABI_Al Nahyan | 2501000 | 2CC | Yes | AUH_E2370F_11316_001002001 | in |  | On Air | On Air | On Air | Nokia | 3G+4G+5G | NSN U900 F1 | NSN L1800 F1 (20MHz) + L800 F1 (15Mhz) | 1CC | 8 | 4 | N41 | IIB
| AUH0741 | ADIC HQ - Tower 2 (Council) |  | AUH5741 | AUHL0741 | AUHNR0741 | AUH | 24.4561 | 54.4009 | ETC | Commercial | IBS | Abu Dhabi | ABU DHABI_Al Nahyan | 2501000 | 2CC | Yes | AUH_E2370F_11321_001001001 | in |  | On Air | On Air | On Air | Nokia | 3G+4G+5G | NSN U900 F1 | NSN L1800 F1 (20MHz) + L800 F1 (15Mhz) | 1CC | 6 | 3 | N41 | IIB
| AUH0565 | ADNEC Phase 1 - Exhibition Hall 1-7 , Link Building & Grand Stand Right Wing | AUH0565 | 0.Decomm | 0.Decomm |  | AUH | 24.4195 | 54.4363 | ETC | Exhibition | IBS | Abu Dhabi | ABU DHABI_Al Safarat | 2501901 |  |  | AUH_E2370R_11147_001001001 | in | On Air |  |  |  | Nokia | 2G | [6 empty] | MW
Decomm | AUH0565 | ADNEC Phase 1 - Exhibition Hall 1-7 , Link Building & Grand Stand Right Wing |  |  | 0.Decomm |  | AUH | 24.4195 | 54.4363 | ETC |  | IBS | Abu Dhabi | ABU DHABI_Al Safarat | 2501901 |  |  | AUH_E2370R_11147_001001001 | OUT | [12 empty] | MW
Decomm | AUH0565 | ADNEC Phase 1 - Exhibition Hall 1-7 , Link Building & Grand Stand Right Wing |  |  | 0.Decomm |  | AUH | 24.4195 | 54.4363 | ETC |  | IBS | Abu Dhabi | ABU DHABI_Al Safarat | 2501901 |  |  | AUH_E2370R_11147_001001001 | OUT | [12 empty] | MW
| AUH0596 | ADNEC Phase 2 - Exhibition Hall 8 -12 & Car Park Building A |  |  | AUHL0596III |  | AUH | 24.4208 | 54.4361 | ETC |  | IBS | Abu Dhabi | ABU DHABI_Al Safarat | 2501901 | 1CC |  | AUH_E2370R_11142_001001001 | in |  |  | On Air |  | Nokia | 4G |  | NSN L18 F1 (20M) |  | 1 |  |  | MW
| AUH0596 | ADNEC Phase 2 - Exhibition Hall 8 -12 & Car Park Building A | AUH0596 | AUH5596 | AUHL0596I |  | AUH | 24.4208 | 54.4361 | ETC | Exhibition | IBS | Abu Dhabi | ABU DHABI_Al Safarat | 2501901 | 1CC |  | AUH_E2370R_11142_001001001 | in | Locked | On Air | On Air |  | Nokia | 3G+4G | NSN U900 F1 | L800 F1 (15M) |  | 1 |  |  | MW
| AUH0596 | ADNEC Phase 2 - Exhibition Hall 8 -12 & Car Park Building A |  |  | AUHL0596II |  | AUH | 24.4208 | 54.4361 | ETC |  | IBS | Abu Dhabi | ABU DHABI_Al Safarat | 2501901 | 1CC |  | AUH_E2370R_11142_001001001 | in |  |  | On Air |  | Nokia | 4G |  | NSN L18 F1 (20M) |  | 1 |  |  | MW
| AUH0596 | ADNEC Phase 2 - Exhibition Hall 8 -12 & Car Park Building A |  |  | AUHL0596IV |  | AUH | 24.4208 | 54.4361 | ETC |  | IBS | Abu Dhabi | ABU DHABI_Al Safarat | 2501901 | 1CC |  | AUH_E2370R_11142_001001001 | in |  |  | On Air |  | Nokia | 4G |  | NSN L18 F1 (20M) |  | 1 |  |  | MW
| AUH0595 | ADNEC Phase 2 - Car Park Building B, Link Building & Grand Stand Left Wing | AUH0595 | AUH5595 | AUHL0595 |  | AUH | 24.4194 | 54.4353 | ETC | Exhibition | IBS | Abu Dhabi | ABU DHABI_Al Safarat | 2501901 | 1CC |  | AUH_E2370R_11147_001002001 | in | Locked | On Air | On Air |  | Nokia | 3G+4G | NSN U900 F1 | L800 F1 (15M) |  | 1 |  |  | MW
| AUH0597 | ADNEC Phase 2A - Aloft Hotel | AUH0597 | AUH5597 | AUHL0597 |  | AUH | 24.4201 | 54.4395 | ETC | Hotel | IBS | Abu Dhabi | ABU DHABI_Al Safarat | 2501901 | 3CC |  | AUH_E2370R_10336_001003001 | in | On Air | On Air | On Air |  | Nokia | 2G+3G+4G | NSN U900 F1 | NSN L1800 F1/F2 (20+15M) + L800 F1 (15M) |  | 10 |  |  | MW
Sep 2021 Update | AUH0598 | ADNEC Phase 2A - Hyatt Capital Gate Hotel | AUH0598 | AUH5598 | AUHL0598 | AUHNR0598 | AUH | 24.4184 | 54.4347 | ETC | Hotel | IBS | Abu Dhabi | ABU DHABI_Al Safarat | 2501901 | 1CC |  | AUH_E2370R_10336_001002001 | in | Locked | On Air | On Air | On Air | Nokia | 3G+4G+5G | NSN U2.1 F1 | NSN L18 F1 (20M) | 1CC | 8 | 10 | N78 | IIB
| AUH0674 | ADNOC Housing Al Yash Guest House-1 |  | AUH5674 | AUHL0674 |  | AUH | 24.0896 | 52.6444 | du | Residential | IBS | WR | ABU DHABI_AL RUWAIS | 2003100 | 4CC |  | AUH_E0567V_10312_001001001 | in |  | On Air | On Air |  | Nokia | 3G+4G | NSN U2.1 F1+F2 | NSN L18 F1/F2 (20+15M) + L800 F1 (15M) + L21 F1 (10M) |  | 8 |  |  | MW
| AUH0675 | ADNOC Housing Al Yash Guest House-2 |  | AUH5675 | AUHL0675 |  | AUH | 24.0896 | 52.6444 | du | Residential | IBS | WR | ABU DHABI_AL RUWAIS | 2003100 | 4CC |  | AUH_E0567V_10312_001001002 | in |  | On Air | On Air |  | Nokia | 3G+4G | NSN U2.1 F1+F2 | NSN L18 F1/F2 (20+15M) + L800 F1 (15M) + L21 F1 (10M) |  | 8 |  |  | MW
| AUH0676 | ADNOC Housing Al Yash Guest House-3 |  | AUH5676 | AUHL0676 |  | AUH | 24.0896 | 52.6444 | du | Residential | IBS | WR | ABU DHABI_AL RUWAIS | 2003100 | 3CC |  | AUH_E0567V_10312_001001003 | in |  | On Air | On Air |  | Nokia | 3G+4G | NSN U2.1 F1+F2 | NSN L1800 F1/F2 (20+15M) + L800 F1 (15M) |  | 12 |  |  | MW
| AUH0677 | ADNOC Housing Al Yash Guest House-4 |  | AUH5677 | AUHL0677 |  | AUH | 24.0896 | 52.6444 | du | Residential | IBS | WR | ABU DHABI_AL RUWAIS | 2003100 | 3CC |  | AUH_E0567V_10312_001001004 | in |  | On Air | On Air |  | Nokia | 3G+4G | NSN U2.1 F1+F2 | NSN L1800 F1/F2 (20+15M) + L800 F1 (15M) |  | 15 |  |  | MW
| AUH0497 | ADNOC New HQ Parking | AUH0497 | AUH5497 | AUHL0497 |  | AUH | 24.462 | 54.324 | ETC | Commercial | IBS | Abu Dhabi | ABU DHABI_Al Khebeirah | 2500400 | 1CC |  | AUH_E2270G_10100_001001002 | in | Locked | On Air | On Air |  | Huawei/Nokia | 3G+4G | HW U2.1 F2 | NSN L18 F1 (20M) |  | 1 |  |  | IIB
| AUH0594 | ADNOC New HQ Tower | AUH0594 | AUH5594 | AUHL0594 |  | AUH | 24.462 | 54.324 | ETC | Commercial | IBS | Abu Dhabi | ABU DHABI_Al Khebeirah | 2500400 | 1CC |  | AUH_E2270G_10100_001001003 | in | Locked | On Air | On Air |  | Huawei/Nokia | 3G+4G | HW U2.1 F2 | NSN L18 F1 (20M) |  | 3 |  |  | IIB
Jan 2019 Update | AUH5818B | ADPC Cruise Terminal_1F |  | AUH5818B | AUHL0818II |  | AUH | 24.5298 | 54.3817 | du | Commercial | ATOM | Abu Dhabi | ABU DHABI_Al Meena | 2500001 | 1CC |  | AUH_E2271O_10484_001001001 | in |  | On Air | On Air |  | Nokia | 3G+4G | NSN U2.1 F1+F2 | NSN L18 F1 (20M) |  | 1 |  |  | MW
Jan 2019 Update | AUH5818A | ADPC Cruise Terminal_GF |  | AUH5818A | AUHL0818I |  | AUH | 24.5298 | 54.3817 | du |  | ATOM | Abu Dhabi | ABU DHABI_Al Meena | 2500001 | 1CC |  | AUH_E2271O_10486_001001001 | in |  | On Air | On Air |  | Nokia | 3G+4G | NSN U2.1 F1+F2 | NSN L18 F1 (20M) |  | 1 |  |  | MW
| AUH0885 | Ahlia Towers Block A and Common Podium | AUH0885 | AUH5885 | AUHL0885 |  | AUH | 24.4701 | 54.3423 | du | Residential | IBS | Abu Dhabi | ABU DHABI_Al Khalidiya | 2501300 | 2CC |  | AUH_E2270C_10593_001003002 | in | Locked | On Air | On Air |  | Nokia | 3G+4G | NSN U900 F1 | NSN L1800 F1 (20MHz) + L800 F1 (15Mhz) |  | 8 |  |  | IIB
| AUH0886 | Ahlia Towers Block B and C |  | AUH5886 | AUHL0886 |  | AUH | 24.4701 | 54.3423 | du | Residential | IBS | Abu Dhabi | ABU DHABI_Al Khalidiya | 2501300 | 2CC |  | AUH_E2270C_10593_001003001 | in |  | On Air | On Air |  | Nokia | 3G+4G | NSN U900 F1 | NSN L1800 F1 (20MHz) + L800 F1 (15Mhz) |  | 8 |  |  | IIB
| SHJ0332 | Air Arabia Centro Hotel (Rotana near SHJ Airport) | SHJ0332 | SHJ5332 | SHJL0332 |  | NE | 25.3201 | 55.5141 | ETC | Hotel | IBS | Sharjah | SHARJAH_SHARJAH INTERNATIONAL AIRPORT | 3010900 | 1CC |  | SHJ_E3480W_10003_001001002 | in | Locked | On Air | On Air |  | Huawei | 3G+4G | HW U2.1 F2 | HW L1.8 F1 (20M) |  | 2/2 |  |  | IIB
| IDX5710 | Ajmal Sarah Tower |  | IDX0710 | IDXL5710 |  | DXB | 25.0991 | 55.3738 | du | Residential | IBS | Dubai South | DUBAI_WADI AL SAFA 5 (DUBAI LAND) | 1064800 | 2CC |  | DXB_E3377F_10132_001009021 | in |  | On Air | On Air |  | Huawei | 3G+4G | HW U2.1 F2 / U900 F1 | HW L1.8 F1 (20M) + L800 F1 (15M) |  | 4/4 |  |  | IIB
| AJM0879 | Ajman Bank Building | AJM0879 | AJM5879 | AJML0879 |  | NE | 25.3917 | 55.4364 | du | Commercial | IBS | Ajman | AJMAN_NUAIMEYA 3 | 4001300 | 2CC |  | AJM_E3380D_10358_001017002 | in | Locked | On Air | On Air |  | Huawei | 3G+4G | HW U2.1 F2 / U900 F1 | HW L1.8 F1 (20M) + L800 F1 (15M) |  | 6 |  |  | IIB
| AJM0935 | Ajman City Center Expansion – Phase 1 | AJM0935 | AJM5935 | AJML0935 | AJMNR0935 | NE | 25.3996 | 55.4794 | du | Mall | IBS | Ajman | AJMAN_JURF 2 | 4002200 | 3CC | Yes | AJM_E3481V_10070_001001187 | in | On Air | On Air | On Air | On Air | Huawei | 2G+3G+4G+5G | HW U2.1 F2 / U900 F1 | HW L1.8 F1/F2 (20+10M) + L800 F1 (15M) | 1CC | 10/10 | 5/0 | N41 | IIB
Decomm | AJM0801 | Ajman City Centre |  | 0.Decomm | 0.Decomm |  | NE | 25.3994 | 55.4791 | du | Mall | IBS | Ajman | AJMAN_JURF 2 | 4002200 |  |  |  | OUT | [12 empty] | MW
| AJM0922 | Ajman City Towers B3 B4 B5 C1 C2 |  | AJM5922 | AJML0922 | AJMNR0922 | NE | 25.3906 | 55.4413 | du | Residential | IBS | Ajman | AJMAN_NUAIMEYA 3 | 4001300 | 2CC |  | AJM_E3380E_14302_001005002 | in |  | On Air | On Air | On Air | Huawei | 3G+4G+5G | HW U2.1 F2 / U900 F1 | HW L1.8 F1 (20M) + L800 F1 (15M) | 1CC | 28 | 6/0 | N41 | IIB
| AJM0923 | Ajman City Towers A1 A2 B1 B2 |  | AJM5923 | AJML0923 | AJMNR0923 | NE | 25.3906 | 55.4413 | du | Residential | IBS | Ajman | AJMAN_NUAIMEYA 3 | 4001300 | 2CC |  | AJM_E3380E_11371_001012015 | in |  | On Air | On Air | On Air | Huawei | 3G+4G | HW U2.1 F2 / U900 F1 | HW L1.8 F1 (20M) + L800 F1 (15M) | 1CC | 23 | 5 | N41 | IIB
| AJM0939 | Ajman Free Zone Block C |  | AJM5939 | AJML0939 |  | NE | 25.419437 | 55.4525 | du | Commerical | IBS | Ajman | AJMAN_LIWARA 1 | 4001402 | 2CC |  | AJM_E3381T_10959_001005025 | in |  | On Air | On Air |  | Huawei | 3G+4G | HW U2.1 F2 / U900 F1 | HW L1.8 F1 (20M) + L800 F1 (15M) |  | 2/2 |  |  | IIB
| AJM0909 | Ajman Hyper Market Coop – Al Rumailah | AJM0909 | AJM5909 | AJML0909 |  | NE | 25.4002 | 55.4333 | du | Mall | IBS | Ajman | AJMAN_RUMAILA 2 | 4000600 | 2CC |  | AJM_E3381X_12080_001001002 | in | Locked | On Air | On Air |  | Huawei | 3G+4G | HW U2.1 F2 / U900 F1 | HW L1.8 F1 (20M) + L800 F1 (15M) |  | 3 |  |  | IIB
| AJM0802 | Ajman Kempenski Hotel | AJM0802 | AJM5802 | AJML0802 | AJMNR0802 | NE | 25.4232 | 55.4428 | du | Hotel | IBS | Ajman | AJMAN_NAKHEEL 2 | 4001000 | 2CC |  | AJM_E3381T_13923_001001001 | in | Locked | On Air | On Air | On Air | Huawei | 3G+4G+5G | HW U2.1 F2 / U900 F1 | HW L1.8 F1 (20M) + L800 F1 (15M) | 1CC | 3/4 | 2/0 | N41 | MW
| AJM0803 | Ajman Municipality | AJM0803 | AJM5803 | AJML0803 |  | NE | 25.4077 | 55.445 | du | Government | IBS | Ajman | AJMAN_LIWARA 2 | 4001501 | 1CC |  | AJM_E3381Y_11213_001002001 | in | Locked | On Air | On Air |  | Huawei | 3G+4G | HW U2.1 F2 | HW L1.8 F1 (20M) |  | 1/1 |  |  | MW
| AJM0900 | Ajman One Towers_E11 Tower&NE12 Tower | AJM0900 | AJM5900 | AJML0900 |  | NE | 25.3959 | 55.431 | du | Residential | IBS | Ajman | AJMAN_RASHIDEYA 3 | 4000400 | 2CC |  | AJM_E3380D_11269_001032002 | in | Locked | On Air | On Air |  | Huawei | 3G+4G | HW U2.1 F2 / U900 F1 | HW L1.8 F1/F2 (20+10M) |  | 6/12 |  |  | IIB
| AJM0901 | Ajman One Towers_Ground Floor&Podium Floors | AJM0901 | AJM5901 | AJML0901 |  | NE | 25.3959 | 55.431 | du | Residential | IBS | Ajman | AJMAN_RASHIDEYA 3 | 4000400 | 1CC |  | AJM_E3380D_11259_001001007 | in | Locked | On Air | On Air |  | Huawei | 3G+4G | HW U2.1 F2 | HW L1.8 F1 (20M) |  | 4/4 |  |  | IIB
| AJM0895 | Ajman One Towers_N1 Tower & NW2 Tower | AJM0895 | AJM5895 | AJML0895 |  | NE | 25.3959 | 55.431 | du | Residential | IBS | Ajman | AJMAN_RASHIDEYA 3 | 4000400 | 2CC |  | AJM_E3380D_11259_001032002 | in | Locked | On Air | On Air |  | Huawei | 3G+4G | HW U2.1 F2 / U900 F1 | HW L1.8 F1/F2 (20+10M) |  | 5/14 |  |  | IIB
| AJM0896 | Ajman One Towers_NW3 Tower&NW4 Tower | AJM0896 | AJM5896 | AJML0896 |  | NE | 25.3959 | 55.431 | du | Residential | IBS | Ajman | AJMAN_RASHIDEYA 3 | 4000400 | 3CC |  | AJM_E3380D_11261_001032002 | in | On Air | On Air | On Air |  | Huawei | 2G+3G+4G | HW U2.1 F2 / U900 F1 | HW L1.8 F1/F2 (20+10M) + L800 F1 (15M) |  | 10/14 |  |  | IIB
| AJM0898 | Ajman One Towers_S7 Tower&SE8 Tower | AJM0898 | AJM5898 | AJML0898 |  | NE | 25.3959 | 55.431 | du | Residential | IBS | Ajman | AJMAN_RASHIDEYA 3 | 4000400 | 2CC |  | AJM_E3380D_11266_001032002 | in | Locked | On Air | On Air |  | Huawei | 3G+4G | HW U2.1 F2 / U900 F1 | HW L1.8 F1 (20M) + L800 F1 (15M) |  | 16 |  |  | IIB
| AJM0899 | Ajman One Towers_SE9 Tower&SE10 Tower | AJM0899 | AJM5899 | AJML0899 |  | NE | 25.3959 | 55.431 | du | Residential | IBS | Ajman | AJMAN_RASHIDEYA 3 | 4000400 | 2CC |  | AJM_E3380D_11267_001032002 | in | Locked | On Air | On Air |  | Huawei | 3G+4G | HW U2.1 F2 / U900 F1 | HW L1.8 F1/F2 (20+10M) |  | 6/12 |  |  | IIB
| AJM0897 | Ajman One Towers_W5 Tower&SW6 Tower | AJM0897 | AJM5897 | AJML0897 |  | NE | 25.3959 | 55.431 | du | Residential | IBS | Ajman | AJMAN_RASHIDEYA 3 | 4000400 | 3CC |  | AJM_E3380D_11264_001032002 | in | Locked | On Air | On Air |  | Huawei | 3G+4G | HW U2.1 F2 / U900 F1 | HW L1.8 F1/F2 (20+10M) + L800 F1 (15M) |  | 16 |  |  | IIB
| AJM0946 | Ajman Oriental Tower B |  | AJM5946 | AJML0946 |  | NE | 25.4045 | 55.4512 | du | Residential | IBS | Ajman | AJMAN_LIWARA 2 | 4001501 | 2CC |  | AJM_E3381Y_13943_001030001 | in |  | On Air | On Air |  | Huawei | 3G+4G | HW U2.1 F2 / U900 F1 | HW L1.8 F1 (20M) + L800 F1 (15M) |  | 9 |  |  | IIB
| AJM0947 | Ajman Oriental Tower C |  | AJM5947 | AJML0947 |  | NE | 25.4045 | 55.4512 | du | Residential | IBS | Ajman | AJMAN_LIWARA 2 | 4001501 | 2CC |  | AJM_E3381Y_13944_001030001 | in |  | On Air | On Air |  | Huawei | 3G+4G | HW U2.1 F2 / U900 F1 | HW L1.8 F1 (20M) + L800 F1 (15M) |  | 6 |  |  | IIB
| AJM0945 | Ajman Oriental Tower Podium and Tower A |  | AJM5945 | AJML0945 |  | NE | 25.4045 | 55.4512 | du | Residential | IBS | Ajman | AJMAN_LIWARA 2 | 4001501 | 2CC |  | AJM_E3381Y_13942_001005001 | in |  | On Air | On Air |  | Huawei | 3G+4G | HW U2.1 F2 / U900 F1 | HW L1.8 F1 (20M) + L800 F1 (15M) |  | 9 |  |  | IIB
| AJM0894 | Ajman Palace Hotel | AJM0894 | AJM5894 | AJML0894 | AJMNR0894 | NE | 25.4169 | 55.4388 | du | Hotel | IBS | Ajman | AJMAN_NAKHEEL 2 | 4001000 | 3CC |  | AJM_E3381S_10001_001001002 | in | Locked | On Air | On Air | On Air | Huawei | 3G+4G+5G | HW U2.1 F2 / U900 F1 | HW L1.8 F1 (20M) + L800 F1 (15M) + L21 (15M) | 1CC | 12 | 2/0 | N41 | IIB
| AJM0914 | Ajman Pearl Tower(A1&A2&A3) | AJM0914 | AJM5914 | AJML0914 |  | NE | 25.3925 | 55.4686 | du | Residential | IBS | Ajman | AJMAN_RASHIDEYA 1 | 4000200 | 2CC |  | AJM_E3480A_12264_001012011 | in | Locked | On Air | On Air |  | Huawei | 3G+4G | HW U2.1 F2 / U900 F1 | HW L1.8 F1 (20M) + L800 F1 (15M) |  | 6/10 |  |  | IIB
| AJM0915 | Ajman Pearl Tower(A4&A5) | AJM0915 | AJM5915 | AJML0915 | AJMNR0915 | NE | 25.3925 | 55.4686 | du | Residential | IBS | Ajman | AJMAN_RASHIDEYA 1 | 4000200 | 2CC |  | AJM_E3480A_12266_001014011 | in | Locked | On Air | On Air | On Air | Huawei | 3G+4G+5G | HW U2.1 F2 / U900 F1 | HW L1.8 F1/F2 (20+10M) | 1CC | 4/10 | 4/0 | N41 | IIB
| AJM0916 | Ajman Pearl Tower(B1&B2&B3) | AJM0916 | AJM5916 | AJML0916 |  | NE | 25.3925 | 55.4686 | du | Residential | IBS | Ajman | AJMAN_RASHIDEYA 1 | 4000200 | 2CC |  | AJM_E3480A_12269_001012011 | in | Locked | On Air | On Air |  | Huawei | 3G+4G | HW U2.1 F2 / U900 F1 | HW L1.8 F1 (20M) + L800 F1 (15M) |  | 6/10 |  |  | IIB
| AJM0917 | Ajman Pearl Tower(B4&B5) | AJM0917 | AJM5917 | AJML0917 | AJMNR0917 | NE | 25.3925 | 55.4686 | du | Residential | IBS | Ajman | AJMAN_RASHIDEYA 1 | 4000200 | 2CC |  | AJM_E3480A_12271_001014011 | in | Locked | On Air | On Air | On Air | Huawei | 3G+4G+5G | HW U2.1 F2 / U900 F1 | HW L1.8 F1 (20M) + L800 F1 (15M) | 1CC | 13 | 3/0 | N41 | IIB
| AJM0891 | Ajman Pink Tower | AJM0891 | AJM5891 | AJML0891 |  | NE | 25.3931 | 55.4315 | du | Commercial | IBS | Ajman | AJMAN_RASHIDEYA 3 | 4000400 | 1CC |  | AJM_E3380D_11063_001045002 | in | Locked | On Air | On Air |  | Huawei | 3G+4G | HW U2.1 F2 / U900 F1 | HW L1.8 F1 (20M) |  | 3/6 |  |  | IIB
| AJM0908 | Ajman Saray Resort | AJM0908 | AJM5908 | AJML0908 | AJMNR0908 | NE | 25.4211 | 55.4413 | ETC | Hotel | IBS | Ajman | AJMAN_NAKHEEL 2 | 4001000 | 4CC |  | AJM_E3381T_10756_001001001 | in | Locked | On Air | On Air | On Air | Huawei | 3G+4G+5G | HW U2.1 F2 / U900 F1 | HW L1.8 F1/F2 (20+10M) + L800 F1 (15M) | 1CC | 6/4 | 2/0 | N41 | IIB
| AJM0878 | Ajman Twin Towers | AJM0878 | AJM5878 | AJML0878 |  | NE | 25.3915 | 55.4372 | du | Residential | IBS | Ajman | AJMAN_NUAIMEYA 3 | 4001300 | 1CC |  | AJM_E3380D_11247_001001002 | in | Locked | On Air | On Air |  | Huawei | 3G+4G | HW U2.1 F2 | HW L1.8 F1 (20M) |  | 10 |  |  | IIB
| AJM0804 | Ajman University | AJM0804 | AJM5804 | AJML0804 |  | NE | 25.4122 | 55.5072 | du | University | IBS | Ajman | AJMAN_JURF 1 | 4002100 | 2CC |  | AJM_E3481W_12379_001002002 | in | Locked | On Air | On Air |  | Huawei | 3G+4G | HW U2.1 F2 / U900 F1 | HW L1.8 F1 (20M) + L800 F1 (15M) |  | 2/2 |  |  | IIB
| AJM0805 | Ajman University - 2 | AJM0805 | AJM5805 | AJML0805 |  | NE | 25.4131 | 55.5049 | du | University | IBS | Ajman | AJMAN_JURF 1 | 4002100 | 2CC |  | AJM_E3481W_10650_001003001 | in | Locked | On Air | On Air |  | Huawei | 3G+4G | HW U2.1 F2 / U900 F1 | HW L1.8 F1 (20M) + L800 F1 (15M) |  | 4/3 |  |  | IIB
| AJM0806 | Ajman University - 3 | AJM0806 | AJM5806 | AJML0806 |  | NE | 25.4125 | 55.5035 | du | University | IBS | Ajman | AJMAN_JURF 1 | 4002100 | 2CC |  | AJM_E3481W_10650_001004001 | in | Locked | On Air | On Air |  | Huawei | 3G+4G | HW U2.1 F2 / U900 F1 | HW L1.8 F1 (20M) + L800 F1 (15M) |  | 2/2 |  |  | IIB
| FUJ0636 | Ajman University of Science and Technology |  | FUJ5636 | FUJL0636 |  | NE | 25.1319 | 56.2939 | du | University | IBS | Fujairah | FUJAIRAH_Fujairah Rural | 6000200 | 2CC |  | FJR_E4277B_10002_001001001 | in |  | On Air | On Air |  | Huawei | 3G+4G | HW U2.1 F2 / U900 F1 | HW L1.8 F1 (20M) + L800 F1 (15M) |  | 6 |  |  | IIB
July 2019 Update | DXB0506 | AL ABBAS TRADING | DXB0506 | DXB5506 | DXBL0506 |  | DXB | 25.2588 | 55.3011 | du | Commercial | IBS | Dubai North | DUBAI_AL HAMRIYA | 1031300 | 2CC |  | DXB_E3279L_12290_001001001 | in | Locked | On Air | On Air |  | Huawei | 3G+4G | HW U2.1 F2 / U900 F1 | HW L1.8 F1 (20M) + L800 F1 (15M) |  | 6 |  |  | IIB
| SHJ0120 | Al Ahli Building | SHJ0120 | SHJ5120 | SHJL0120 |  | NE | 25.2882 | 55.4497 | du | Residential | IBS | Sharjah | SHARJAH_MUWAILEH COMMERCIAL | 3009900 | 2CC |  | SHJ_E3379J_10516_001003001 | in | Locked | On Air | On Air |  | Huawei | 3G+4G | HW U2.1 F2 / U900 F1 | HW L1.8 F1 (20M) + L800 F1 (15M) |  | 6/6 |  |  | IIB
Sep 2019 Update | AAN0014 | Al Ain Hospital (Old + New Buildings) | AAN0014 | AAN5014 | AANL0014 |  | AUH | 24.2307 | 55.7334 | du | Hospital | IBS | Al Ain | ABU DHABI_AL MUTAREDH | 8001500 | 2CC |  | AAN_E3668X_10033_001001001 | in | Locked | On Air | On Air |  | Ericsson | 3G+4G | E/// U900 F1 | E/// L1.8 F1 (20M) + L800 F1 (15M) |  |  |  |  | MW
| AAN0003 | Al Ain International Airport | AAN0003 | AAN5602 | AANL0003 |  | AUH | 24.2586 | 55.6164 | du |  | IBS | Al Ain | ABU DHABI_AL AIN INTERNATIONAL AIRPORT | 8004000 | 1CC |  | AAN_E3568R_10002_001001001 | in | Locked | On Air | On Air |  | Huawei/Nokia | 3G+4G | HW U2.1 F1+F2 | NSN L18 F1 (20M) |  | 2 |  |  | MW
| AAN0004 | Al Ain Mall | AAN0004 | AAN5004 | AANL0004 | AAN0004_N_BB2 | AUH | 24.2225 | 55.7822 | du | Mall | IBS | Al Ain | ABU DHABI_CENTRAL DISTRICT | 8001800 | 2CC |  | AAN_E3767A_10011_001003091 | in | Locked | On Air | On Air | On Air | Ericsson | 3G+4G+5G | E/// U2.1 F1+F2 / U900 F1 | E/// L1.8 F1 (20M) + L800 F1 (15M) |  |  |  |  | IIB
| AAN0004 | Al Ain Mall |  |  |  | AAN0004_N_BB3 | AUH | 24.2225 | 55.7822 | du | Mall | IBS | Al Ain | ABU DHABI_CENTRAL DISTRICT | 8001800 |  |  | AAN_E3767A_10011_001003091 | in |  |  |  | On Air | Ericsson | 5G | [6 empty] | IIB
| AAN0025 | Al Ain Mall Phase-1 Extension | AAN0025 | AAN5025 | AANL0025 | AAN0025_N_BB2 | AUH | 24.2209 | 55.7819 | ETC | Mall | IBS | Al Ain | ABU DHABI_CENTRAL DISTRICT | 8001800 | 2CC |  | AAN_E3767A_10011_001005001 | in | Locked | On Air | On Air | On Air | Ericsson | 3G+4G+5G | E/// U2.1 F1+F2 / U900 F1 | E/// L1.8 F1 (20M) + L800 F1 (15M) |  |  |  |  | IIB
| AAN0005 | Al Ain Municipality | AAN0005 | AAN5005 | AANL0005 |  | AUH | 24.2386 | 55.7371 | du | Government | IBS | Al Ain | ABU DHABI_AL JIMI | 8000500 | 2CC |  | AAN_E3668X_10006_001002001 | in | Locked | On Air | On Air |  | Ericsson | 3G+4G | E/// U900 F1 | E/// L1.8 F1 (20M) + L800 F1 (15M) |  |  |  |  | MW
| AAN0011 | Al Ain Rotana Hotel |  | AAN5011 | AANL0011 |  | AUH | 24.2185 | 55.7486 | ETC | Hotel | IBS | Al Ain | ABU DHABI_AL JAHILI | 8001600 | 2CC |  | AAN_E3667D_10010_001002002 | in |  | On Air | On Air |  | Ericsson | 3G+4G | E/// U900 F1 | E/// L1.8 F1 (20M) + L800 F1 (15M) |  |  |  |  | IIB
Decomm | AAN0037 | Al Ain Stadium (AKA Hazza Bin Zayed Stadium) |  |  | 0.Decomm |  | AUH | 24.245 | 55.7171 | ETC |  | IBS | Al Ain | ABU DHABI_AL TOWAYYA | 8000600 |  |  | AAN_E3668R_10005_001002002 | OUT |  |  |  |  | Ericsson | [7 empty] | IIB
Decomm | AAN0037 | Al Ain Stadium (AKA Hazza Bin Zayed Stadium) |  |  | 0.Decomm |  | AUH | 24.245 | 55.7171 | ETC |  | IBS | Al Ain | ABU DHABI_AL TOWAYYA | 8000600 |  |  | AAN_E3668R_10005_001002002 | OUT |  |  |  |  | Ericsson | [7 empty] | IIB
| AAN0037 | Al Ain Stadium (AKA Hazza Bin Zayed Stadium) | AAN0037 | 0.Decomm | 0.Decomm |  | AUH | 24.245 | 55.7171 | ETC | Grand Stand | IBS | Al Ain | ABU DHABI_AL TOWAYYA | 8000600 |  |  | AAN_E3668R_10005_001002002 | in | On Air |  |  |  | Ericsson | 2G | [6 empty] | IIB
Decomm | AAN0037 | Al Ain Stadium (AKA Hazza Bin Zayed Stadium) |  | 0.Decomm | 0.Decomm |  | AUH | 24.2445 | 55.7169 | ETC |  | IBS | Al Ain | ABU DHABI_AL TOWAYYA | 8000600 |  |  | AAN_E3668R_10005_001002002 | OUT |  |  |  |  | Ericsson | [7 empty] | IIB
| SHJ0365 | AL AIN TOWER | SHJ0365 | SHJ5365 | SHJL0365 |  | NE | 25.3003 | 55.3724 | du | Residential | IBS | Sharjah | SHARJAH_AL NAHDA | 3010200 | 2CC |  | SHJ_E3379A_10213_001002001 | in | Locked | On Air | On Air |  | Huawei | 3G+4G | HW U2.1 F2 / U900 F1 | HW L1.8 F1 (20M) + L800 F1 (15M) |  | 8 |  |  | IIB
| AUH0445 | Al Ain University of Science & Technology |  | AUH5445 | AUHL0445 | AUHNR0445 | AUH | 24.345985 | 54.5393 | ETC | University | IBS | Abu Dhabi | ABU DHABI_Mohammed Bin Zayed City | 2044801 | 2CC |  | AUH_E2469M_10520_001001002 | in |  | On Air | On Air | On Air | Nokia | 3G+4G+5G | NSN U900 F1 | NSN L1800 F1 (20MHz) + L800 F1 (15Mhz) | 1CC | 4 | 2 | N41 | IIB
| IDX5865 | Al Ali Properties Investment at Umm Al Sheif |  | IDX0865 | IDXL5865 |  | DXB | 25.1394 | 55.2045 | du | Residential | IBS | Dubai South | DUBAI_UMM AL SHEIF | 1036700 | 2CC |  | DXB_E3178W_11699_001003001 | in |  | On Air | On Air |  | Huawei | 3G+4G | HW U2.1 F2 / U900 F1 | HW L1.8 F1 (20M) + L800 F1 (15M) |  | 2/2 |  |  | IIB
| IDX5565 | Al Amal Hospital - Dubai |  | IDX0565 | IDXL5565 |  | DXB | 25.1539 | 55.5142 | du | Hospital | IBS | Dubai North | DUBAI_AL ROWAIYAH THIRD (800) | 1081400 | 2CC |  | DXB_E3177Q_11990_001002001 | in |  | On Air | On Air |  | Huawei | 3G+4G | HW U2.1 F2 / U900 F1 | HW L1.8 F1 (20M) + L800 F1 (15M) |  | 14 |  |  | IIB
Mar 2019 Update | SHJ0394 | Al Ameer Tower | SHJ0394 | SHJ5394 | SHJL0394 |  | NE | 25.3026 | 55.3815 | du | Residential | IBS | Sharjah | SHARJAH_AL NAHDA | 3010200 | 1CC |  | SHJ_E3379B_11414_001001001 | in | Locked | On Air | On Air |  | Huawei | 3G+4G | HW U2.1 F2 | HW L1.8 F1 (20M) |  | 6 |  |  | IIB
| DXB0254 | Al Amri Tower_Tecom C | DXB0254 | DXB5254 | DXBL0254 |  | DXB | 25.1031 | 55.1765 | du | Commercial | IBS | Dubai South | DUBAI_AL THANYAH FIRST (AL SAFOUH THIRD) | 1038300 | 2CC |  | DXB_E3177F_11048_001004002 | in | Locked | On Air | On Air |  | Huawei | 3G+4G | HW U2.1 F2 / U900 F1 | HW L1.8 F1 (20M) + L800 F1 (15M) |  | 4/4 |  |  | IIB
July 2019 Update | SHJ0146 | AL Andalos Tower | SHJ0146 | SHJ5146 | SHJL0146 |  | NE | 25.3658 | 55.3935 | du | Residential | IBS | Sharjah | SHARJAH_AL MUJARRAH | 3007300 | 2CC |  | SHJ_E3380G_10015_001016001 | in | Locked | On Air | On Air |  | Huawei | 3G+4G | HW U2.1 F2 / U900 F1 | HW L1.8 F1 (20M) + L800 F1 (15M) |  | 3 |  |  | IIB
| SHJ0290 | AL Arab Mall | SHJ0290 | SHJ5290 | SHJL0290 |  | NE | 25.3089 | 55.369 | du | Mall | IBS | Sharjah | SHARJAH_AL KHAN | 3010300 | 1CC |  | SHJ_E3380U_10177_001001002 | in | Locked | On Air | On Air |  | Huawei | 3G+4G | HW U2.1 F2 | HW L1.8 F1 (20M) |  | 2/2 |  |  | IIB
| SHJ0148 | Al Arobah Building | SHJ0148 | SHJ5148 | SHJl0148 |  | NE | 25.3591 | 55.3886 | du | Residential | IBS | Sharjah | SHARJAH_Al Shuwaihean | 3007400 | 2CC |  | SHJ_E3380L_10018_001001001 | in | Locked | On Air | On Air |  | Huawei | 3G+4G | HW U2.1 F2 / U900 F1 | HW L1.8 F1 (20M) + L800 F1 (15M) |  | 4 |  |  | MW
July 2019 Update | SHJ0129 | Al Asmawi Tower | SHJ0129 | SHJ5129 | SHJL0129 |  | NE | 25.3062 | 55.3665 | du | Residential | IBS | Sharjah | SHARJAH_AL MAMZAR | 3010400 | 1CC |  | SHJ_E3379A_10254_001017001 | in | Locked | On Air | On Air |  | Huawei | 3G+4G | HW U2.1 F2 | HW L1.8 F1 (20M) |  | 4 |  |  | IIB
Apr 2019 Update | DXB0080 | Al Attar Business Tower | DXB0080 | DXB5080 | DXBL0080 | DXBNR0080 | DXB | 25.2125 | 55.2773 | du | Commercial | IBS | Dubai North | DUBAI_TRADE CENTER SECOND | 1033600 | 1CC |  | DXB_E3278A_11531_001021009 | in | Locked | On Air | On Air | On Air | Huawei | 3G+4G+5G | HW U2.1 F2 / U900 F1 | HW L1.8 F1 (20M) | 1CC | 12 | 4/0 | N41 | IIB
July 2019 Update | DXB0124 | Al Attar Tower | DXB0124 | DXB5124 | DXBL0124 |  | DXB | 25.213 | 55.2773 | du | Commercial | IBS | Dubai North | DUBAI_TRADE CENTER SECOND | 1033600 | 2CC |  | DXB_E3278A_11538_001008001 | in | Locked | On Air | On Air |  | Huawei | 3G+4G | HW U2.1 F2 / U900 F1 | HW L1.8 F1 (20M) + L800 F1 (15M) |  | 9 |  |  | IIB
Oct 2020 update | DXB0167 | Al Badia Golf Club | DXB0167 | DXB5167 | DXBL0167 |  | DXB | 25.2155 | 55.3638 | du | Commercial | IBS | Dubai North | DUBAI_AL KHEERAN (RAS AL HAMAR) | 1041200 | 3CC |  | DXB_E3378A_10459_001001001 | in | Locked | On Air | On Air |  | Huawei | 3G+4G | HW U2.1 F2 / U900 F1 | HW L1.8 F1/F2 (20+10M) + L800 F1 (15M) |  | 4/3 |  |  | IIB
| AUH0927 | Al Badie Hotel (Rotana Hotel) | AUH0927 | AUH5927 | AUHL0927 |  | AUH | 24.418 | 54.4401 | du | Hotel | IBS | Abu Dhabi | ABU DHABI_Al Safarat | 2501901 | 1CC |  | AUH_E2370R_11123_001004001 | in | On Air | On Air | On Air |  | Nokia | 2G+3G+4G | NSN U2.1 F1+F2 | NSN L18 F1 (20M) |  | 6 |  |  | MW
| AUH0779 | Al Bahar L.L.C | AUH0779 | AUH5779 | AUHL0779 |  | AUH | 24.3786 | 54.4868 | du | Commercial | IBS | Abu Dhabi | ABU DHABI_Mussafah | 2600200 | 2CC |  | AUH_E2469A_10584_001002001 | in | Locked | On Air | On Air |  | Nokia | 3G+4G | NSN U900 F1 | NSN L1800 F1 (20MHz) + L800 F1 (15Mhz) |  |  |  |  | IIB
| SHJ0167 | Al Baheya Tower | SHJ0167 | SHJ5167 | SHJL0167 |  | NE | 25.3344 | 55.392 | du | Residential | IBS | Sharjah | SHARJAH_ABU SHUGHARA | 3010800 | 2CC |  | SHJ_E3380Q_10371_001001001 | in | Locked | On Air | On Air |  | Huawei | 3G+4G | HW U2.1 F2 / U900 F1 | HW L1.8 F1 (20M) + L800 F1 (15M) |  | 6 |  |  | IIB
| DXB0371 | Al Baraha Hospital - Deira | DXB0371 | DXB5371 | DXBL0371 |  | DXB | 25.283 | 55.3177 | ETC | Hospital | IBS | Dubai North | DUBAI_AL BARAHA | 1012200 | 2CC |  | DXB_E3279H_10767_001004002 | in | Locked | On Air | On Air |  | Huawei | 3G+4G | HW U2.1 F2 / U900 F1 | HW L1.8 F1 (20M) + L800 F1 (15M) |  | 5 |  |  | MW
| DXB0136 | Al Barsha Mall | DXB0136 | DXB5136 | DXBL0136 | DXBNR0136 | DXB | 25.0986 | 55.2049 | ETC | Mall | IBS | Dubai South | DUBAI_AL BARSHA SECOND | 1037600 | 2CC |  | DXB_E3177G_12506_001002054 | in | Locked | On Air | On Air | On Air | Huawei | 3G+4G+5G | HW U2.1 F2 / U900 F1 | HW L1.8 F1 (20M) + L800 F1 (15M) | 1CC | 16 | 4/0 | N41 | IIB
| IDX5257 | Al Barsha Police Station | IDX5257 | IDX0257 | IDXL5257 |  | DXB | 25.078 | 55.2139 | du | Government | IBS | Dubai South | DUBAI_AL BARSHA SOUTH FIRST | 1067100 | 1CC |  | DXB_E3177M_10660_001001003 | in | Locked | On Air | On Air |  | Huawei | 3G+4G | HW U2.1 F2 / U900 F1 | HW L1.8 F1 (20M) |  | 2/2 |  |  | IIB
| DXB0911 | Al Bassam Tower | DXB0911 | DXB5911 | DXBL0911 | DXBNR0911 | DXB | 25.0994 | 55.1772 | du | Commercial | IBS | Dubai South | DUBAI_AL THANYAH FIRST (AL SAFOUH THIRD) | 1038300 | 2CC |  | DXB_E3177F_11047_001002003 | in | Locked | On Air | On Air | On Air | Huawei | 3G+4G+5G | HW U2.1 F2 / U900 F1 | HW L1.8 F1 (20M) + L800 F1 (15M) | 1CC | 9 | 3/0 | N41 | IIB
July 2019 Update | DXB0545 | Al Bateen Jumeirah Tower A (aka. Doubletree Hotel JBR) | DXB0545 | DXB5545 | DXBL0545 |  | DXB | 25.0728 | 55.1281 | du | Hotel | IBS | Dubai South | DUBAI_MARSA DUBAI | 1039200 | 2CC |  | DXB_E3077N_10022_001002022 | in | Locked | On Air | On Air |  | Huawei | 3G+4G | HW U2.1 F2 / U900 F1 | HW L1.8 F1 (20M) + L800 F1 (15M) |  | 15 |  |  | IIB
| DXB0579 | Al Bateen Jumeirah Tower B | DXB0579 | DXB5579 |  |  | DXB | 25.0725 | 55.1279 | du | Residential | IBS | Dubai South | DUBAI_MARSA DUBAI | 1039200 |  |  | DXB_E3077N_10022_001002024 | in | Locked | On Air |  |  | Huawei | 3G | 3G 2100 |  |  | 3 |  |  | IIB
| SHJ0260 | Al Bathaa Office Tower | SHJ0260 | SHJ5260 | SHJL0260 |  | NE | 25.3341 | 55.389 | du | Commercial | IBS | Sharjah | SHARJAH_AL MAZAJ FIRST | 3010600 | 2CC |  | SHJ_E3380Q_10027_001003001 | in | Locked | On Air | On Air |  | Huawei | 3G+4G | HW U2.1 F2 | HW L1.8 F1 (20M) + L800 F1 (15M) |  | 6/6 |  |  | IIB
| SHJ0057 | Al Bawadi 2 | SHJ0057 | SHJ5057 | SHJL0057 |  | NE | 25.3137 | 55.3776 | du | Residential | IBS | Sharjah | SHARJAH_AL MAMZAR | 3010400 | 1CC |  | SHJ_E3380U_10033_001019001 | in | Locked | On Air | On Air |  | Huawei | 3G+4G | HW U2.1 F2 | HW L1.8 F1 (20M) |  | 2/2 |  |  | IIB
| AAN0015 | Al Bawadi Mall | AAN0015 | AAN5015 | AANL0015 | AAN0015_N_BB2 | AUH | 24.1597 | 55.8059 | ETC | Mall | IBS | Al Ain | ABU DHABI_AL KHRAIR | 8002200 | 3CC |  | AAN_E3767Q_10001_001001002 | in | Locked | On Air | On Air | On Air | Ericsson | 3G+4G+5G | E/// U2.1 F1+F2 / U900 F1 | E/// L1.8 F1/F2 (20+15M) + L800 F1 (15M) |  |  |  |  | IIB
| IDX5336 | Al Berwaz Tower aka. Dubai Frame |  | IDX0336 | IDXL5336 | IDXNR5336 | DXB | 25.2355 | 55.3 | ETC | Commerical | IBS | Dubai North | DUBAI_AL KIFAF | 1032400 | 3CC |  | DXB_E3279Q_12278_001001001 | in |  | On Air | On Air | On Air | Huawei | 3G+4G+5G | HW U2.1 F2 / U900 F1 | HW L1.8 F1 (20M) + L800 F1 (15M) + L21 (15M) | 1CC | 6/4 | 2/0 | N41 | IIB
| DXB0003 | AL Bustan Center | DXB0003 | DXB5003 | DXBL0003 |  | DXB | 25.2747 | 55.3678 | du | Mall | IBS | Dubai North | DUBAI_AL QUSAIS FIRST | 1023200 | 2CC |  | DXB_E3379F_10469_001001002 | in | Locked | On Air | On Air |  | Huawei | 3G+4G | HW U2.1 F2 / U900 F1 | HW L1.8 F1 (20M) + L800 F1 (15M) |  | 15 |  |  | IIB
| AUH0793 | Al Bustan Complex - Common Basemenet Parking | AUH0793 | AUH5793 | AUHL0793 |  | AUH | 24.4291 | 54.4282 | ETC | Car Park | IBS | Abu Dhabi | ABU DHABI_Al Morror | 2501500 | 2CC |  | AUH_E2370M_11434_001008002 | in | Locked | On Air | On Air |  | Nokia | 3G+4G | NSN U900 F1 | NSN L1800 F1 (20MHz) + L800 F1 (15Mhz) |  | 2 |  |  | MW
| AUH0705 | Al Bustan Complex 1 - Novotel Hotel | AUH0705 | AUH5705 | AUHL0705 |  | AUH | 24.4299 | 54.429 | ETC | Hotel | IBS | Abu Dhabi | ABU DHABI_Al Morror | 2501500 | 2CC |  | AUH_E2370M_11441_001010001 | in | Locked | On Air | On Air |  | Nokia | 3G+4G | NSN U900 F1 | NSN L1800 F1 (20MHz) + L800 F1 (15Mhz) |  | 2 |  |  | IIB
| AUH0706 | Al Bustan Complex 2 - Office | AUH0706 | AUH5706 | AUHL0706 |  | AUH | 24.4293 | 54.4288 | ETC | Residential | IBS | Abu Dhabi | ABU DHABI_Al Morror | 2501500 | 3CC |  | AUH_E2370M_11434_001015006 | in | Locked | On Air | On Air |  | Nokia | 3G+4G | NSN U900 F1 | NSN L18 F1 (20M) + L800 F1 (15M) + L21 F1 (15M) |  | 2 |  |  | IIB
| AUH0707 | Al Bustan Complex 3 - Service Apartment | AUH0707 | AUH5707 | AUHL0707 |  | AUH | 24.4295 | 54.4284 | ETC | Commercial | IBS | Abu Dhabi | ABU DHABI_Al Morror | 2501500 | 2CC |  | AUH_E2370M_12386_001001001 | in | Locked | On Air | On Air |  | Nokia | 3G+4G | NSN U900 F1 | NSN L1800 F1 (20MHz) + L800 F1 (15Mhz) |  | 2 |  |  | IIB
| AUH0708 | Al Bustan Complex 4 - Unfurnished Apartment East | AUH0708 | AUH5708 | AUHL0708 |  | AUH | 24.4293 | 54.428 | ETC | Residential | IBS | Abu Dhabi | ABU DHABI_Al Morror | 2501500 | 2CC |  | AUH_E2370M_12403_001002001 | in | Locked | On Air | On Air |  | Nokia | 3G+4G | NSN U900 F1 | NSN L1800 F1 (20MHz) + L800 F1 (15Mhz) |  | 2 |  |  | IIB
| AUH0709 | Al Bustan Complex 5 - Unfurnished Apartment West | AUH0709 | AUH5709 | AUHL0709 | AUHNR0709 | AUH | 24.4297 | 54.4278 | ETC | Residential | IBS | Abu Dhabi | ABU DHABI_Al Morror | 2501500 | 3CC |  | AUH_E2370M_12404_001002001 | in | Locked | On Air | On Air | On Air | Nokia | 3G+4G | NSN U900 F1 | NSN L18 F1 (20M) + L800 F1 (15M) + L21 F1 (15M) | 1CC | 2 |  |  | IIB
| DXB0004 | Al Bustan Rotana Hotel | DXB0004 | DXB5004 | DXBL0004 |  | DXB | 25.2481 | 55.3452 | du | Hotel | IBS | Dubai North | DUBAI_AL GARHOUD | 1021400 | 1CC |  | DXB_E3279T_10021_001003001 | in | Locked | On Air | On Air |  | Huawei | 3G+4G | HW U2.1 F2 / U900 F1 | HW L1.8 F1 (20M) |  | 2/6 |  |  | IIB
| IDX5174 | Al Dana Center | IDX5174 | IDX0174 | IDXL5174 |  | DXB | 25.2622 | 55.3193 | du | Mall | IBS | Dubai North | DUBAI_AL MURAQQABAT | 1012400 | 1CC |  | DXB_E3279M_10275_001001001 | in | Locked | On Air | On Air |  | Huawei | 3G+4G | HW U2.1 F2 | HW L1.8 F1 (20M) |  | 1/1 |  |  | MW
| AUH0556 | Al Dhabi Tower (RAK Bank at GF) |  | AUH5556 | AUHL0556 |  | AUH | 24.4713 | 54.3689 | du | Residential | IBS | Abu Dhabi | ABU DHABI_Al Karamah | 2501400 | 4CC |  | AUH_E2270E_12630_001001001 | in |  | On Air | On Air |  | Nokia | 3G+4G | NSN U900 F1 | NSN L18 F1/F2 (20+15M) + L800 F1 (15M) + L21 F1 (15M) |  | 4 |  |  | IIB
| SHJ0462 | Al Dhaheri Tower @ Al Taawun |  | SHJ5462 | SHJL0462 |  | NE | 25.3129 | 55.3786 | du | Residential | IBS | Sharjah | SHARJAH_AL MAMZAR | 3010400 | 1CC |  | SHJ_E3380U_10085_001023002 | in |  | On Air | On Air |  | Huawei | 3G+4G | HW U2.1 F2 | HW L1.8 F1 (20M) |  | 2/2 |  |  | IIB
| SHJ0424 | Al Dhaid Hospital | SHJ0424 | SHJ5424 | SHJL0424 |  | NE | 25.2796 | 55.8924 | du | Hospital | IBS | Sharjah | SHARJAH_Al Dhaid City | 3000050 | 2CC |  | SHJ_E3879G_10004_001001001 | in | Locked | On Air | On Air |  | Huawei | 3G+4G | HW U2.1 F2 / U900 F1 | HW L1.8 F1 (20M) + L800 F1 (15M) |  | 2/2 |  |  | IIB
| FUJ0604 | Al Diar Siji Center | FUJ0604 | FUJ5604 | FUJL0604 |  | NE | 25.1218 | 56.3327 | du | Commercial | IBS | Fujairah | FUJAIRAH_MERAISHID - Town Center | 6081101 | 1CC |  | FJR_E4277D_10453_001002001 | in | Locked | On Air | On Air |  | Huawei | 3G+4G | HW U2.1 F2 | HW L1.8 F1 (20M) |  | 2/2 |  |  | IIB
| SHJ0147 | Al Diwan Tower | SHJ0147 | SHJ5147 | SHJL0147 |  | NE | 25.3504 | 55.3922 | du | Residential | IBS | Sharjah | SHARJAH_AL QASIMIA | 3010100 | 1CC |  | SHJ_E3380L_10034_001002001 | in | Locked | On Air | On Air |  | Huawei | 3G+4G | HW U2.1 F2 | HW L1.8 F1 (20M) |  | 2 |  |  | IIB
| SHJ0124 | Al Durrah Tower | SHJ0124 | SHJ5124 | SHJL0124 |  | NE | 25.3236 | 55.383 | du | Residential | IBS | Sharjah | SHARJAH_AL MAZAJ THIRD | 3010500 | 1CC |  | SHJ_E3380V_10022_001002001 | in | Locked | On Air | On Air |  | Huawei | 3G+4G | HW U2.1 F2 | HW L1.8 F1 (20M) |  | 4/4 |  |  | IIB
| AUH0787 | Al Etihad Tower | AUH0787 | AUH5787 | AUHL0787 | AUHNR0787 | AUH | 24.4932 | 54.3612 | du | Residential | IBS | Abu Dhabi | ABU DHABI_Al Markaziyah | 2500200 | 1CC |  | AUH_E2271X_10139_001002001 | in | Locked | On Air | On Air | On Air | Huawei/Nokia | 3G+4G | HW U2.1 F2 | NSN L18 F1 (20M) | 1CC | 1 |  |  | IIB
| AAN0048 | Al Falah Plaza AAN |  | AAN5048 | AANL0048 |  | AUH | 24.2245 | 55.7621 | du | Mall | IBS | Al Ain | ABU DHABI_CENTRAL DISTRICT | 8001800 | 2CC |  | AAN_E3667E_10271_001001001 | in |  | On Air | On Air |  | Ericsson | 3G+4G | E/// U900 F1 | E/// L1.8 F1 (20M) + L800 F1 (15M) |  |  |  |  | IIB
July 2019 Update | DXB0878 | Al Fardan Building (Standard Chartered Bank) | DXB0878 | DXB5878 | DXBL0878 |  | DXB | 25.2533 | 55.293 | du | Commercial | IBS | Dubai North | DUBAI_MANKHOOL | 1031700 | 1CC |  | DXB_E3279L_12628_001001001 | in | Locked | On Air | On Air |  | Huawei | 3G+4G | HW U2.1 F2 / U900 F1 | HW L1.8 F1 (20M) |  | 1/2 |  |  | IIB
July 2019 Update | DXB0410 | Al Fardan Tower - Dream 1 | DXB0410 | DXB5410 | DXBL0410 |  | DXB | 25.0703 | 55.1359 | du | Residential | IBS | Dubai South | DUBAI_MARSA DUBAI | 1039200 | 2CC |  | DXB_E3077N_10041_001003012 | in | Locked | On Air | On Air |  | Huawei | 3G+4G | HW U2.1 F2 / U900 F1 | HW L1.8 F1 (20M) + L800 F1 (15M) |  | 6/6 |  |  | IIB
| IDX5204 | Al Fattan Crystal Towers – Common Floors |  | IDX0204 | IDXL5204 | IDXNR5204 | DXB | 25.0801 | 55.1355 | du | Car Park | IBS | Dubai South | DUBAI_MARSA DUBAI | 1039200 | 2CC | Yes | DXB_E3077N_10760_001042001 | in |  | On Air | On Air | On Air | Huawei | 3G+4G+5G | HW U2.1 F2 / U900 F1 | HW L1.8 F1/F2 (20+10M) | 2CC | 3/6 | 0/52 | N78 F1 + N78 F2 | IIB
| IDX5205 | Al Fattan Crystal Towers - Hotel (Rixos Premium Hotel) |  | IDX0205 | IDXL5205 |  | DXB | 25.0801 | 55.1355 | du | Hotel | IBS | Dubai South | DUBAI_MARSA DUBAI | 1039200 | 2CC |  | DXB_E3077N_10783_001003001 | in |  | On Air | On Air |  | Huawei | 3G+4G | HW U2.1 F2 / U900 F1 | HW L1.8 F1 (20M) + L800 F1 (15M) |  | 9 |  |  | IIB
| IDX5206 | Al Fattan Crystal Towers - Residential |  | IDX0206 | IDXL5206 |  | DXB | 25.0801 | 55.1355 | du | Residential | IBS | Dubai South | DUBAI_MARSA DUBAI | 1039200 | 2CC |  | DXB_E3077N_10760_001012002 | in |  | On Air | On Air |  | Huawei | 3G+4G | HW U2.1 F2 / U900 F1 | HW L1.8 F1 (20M) + L800 F1 (15M) |  | 9 |  |  | IIB
| DXB0564 | Al Fattan Currency House | DXB0564 | DXB5564 | DXBL0564 | DXBNR0564 | DXB | 25.2125 | 55.2812 | ETC | Commercial | IBS | Dubai North | DUBAI_ZAABEEL SECOND | 1033700 | 2CC |  | DXB_E3278A_11549_001003001 | in | On Air | On Air | On Air | On Air | Huawei | 2G+3G+4G+5G | HW U2.1 F2 / U900 F1 | HW L1.8 F1 (20M) + L800 F1 (15M) | 1CC | 20 | 4/0 | N41 | IIB
May 2020 Update | DXB0468 | Al Fattan Marine Tower Commercial | DXB0468 | DXB5468 | DXBL0468 |  | DXB | 25.0793 | 55.1362 | du | Commercial | IBS | Dubai South | DUBAI_MARSA DUBAI | 1039200 | 2CC |  | DXB_E3077N_10258_001002001 | in | Locked | On Air | On Air |  | Huawei | 3G+4G | HW U2.1 F2 / U900 F1 | HW L1.8 F1/F2 (20+10M) |  | 4/8 |  |  | IIB
July 2019 Update | SHJ0409 | Al Ferasa Tower | SHJ0409 | SHJ5409 | SHJL0409 |  | NE | 25.3426 | 55.3864 | du | Residential | IBS | Sharjah | SHARJAH_AL MAZAJ FIRST | 3010600 | 1CC |  | SHJ_E3380Q_10228_001001001 | in | Locked | On Air | On Air |  | Huawei | 3G+4G | HW U2.1 F2 | HW L1.8 F1 (20M) |  | 2/4 |  |  | IIB
| AAN0021 | Al Foah Al Ain Mall |  | AAN5021 | AANL0021 |  | AUH | 24.3441 | 55.7926 | du | Mall | IBS | Al Ain | ABU DHABI_AL FOAA | 8000100 | 2CC |  | AAN_E3769Q_10002_001001003 | in |  | On Air | On Air |  | Ericsson | 3G+4G | E/// U900 F1 | E/// L1.8 F1 (20M) + L800 F1 (15M) |  |  |  |  | IIB
July 2019 Update | FUJ0603 | Al Fujeirah Trade Center | FUJ0603 | FUJ5603 | FUJL0603 |  | NE | 25.1212 | 56.3313 | du | Commercial | IBS | Fujairah | FUJAIRAH_MERAISHID - Town Center | 6081101 | 1CC |  | FJR_E4277E_10588_001001053 | in | Locked | On Air | On Air |  | Huawei | 3G+4G | HW U2.1 F2 | HW L1.8 F1 (20M) |  | 4/4 |  |  | IIB
Sep 2019 Update | DXB0218 | Al Futtaim Capital | DXB0218 | DXB5218 | DXBL0218 |  | DXB | 25.2674 | 55.3083 | du | Commercial | IBS | Dubai North | DUBAI_AL RIGGA | 1011900 | 1CC |  | DXB_E3279M_11176_001001001 | in | Locked | On Air | On Air |  | Huawei | 3G+4G | HW U2.1 F2 | HW L1.8 F1 (20M) |  | 2/2 |  |  | MW
Decomm | IDX0210T | Al Futtaim Carillion LLC Control Tower |  | 0.Decomm |  |  | DXB | 25.0472 | 55.2307 | du |  | ATOM | Dubai South | DUBAI_AL HEBIAH FIRST (DUBAI AUTODROME) | 1067400 |  |  | DXB_E3177X_10014_001003020 | OUT | [12 empty] | dufix
| SHJ0410 | Al Ghanim Business Center | SHJ0410 | SHJ5410 | SHJL0410 |  | NE | 25.3311 | 55.3705 | du | Commercial | IBS | Sharjah | SHARJAH_AL MAZAJ THIRD | 3010500 | 2CC |  | SHJ_E3380P_10024_001017001 | in | Locked | On Air | On Air |  | Huawei | 3G+4G | HW U2.1 F2 / U900 F1 | HW L1.8 F1 (20M) + L800 F1 (15M) |  | 4/4 |  |  | IIB
| AUH0896 | Al Gharbia Hospital Adminstration | AUH0896 | AUH5896 | AUHL0896 |  | AUH | 23.6514 | 53.6758 | du | Hospital | IBS | WR | ABU DHABI_MADINAT ZAYED(WR) | 2031200 | 1CC |  | AUH_E1561C_10183_001001001 | in | Locked | On Air | On Air |  | Nokia | 3G+4G | NSN U2.1 F1+F2 | NSN L18 F1 (20M) |  | 1 |  |  | MW
| DXB0806 | Al Ghazal Mall & Residence | DXB0806 | DXB5806 | DXBL0806 |  | DXB | 25.2377 | 55.2728 | du | Mall | IBS | Dubai North | DUBAI_AL BADA (AL BADAA) | 1033300 | 2CC |  | DXB_E3279P_11986_001003001 | in | Locked | On Air | On Air |  | Huawei | 3G+4G | HW U2.1 F2 / U900 F1 | HW L1.8 F1 (20M) + L800 F1 (15M) |  | 12 |  |  | IIB
Jun 2022 Update | DXB0708 | Al Ghurair City Expansion - Office Building | DXB0708 | DXB5708 | DXBL0708 |  | DXB | 25.2681 | 55.3166 | ETC | Residential | IBS | Dubai North | DUBAI_AL MURAQQABAT | 1012400 | 1CC |  | DXB_E3279M_10274_001007001 | in | Locked | On Air | On Air |  | Huawei | 3G+4G | HW U2.1 F2 / U900 F1 | HW L1.8 F1 (20M) |  | 1/2 |  |  | IIB
Feb 2019 Update | DXB0709 | Al Ghurair City Expansion - Residential Building | DXB0709 | DXB5709 | DXBL0709 |  | DXB | 25.269 | 55.3169 | ETC | Commercial | IBS | Dubai North | DUBAI_AL MURAQQABAT | 1012400 | 2CC |  | DXB_E3279M_11341_001022001 | in | Locked | On Air | On Air |  | Huawei | 3G+4G | HW U2.1 F2 / U900 F1 | HW L1.8 F1 (20M) + L800 F1 (15M) |  | 12 |  |  | IIB
| DXB0005 | Al Ghurair City Mall | DXB0005 | DXB5005 | DXBL0005 | DXBNR0005 | DXB | 25.2682 | 55.318 | du | Mall | IBS | Dubai North | DUBAI_AL MURAQQABAT | 1012400 | 2CC |  | DXB_E3279M_10938_001002001 | in | On Air | On Air | On Air | On Air | Huawei | 2G+3G+4G+5G | HW U2.1 F2 / U900 F1 | HW L1.8 F1/F2 (20+10M) | 1CC | 2/4 | 2/0 | N41 | IIB
| DXB0700 | Al Ghurair Expansion - Hotel Building & Basement | DXB0700 | DXB5700 | DXBL0700 |  | DXB | 25.2696 | 55.3171 | ETC | Hotel | IBS | Dubai North | DUBAI_AL MURAQQABAT | 1012400 | 2CC |  | DXB_E3279M_11401_001001003 | in | Locked | On Air | On Air |  | Huawei | 3G+4G | HW U2.1 F2 / U900 F1 | HW L1.8 F1 (20M) + L800 F1 (15M) |  | 6/12 |  |  | IIB
| DXB0329 | Al Ghurair University | DXB0329 | DXB5329 | DXBL0329 |  | DXB | 25.1098 | 55.4071 | du | University | IBS | Dubai North | DUBAI_AL ROWAIYAH SECOND (800) | 1081300 | 2CC |  | DXB_E3377C_10025_001001004 | in | Locked | On Air | On Air |  | Huawei | 3G+4G | HW U2.1 F2 / U900 F1 | HW L1.8 F1 (20M) + L800 F1 (15M) |  | 5 |  |  | IIB
Feb 2019 Update | DXB0736 | Al Habtoor Business Tower | DXB0736 | DXB5736 | DXBL0736 | DXBNR0736 | DXB | 25.0856 | 55.142 | du | Commercial | IBS | Dubai South | DUBAI_MARSA DUBAI | 1039200 | 2CC |  | DXB_E3077N_10056_001003008 | in | Locked | On Air | On Air | On Air | Huawei | 3G+4G+5G | HW U2.1 F2 / U900 F1 | HW L1.8 F1 (20M) + L800 F1 (15M) | 1CC | 9 | 3/0 | N41 | IIB
| IDX5346 | Al Habtoor City Theatre Building |  | IDX0346 | IDXL5346 | IDXNR5346 | DXB | 25.1839 | 55.2551 | du | Hotel | IBS | Dubai North | DUBAI_BURJ KHALIFA (BUSINESS BAY) | 1034500 | 3CC | Yes | DXB_E3178J_11981_001006002 | in |  | On Air | On Air | On Air | Huawei | 3G+4G+5G | HW U2.1 F2 / U900 F1 | HW L1.8 F1/F2 (20+10M) + L800 F1 (15M) | 1CC | 4/6 | 2/0 | N41 | IIB
Mar 2019 Update | DXB0186 | Al Habtoor Grand Palm Resort & Spa Palm Jumeirah | DXB0186 | DXB5186 | DXBL0186 | DXBNR0186 | DXB | 25.1345 | 55.1504 | du | Hotel | IBS | Dubai South | DUBAI_NAKHLAT JUMEIRA (THE PALM JUMEIRAH) | 1038100 | 2CC |  | DXB_E3078Y_10140_001011001 | in | Locked | On Air | On Air | On Air | Huawei | 3G+4G+5G | HW U2.1 F2 / U900 F1 | HW L1.8 F1 (20M) + L800 F1 (15M) | 1CC | 6/12 | 3/0 | N41 | IIB
| IDX5454 | Al Habtoor Polo Resort Hotel |  | IDX0454 | IDXL5454 | IDXNR5454 | DXB | 25.0803 | 55.3678 | du | Hotel | IBS | Dubai South | DUBAI_WADI AL SAFA 5 (DUBAI LAND) | 1064800 | 2CC |  | DXB_E3377K_10534_001001003 | in |  | On Air | On Air | On Air | Huawei | 3G+4G+5G | HW U2.1 F2 / U900 F1 | HW L1.8 F1 (20M) + L800 F1 (15M) | 1CC | 6 | 2/0 | N41 | IIB
| IDX5365 | Al Habtoor Residence Tower 3 |  | IDX0365 | IDXL5365 |  | DXB | 25.1834 | 55.254339° | du | Hotel | IBS | Dubai North | DUBAI_BURJ KHALIFA (BUSINESS BAY) | 1034500 | 2CC |  | DXB_E3178J_11979_001003003 | in |  | On Air | On Air |  | Huawei | 3G+4G | HW U2.1 F2 / U900 F1 | HW L1.8 F1/F2 (20+10M) |  | 10/18 |  |  | IIB
Apr 2019 Update | FUJ0609 | Al Hail Investment tower (Mozoon Eng Office Tower) |  | FUJ5609 | FUJL0609 |  | NE | 25.1275 | 56.3549 | du | Residential | IBS | Fujairah | FUJAIRAH_Al Owaid | 6000014 | 2CC |  | FJR_E4277E_11389_001017001 | in |  | On Air | On Air |  | Huawei | 3G+4G | HW U2.1 F2 / U900 F1 | HW L1.8 F1 (20M) + L800 F1 (15M) |  | 9 |  |  | IIB
Decomm | RAK0503 | Al Hamra Beach Hotel | RAK0503 | 0.Decomm | 0.Decomm |  | NE | 25.6901 | 55.7759 | du | Hotel | IBS | Ras Al Khaimah | RAS AL-KHAIMAH_JAZEERA NAD AL SILI | 7060200 | 2CC |  | RKT_E3784V_10010_001001001 | OUT | Locked |  |  |  | Huawei | 3G+4G | HW U2.1 F2 / U900 F1 | HW L1.8 F1 (20M) + L800 F1 (15M) |  | 2/2 |  |  | MW
| RAK0520 | AL Hamra Mall | RAK0520 | RAK5520 | RAKL0520 | RAKNR0520 | NE | 25.6813 | 55.7802 | ETC | Mall | IBS | Ras Al Khaimah | RAS AL-KHAIMAH_JAZEERA NAD AL SILI | 7060200 | 4CC |  | RKT_E3784V_10002_001002002 | in | On Air | On Air | On Air | On Air | Huawei | 2G+3G+4G+5G | HW U900 F1 | HW L1.8 F1/F2 (20+10M) + L800 F1 (15M) +L21 (20M) | 1CC | 12 | 4/0 | N41 | IIB
| RAK0527 | Al Hamra Palace_Waldorf Hotel | RAK0527 | RAK5527 | RAKL0527 | RAKNR0527 | NE | 25.6853 | 55.7733 | ETC | Hotel | IBS | Ras Al Khaimah | RAS AL-KHAIMAH_JAZEERA NAD AL SILI | 7060200 | 1CC |  | RKT_E3784U_10001_001002001 | in | Locked | On Air | On Air | On Air | Huawei | 3G+4G+5G | HW U2.1 F2 | HW L1.8 F1 (20M) | 1CC | 3/4 | 3/0 | N41 | MW
| RAK0519 | Al Hamra Palace-Casa Hotel | RAK0519 | RAK5519 | RAKL0519 |  | NE | 25.6861 | 55.7736 | ETC | Hotel | IBS | Ras Al Khaimah | RAS AL-KHAIMAH_JAZEERA NAD AL SILI | 7060200 | 2CC |  | RKT_E3784U_10001_001001001 | in | Locked | On Air | On Air |  | Huawei | 3G+4G | HW U2.1 F2 / U900 F1 | HW L1.8 F1 (20M) + L800 F1 (15M) |  | 6 |  |  | MW
July 2021 update | DXB0006 | AL HANA CENTER | DXB0006 | DXB5006 | DXBL0006 |  | DXB | 25.237 | 55.2799 | du | Mall | IBS | Dubai North | DUBAI_AL JAFILIYA | 1032300 | 3CC |  | DXB_E3279P_10686_001001001 | in | Locked | On Air | On Air |  | Huawei | 3G+4G | HW U2.1 F2 / U900 F1 | HW L1.8 F1/F2 (20+10M) + L800 F1 (15M) |  | 2/2 |  |  | MW
| AUH0534 | Al Hana Tower |  | AUH5534 | AUHL0534 |  | AUH | 24.471 | 54.3401 | du | Commercial | IBS | Abu Dhabi | ABU DHABI_Al Khalidiya | 2501300 | 2CC |  | AUH_E2270C_10408_001001001 | in |  | On Air | On Air |  | Nokia | 3G+4G | NSN U900 F1 | NSN L1800 F1 (20MHz) + L800 F1 (15Mhz) |  | 4 |  |  | IIB
| AUH0789 | Al Hilal Bank Tower |  | AUH5789 | AUHL0789 |  | AUH | 24.49847 | 54.3905 | ETC | Commercial | IBS | Abu Dhabi | ABU DHABI_AL MARYAH ISLAND | 2047400 | 2CC |  | AUH_E2371U_10072_001001001 | in |  | On Air | On Air |  | Nokia | 3G+4G | NSN U900 F1 | NSN L1800 F1 (20MHz) + L800 F1 (15Mhz) |  | 6 |  |  | MW
| SHJ0213 | AL Hilal Bank Tower SHJ | SHJ0213 | SHJ5213 | SHJL0213 |  | NE | 25.3463 | 55.3924 | du | Commercial | IBS | Sharjah | SHARJAH_AL QASIMIA | 3010100 | 1CC |  | SHJ_E3380L_10192_001001001 | in | Locked | On Air | On Air |  | Huawei | 3G+4G | HW U2.1 F2 | HW L1.8 F1 (20M) |  | 1/2 |  |  | IIB
Mar 2019 Update | SHJ0079 | Al Hilal Tower | SHJ0079 | SHJ5079 | SHJL0079 |  | NE | 25.3264 | 55.3793 | du | Commercial | IBS | Sharjah | SHARJAH_AL MAZAJ THIRD | 3010500 | 1CC |  | SHJ_E3380P_10013_001002001 | in | Locked | On Air | On Air |  | Huawei | 3G+4G | HW U2.1 F2 | HW L1.8 F1 (20M) |  | 4 |  |  | IIB
| SHJ0387 | Al Huda 2 Tower | SHJ0387 | SHJ5387 | SHJl0387 |  | NE | 25.3275 | 55.3738 | du | Residential | IBS | Sharjah | SHARJAH_AL KHAN | 3010300 | 1CC |  | SHJ_E3380P_10028_001001001 | in | Locked | On Air | On Air |  | Huawei | 3G+4G | HW U2.1 F2 | HW L1.8 F1 (20M) |  | 6 |  |  | IIB
Mar 2022 Update | IDX5060 | Al Hudaiba Awards Buildings |  | IDX0060 | IDXL5060 | IDXNR5060 | DXB | 25.2409 | 55.2721 | du | Commercial | IBS | Dubai North | DUBAI_MADINAT DUBAI AL MELAHEYAH (AL MINA) | 1032100 | 1CC |  | DXB_E3279P_11984_001001021 | in |  | On Air | On Air | On Air | Huawei | 3G+4G+5G | HW U2.1 F2 / U900 F1 | HW L1.8 F1 (20M) | 1CC | 3/6 | 3/0 | N41 | IIB
| IDX5216 | Al Jaber Tower (Media One Hotel) Passive | IDX5216 | IDX0216 | IDXL5216 |  | DXB | 25.0899 | 55.1524 | du | Hotel | IBS | Dubai South | DUBAI_AL SAFOUH SECOND | 1038200 | 2CC |  | DXB_E3077J_10018_001002002 | in | Locked | On Air | On Air |  | Huawei | 3G+4G | HW U2.1 F2 | HW L1.8 F1 (20M) + L800 F1 (15M) |  | 6/14 |  |  | IIB
Mar 2019 Update | SHJ0406 | Al Jaberi Building | SHJ0406 | SHJ5406 | SHJL0406 |  | NE | 25.299 | 55.3739 | du | Residential | IBS | Sharjah | SHARJAH_AL NAHDA | 3010200 | 1CC |  | SHJ_E3379A_10210_001001001 | in | Locked | On Air | On Air |  | Huawei | 3G+4G | HW U2.1 F2 | HW L1.8 F1 (20M) |  | 2/2 |  |  | IIB
| AUH0821 | Al Jahili Tower | AUH0821 | AUH5821 | AUHL0821 |  | AUH | 24.4907 | 54.3579 | du | Government | IBS | Abu Dhabi | ABU DHABI_Al Markaziyah | 2500200 | 3CC | Yes | AUH_E2271X_10461_001001001 | in | Locked | On Air | On Air |  | Nokia | 3G+4G | NSN U900 F1 | NSN L18 F1/F2 (20+15M) + L21 F1 (15M) |  | 4 |  |  | IIB
| IDX5104 | Al Jalila Children Specialty Hospital | IDX5104 | IDX0104 | IDXL5104 | IDXNR5104 | DXB | 25.2256 | 55.3189 | ETC | Hospital | IBS | Dubai North | DUBAI_AL JADAF | 1032600 | 2CC | Yes | DXB_E3279W_10928_001001001 | in | Locked | On Air | On Air | On Air | Huawei | 3G+4G+5G | HW U2.1 F2 / U900 F1 | HW L1.8 F1 (20M) + L800 F1 (15M) | 1CC | 6/12 | 3/0 | N41 | IIB
| SHJ0438 | Al Jawaher Convention Centre |  | SHJ5438 | SHJL0438 |  | NE | 25.3171 | 55.5137 | du | Exhibition | IBS | Sharjah | SHARJAH_AL JURAINA FIRST | 3002500 | 2CC |  | SHJ_E3480W_10007_001001001 | in |  | On Air | On Air |  | Huawei | 3G+4G | HW U2.1 F2 / U900 F1 | HW L1.8 F1 (20M) + L800 F1 (15M) |  | 3 |  |  | IIB
| AUH0786 | Al Jazeera Building | AUH0786 | AUH5786 | AUHL0786 |  | AUH | 24.4936 | 54.3609 | du | Residential | IBS | Abu Dhabi | ABU DHABI_Al Markaziyah | 2500200 | 2CC |  | AUH_E2271X_10068_001001001 | in | Locked | On Air | On Air |  | Nokia | 3G+4G | NSN U900 F1 | NSN L1800 F1 (20MHz) + L800 F1 (15Mhz) |  | 4 |  |  | IIB
| AUH0945 | Al Jazeera Tower A |  | AUH5945 | AUHL0945 |  | AUH | 24.4538 | 54.3922 | du | Commercial | IBS | Abu Dhabi | ABU DHABI_Al Nahyan | 2501000 | 2CC |  | AUH_E2370F_11349_001001001 | in |  | On Air | On Air |  | Nokia | 3G+4G | NSN U900 F1 | NSN L1800 F1 (20MHz) + L800 F1 (15Mhz) |  | 2 |  |  | MW
| AUH0946 | Al Jazeera Tower B (Bright Point Hospital) | AUH0946 | AUH5946 | AUHL0946 |  | AUH | 24.4526 | 54.3933 | du | Hospital | IBS | Abu Dhabi | ABU DHABI_Al Nahyan | 2501000 | 2CC |  | AUH_E2370F_11324_001001001 | in | Locked | On Air | On Air |  | Nokia | 3G+4G | NSN U900 F1 | NSN L1800 F1 (20MHz) + L800 F1 (15Mhz) |  | 2 |  |  | IIB
| AAN0006 | Al Jimi Mall | AAN0006 | AAN5006 | AANL0006 | AAN0006_N_BB2 | AUH | 24.2441 | 55.7264 | du | Mall | IBS | Al Ain | ABU DHABI_AL JIMI | 8000500 | 3CC |  | AAN_E3668W_10002_001001123 | in | Locked | On Air | On Air | On Air | Ericsson | 3G+4G+5G | E/// U2.1 F1+F2 / U900 F1 | E/// L1.8 F1/F2 (20+15M) + L800 F1 (15M) |  |  |  |  | IIB
| AUH0575 | Al Jowhara Tower MAAM Inv |  | AUH5575 | AUHL0575 |  | AUH | 24.503 | 54.3706 | du | Commercial | IBS | Abu Dhabi | ABU DHABI_Tourist Club Area | 2500100 | 3CC |  | AUH_E2271T_11087_001002001 | in |  | On Air | On Air |  | Nokia | 3G+4G | NSN U900 F1 | NSN L18 F1 (20M) + L800 F1 (15M) + L21 F1 (15M) |  | 4 |  |  | MW
| SHJ0404 | Al Jubail Market |  | SHJ5404 | SHJL0404 |  | NE | 25.3495 | 55.3794 | ETC | Mall | IBS | Sharjah | SHARJAH_AL JUBAIL | 3009700 | 2CC |  | SHJ_E3380K_10017_001001002 | in |  | On Air | On Air |  | Huawei | 3G+4G | HW U2.1 F2 | HW L1.8 F1/F2 (20+5M) |  | 2/2 |  |  | IIB
Decomm | AJM5999D | Al Jurf Center Ajman |  | 0.Decomm |  |  | NE | 25.4248 | 55.502 | du | Mall | ATOM | Ajman | AJMAN_JURF 1 | 4002100 |  |  |  | OUT | [12 empty] | MW
Mar 2019 Update | DXB0487 | Al Kafji Building | DXB0487 | DXB5487 | DXBL0487 |  | DXB | 25.2469 | 55.309 | du | Commercial | IBS | Dubai North | DUBAI_AL KARAMA | 1031800 | 2CC |  | DXB_E3279R_11024_001005001 | in | Locked | On Air | On Air |  | Huawei | 3G+4G | HW U2.1 F2 / U900 F1 | HW L1.8 F1 (20M) + L800 F1 (15M) |  | 4/4 |  |  | IIB
| DXB0818 | Al Kazim Tower 1 (Business Central Tower 1) | DXB0818 | DXB5818 | DXBL0818 | DXBNR0818 | DXB | 25.1008 | 55.1696 | ETC | Commercial | IBS | Dubai South | DUBAI_AL SAFOUH SECOND | 1038200 | 2CC |  | DXB_E3177F_11045_001003004 | in | Locked | On Air | On Air | On Air | Huawei | 3G+4G+5G | HW U2.1 F2 / U900 F1 | HW L1.8 F1 (20M) + L800 F1 (15M) | 1CC | 13 | 3/0 | N41 | dufix
| DXB0819 | Al Kazim Tower 1 (Business Central Tower 2) | DXB0819 | DXB5819 | DXBL0819 | DXBNR0819 | DXB | 25.1004 | 55.1691 | ETC | Commercial | IBS | Dubai South | DUBAI_AL SAFOUH SECOND | 1038200 | 2CC |  | DXB_E3177F_11045_001003002 | in | Locked | On Air | On Air | On Air | Huawei | 3G+4G+5G | HW U2.1 F2 / U900 F1 | HW L1.8 F1 (20M) + L800 F1 (15M) | 1CC | 13 | 3/0 | N41 | IIB
| IDX5413 | Al Khail Gate Community Centre |  | IDX0413 | IDXL5413 |  | DXB | 25.1425 | 55.2499 | du | Mall | IBS | Dubai South | DUBAI_AL QOUZE IND.SECOND (AL QUOZ IND. SECOND) | 1036500 | 2CC |  | DXB_E3178Y_10001_001002004 | in |  | On Air | On Air |  | Huawei | 3G+4G | HW U2.1 F2 / U900 F1 | HW L1.8 F1 (20M) + L800 F1 (15M) |  | 2/2 |  |  | IIB
| DXB0007 | Al Khaleej Centre | DXB0007 | DXB5007 | DXBL0007 |  | DXB | 25.2569 | 55.2958 | du | Mall | IBS | Dubai North | DUBAI_AL RAFFA | 1031600 | 2CC |  | DXB_E3279L_12925_001003001 | in | Locked | On Air | On Air |  | Huawei | 3G+4G | HW U2.1 F2 / U900 F1 | HW L1.8 F1 (20M) + L800 F1 (15M) |  | 3 |  |  | IIB
| AUH0580 | Al Khalidiya Mall | AUH0580 | AUH5580 | AUHL0580 | AUHNR0580A | AUH | 24.4701 | 54.3517 | du | Mall | IBS | Abu Dhabi | ABU DHABI_Al Khalidiya | 2501300 | 4CC |  | AUH_E2270D_12575_001001005 | in | On Air | On Air | On Air | On Air | Nokia | 2G+3G+4G+5G | NSN U2.1 F1+F2 / U900 F1 | NSN L18 F1/F2 (20+15M) + L800 F1 (15M) + L21 F1 (15M) | 2CC | 4 | 102 | N78 | IIB
| AUH0580 | Al Khalidiya Mall |  |  |  | AUHNR0580B | AUH | 24.4701 | 54.3517 | du | Mall | IBS | Abu Dhabi | ABU DHABI_Al Khalidiya | 2501300 |  |  | AUH_E2270D_12575_001001005 | in |  |  |  | On Air | Nokia | 5G |  |  | 2CC | 4 | 57 | N78 | IIB
| SHJ0150 | Al Khan Palace | SHJ0150 | SHJ5150 | SHJL0150 |  | NE | 25.328 | 55.3687 | du | Residential | IBS | Sharjah | SHARJAH_AL KHAN | 3010300 | 2CC |  | SHJ_E3380P_10026_001002001 | in | Locked | On Air | On Air |  | Huawei | 3G+4G | HW U2.1 F2 / U900 F1 | HW L1.8 F1 (20M) + L800 F1 (15M) |  | 9 |  |  | IIB
| SHJ0201 | Al Khan Twin Tower A | SHJ0201 | SHJ5201 | SHJL0201 |  | NE | 25.326 | 55.3771 | du | Residential | IBS | Sharjah | SHARJAH_AL MAZAJ THIRD | 3010500 | 2CC |  | SHJ_E3380P_10011_001002001 | in | Locked | On Air | On Air |  | Huawei | 3G+4G | HW U2.1 F2 / U900 F1 | HW L1.8 F1 (20M) + L800 F1 (15M) |  | 8 |  |  | IIB
July 2019 Update | SHJ0143 | Al Khudeirah Building | SHJ0143 | SHJ5143 | SHJL0143 |  | NE | 25.3551 | 55.3913 | du | Residential | IBS | Sharjah | SHARJAH_UMM AT TARRAFA | 3006200 | 2CC |  | SHJ_E3380L_10876_001001001 | in | Locked | On Air | On Air |  | Huawei | 3G+4G | HW U2.1 F2 / U900 F1 | HW L1.8 F1 (20M) + L800 F1 (15M) |  | 4 |  |  | IIB
| AUH0817 | Al Kindi Tower | AUH0817 | AUH5817 | AUHL0817 |  | AUH | 24.4903 | 54.3561 | du | Residential | IBS | Abu Dhabi | ABU DHABI_Al Markaziyah | 2500200 | 2CC |  | AUH_E2271X_10252_001002001 | in | Locked | On Air | On Air |  | Nokia | 3G+4G | NSN U900 F1 | NSN L1800 F1 (20MHz) + L800 F1 (15Mhz) |  | 4 |  |  | IIB
| SHJ0228 | Al Mabruka Tower 1 |  | SHJ5228 | SHJL0228 |  | NE | 25.3369 | 55.3887 | du | Residential | IBS | Sharjah | SHARJAH_AL MAZAJ FIRST | 3010600 | 2CC |  | SHJ_E3380Q_10233_001001001 | in |  | On Air | On Air |  | Huawei | 3G+4G | HW U2.1 F2 / U900 F1 | HW L1.8 F1 (20M) + L800 F1 (15M) |  | 4/4 |  |  | IIB
| SHJ0336 | Al Mabruka Tower 2 |  | SHJ5336 | SHJL0336 |  | NE | 25.3371 | 55.3891 | du | Residential | IBS | Sharjah | SHARJAH_AL MAZAJ FIRST | 3010600 | 2CC |  | SHJ_E3380Q_10234_001009011 | in |  | On Air | On Air |  | Huawei | 3G+4G | HW U2.1 F2 / U900 F1 | HW L1.8 F1 (20M) + L800 F1 (15M) |  | 6 |  |  | IIB
Decomm | AJM5999H | Al Maeraj Contracting |  | 0.Decomm |  |  | NE | 25.3703 | 55.4774 | du | Commercial | ATOM | Ajman | AJMAN_AJMAN INDUSTRIAL 2 | 4003900 |  |  |  | OUT | [12 empty] | MW
| AUH0890 | Al Mafraq Dialysis Center | AUH0890 | AUH5890 | AUHL0890 |  | AUH | 24.3263 | 54.616 | du | Hospital | IBS | Abu Dhabi | ABU DHABI_SHAKHBOUT CITY | 2004500 | 2CC |  | AUH_E2569Q_10250_001001001 | in | Locked | On Air | On Air |  | Nokia | 3G+4G | NSN U900 F1 | NSN L1800 F1 (20MHz) + L800 F1 (15Mhz) |  | 2 |  |  | MW
Decomm | AUH0416 | Al Mafraq Hospital | 0.Decomm | 0.Decomm | 0.Decomm |  | AUH | 24.3295 | 54.6136 | du | Hospital | IBS | Abu Dhabi | ABU DHABI_SHAKHBOUT CITY | 2004500 | 2CC |  | AUH_E2569Q_10076_001001002 | OUT | Locked | [11 empty] | MW
| AUH0417 | Al Maha Rotana Suites | AUH0417 | AUH5417 | AUHL0417 |  | AUH | 24.4923 | 54.3673 | du | Hotel | IBS | Abu Dhabi | ABU DHABI_Al Markaziyah | 2500200 | 1CC |  | AUH_E2271Y_11844_001023001 | in | Locked | On Air | On Air |  | Huawei/Nokia | 3G+4G | HW U2.1 F2 | NSN L18 F1 (20M) |  | 2 |  |  | MW
| IDX5489 | Al Majara Tower 1 |  | IDX0489 | IDXL5489 |  | DXB | 25.0742 | 55.1375 | du | Residential | IBS | Dubai South | DUBAI_MARSA DUBAI | 1039200 | 2CC |  | DXB_E3077N_10228_001002004 | in |  | On Air | On Air |  | Huawei | 3G+4G | HW U2.1 F2 / U900 F1 | HW L1.8 F1 (20M) + L800 F1 (15M) |  | 6 |  |  | IIB
| IDX5490 | Al Majara Tower 2 |  | IDX0490 | IDXL5490 |  | DXB | 25.0733 | 55.1369 | du | Residential | IBS | Dubai South | DUBAI_MARSA DUBAI | 1039200 | 2CC |  | DXB_E3077N_10231_001007009 | in |  | On Air | On Air |  | Huawei | 3G+4G | HW U2.1 F2 / U900 F1 | HW L1.8 F1 (20M) + L800 F1 (15M) |  | 6 |  |  | IIB
| IDX5493 | Al Majara Tower 3 |  | IDX0493 | IDXL5493 |  | DXB | 25.0738 | 55.1374 | du | Residential | IBS | Dubai South | DUBAI_MARSA DUBAI | 1039200 | 2CC |  | DXB_E3077N_10230_001002003 | in |  | On Air | On Air |  | Huawei | 3G+4G | HW U2.1 F2 / U900 F1 | HW L1.8 F1 (20M) + L800 F1 (15M) |  | 2/2 |  |  | IIB
| IDX5494 | Al Majara Tower 4 |  | IDX0494 | IDXL5494 |  | DXB | 25.0745 | 55.1371 | du | Residential | IBS | Dubai South | DUBAI_MARSA DUBAI | 1039200 | 2CC |  | DXB_E3077N_10227_001002012 | in |  | On Air | On Air |  | Huawei | 3G+4G | HW U2.1 F2 / U900 F1 | HW L1.8 F1 (20M) + L800 F1 (15M) |  | 2/2 |  |  | IIB
| IDX5495 | Al Majara Tower 5 |  | IDX0495 | IDXL5495 |  | DXB | 25.0739 | 55.1368 | du | Residential | IBS | Dubai South | DUBAI_MARSA DUBAI | 1039200 | 2CC |  | DXB_E3077N_10229_001002006 | in |  | On Air | On Air |  | Huawei | 3G+4G | HW U2.1 F2 / U900 F1 | HW L1.8 F1 (20M) + L800 F1 (15M) |  | 2/2 |  |  | IIB
| SHJ0071 | Al Majaz 2 Tower | SHJ0071 | SHJ5071 | SHJL0071 |  | NE | 25.3301 | 55.3736 | du | Residential | IBS | Sharjah | SHARJAH_AL MAZAJ THIRD | 3010500 | 2CC |  | SHJ_E3380P_10029_001021002 | in | Locked | On Air | On Air |  | Huawei | 3G+4G | HW U2.1 F2 / U900 F1 | HW L1.8 F1 (20M) + L800 F1 (15M) |  | 9 |  |  | IIB
| SHJ0026 | Al Majaz Pearl | SHJ0026 | SHJ5026 | SHJL0026 |  | NE | 25.3292 | 55.3918 | du | Residential | IBS | Sharjah | SHARJAH_AL MAZAJ SECOND | 3010700 | 1CC |  | SHJ_E3380Q_10043_001012005 | in | Locked | On Air | On Air |  | Huawei | 3G+4G | HW U2.1 F2 | HW L1.8 F1 (20M) |  | 1/2 |  |  | IIB
| SHJ0033 | Al Majaz Tower | SHJ0033 | SHJ5033 | SHJL0033 |  | NE | 25.3328 | 55.3755 | du | Residential | IBS | Sharjah | SHARJAH_AL MAZAJ THIRD | 3010500 | 2CC |  | SHJ_E3380P_10012_001002001 | in | Locked | On Air | On Air |  | Huawei | 3G+4G | HW U2.1 F2 / U900 F1 | HW L1.8 F1 (20M) + L800 F1 (15M) |  | 10/10 |  |  | IIB
Apr 2020 Update | SHJ0300 | Al Majid Tower | SHJ0300 | SHJ5300 | SHJL0300 |  | NE | 25.2988 | 55.3746 | du | Residential | IBS | Sharjah | SHARJAH_AL NAHDA | 3010200 | 2CC |  | SHJ_E3379A_10211_001001001 | in | Locked | On Air | On Air |  | Huawei | 3G+4G | HW U2.1 F2 / U900 F1 | HW L1.8 F1/F2 (20+10M) |  | 5/10 |  |  | IIB
| DXB0651 | Al Maktoum Airport Exhibition Airshow_Left | DXB0651 | DXB5651 | DXBL0651 |  | DXB | 24.8744 | 55.1806 | ETC | Airport | IBS | Dubai South | DUBAI_MADINAT AL MATAAR | 1052100 | 3CC | Yes | DXB_E3175P_10156_001001002 | in | Locked | On Air | On Air |  | Huawei | 3G+4G | HW U2.1 F2 / U900 F1 | HW L1.8 F1/F2 (20+10M) + L800 F1 (15M) |  | 9 |  |  | IIB
| DXB0650 | Al Maktoum Airport Exhibition Airshow_Middle | DXB0650 | DXB5650 | DXBL0650 |  | DXB | 24.8744 | 55.1806 | ETC | Airport | IBS | Dubai South | DUBAI_MADINAT AL MATAAR | 1052100 | 3CC | Yes | DXB_E3175P_10156_001001001 | in | Locked | On Air | On Air |  | Huawei | 3G+4G | HW U2.1 F2 | HW L1.8 F1/F2 (20+10M) + L800 F1 (15M) |  | 10/2 |  |  | IIB
| DXB0649 | Al Maktoum Airport Exhibition Airshow_Right | DXB0649 | DXB5649 | DXBL0649 | DXBNR0649 | DXB | 24.8744 | 55.1806 | ETC | Airport | IBS | Dubai South | DUBAI_MADINAT AL MATAAR | 1052100 | 3CC | Yes | DXB_E3075T_10037_001001002 | in | Locked | On Air | On Air | On Air | Huawei | 3G+4G+5G | HW U2.1 F2 / U900 F1 | HW L1.8 F1/F2 (20+10M) + L800 F1 (15M) | 1CC | 6 | 5/0 | N41 | IIB
| AUH0478 | Al Mamoura Building A | AUH0478 | AUH5478 | AUHL0478 | AUHNR0478 | AUH | 24.4632 | 54.3881 | ETC | Commercial | IBS | Abu Dhabi | ABU DHABI_Al Nahyan | 2501000 | 1CC |  | AUH_E2370A_10074_001003001 | in | Locked | On Air | On Air | On Air | Nokia | 3G+4G+5G | NSN U2.1 F2 / U900 F1 | NSN L18 F1 (20M) | 1CC | 2 | 74 | N78 | IIB
| SHJ0364 | Al Marwa 3 | SHJ0364 | SHJ5364 | SHJL0364 |  | NE | 25.3194 | 55.3634 | du | Residential | IBS | Sharjah | SHARJAH_AL KHAN | 3010300 | 1CC |  | SHJ_E3380U_10030_001003001 | in | Locked | On Air | On Air |  | Huawei | 3G+4G | HW U2.1 F2 | HW L1.8 F1 (20M) |  | 8 |  |  | IIB
| SHJ0374 | Al Marzouqi Towers A & B |  | SHJ5374 | SHJL0374 |  | NE | 25.3449 | 55.3879 | du | Residential | IBS | Sharjah | SHARJAH_AL NUD | 3007600 | 2CC |  | SHJ_E3380L_10816_001005002 | in |  | On Air | On Air |  | Huawei | 3G+4G | HW U2.1 F2 / U900 F1 | HW L1.8 F1 (20M) + L800 F1 (15M) |  | 8/8 |  |  | IIB
Jun 2020 Update | SHJ0375 | Al Marzouqi Towers Office & Hotel (Four Points by Sheraton) | SHJ0375 | SHJ5375 | SHJL0375 |  | NE | 25.3445 | 55.3879 | du | Hotel | IBS | Sharjah | SHARJAH_AL NUD | 3007600 | 2CC |  | SHJ_E3380L_10072_001002001 | in | Locked | On Air | On Air |  | Huawei | 3G+4G | HW U2.1 F2 / U900 F1 | HW L1.8 F1/F2 (20+10M) |  | 6/12 |  |  | IIB
| IDX5623 | Al Mawakeb School |  | IDX0623 | IDXL5623 |  | DXB | 25.1045 | 55.2017 | du | School | IBS | Dubai South | DUBAI_AL BARSHA SECOND | 1037600 | 1CC |  | DXB_E3177G_10554_001002001 | in |  | On Air | On Air |  | Huawei | 3G+4G | HW U2.1 F2 | HW L1.8 F1 (20M) |  | 7/7 |  |  | IIB
| SHJ0126 | Al Mawja Tower | SHJ0126 | SHJ5126 | SHJL0126 |  | NE | 25.3169 | 55.3755 | du | Residential | IBS | Sharjah | SHARJAH_AL KHAN | 3010300 | 2CC |  | SHJ_E3380U_10028_001001001 | in | Locked | On Air | On Air |  | Huawei | 3G+4G | HW U2.1 F2 / U900 F1 | HW L1.8 F1 (20M) + L800 F1 (15M) |  | 4/4 |  |  | IIB
| AUH0691 | Al Maya Hotel Staff Accommodations | AUH0691 | AUH5691 | AUHL0691 |  | AUH | 24.3891 | 54.2218 | du | Residential | IBS | Abu Dhabi | ABU DHABI_HALAT AL BAHRANI ISLAND | 2044500 | 2CC |  | AUH_E2170V_10002_001001001 | in | Locked | On Air | On Air |  | Nokia | 3G+4G | NSN U900 F1 | NSN L1800 F1 (20MHz) + L800 F1 (15Mhz) |  | 8 |  |  | MW
| AUH0687 | Al Maya Sheikh Hazza Bin Zayed Palace | AUH0687 |  |  |  | AUH | 24.366 | 54.1927 | ETC |  | IBS | Abu Dhabi | ABU DHABI_HALAT AL BAHRANI ISLAND | 2044500 |  |  | AUH_E2169F_10001_001002002 | in | On Air |  |  |  | Nokia | 2G | [6 empty] | MW
Mar 2020 Update | DXB0130 | Al Meraikhy Tower | DXB0130 | DXB5130 | DXBL0130 |  | DXB | 25.2085 | 55.2725 | du | Residential | IBS | Dubai North | DUBAI_TRADE CENTER FIRST | 1033500 | 2CC |  | DXB_E3278A_10962_001007001 | in | On Air | On Air | On Air |  | Huawei | 2G+3G+4G | HW U2.1 F2 | HW L1.8 F1/F2 (20+10M) |  | 1/1 |  |  | IIB
Mar 2019 Update | DXB0099 | AL MOUSA TOWER 1 | DXB0099 | DXB5099 | DXBL0099 |  | DXB | 25.2167 | 55.2776 | du | Commercial | IBS | Dubai North | DUBAI_TRADE CENTER FIRST | 1033500 | 2CC |  | DXB_E3279U_13261_001022002 | in | Locked | On Air | On Air |  | Huawei | 3G+4G | HW U2.1 F2 / U900 F1 | HW L1.8 F1 (20M) + L800 F1 (15M) |  | 4/4 |  |  | IIB
| DXB0100 | AL MOUSA TOWER 2 | DXB0100 | DXB5100 | DXBL0100 |  | DXB | 25.2164 | 55.2774 | du | Commercial | IBS | Dubai North | DUBAI_TRADE CENTER FIRST | 1033500 | 1CC |  | DXB_E3279U_12748_001032001 | in | On Air | On Air | On Air |  | Huawei | 2G+3G+4G | HW U2.1 F2 | HW L1.8 F1 (20M) |  | 3/3 |  |  | IIB
| AUH0435 | AL Muhairi Shopping Center | AUH0435 | AUH5435 | AUHL0435 |  | AUH | 24.4804 | 54.3573 | du | Mall | IBS | Abu Dhabi | ABU DHABI_Al Khalidiya | 2501300 | 2CC |  | AUH_E2270D_12268_001003001 | in | Locked | On Air | On Air |  | Nokia | 3G+4G | NSN U900 F1 | NSN L1800 F1 (20MHz) + L800 F1 (15Mhz) |  | 12 |  |  | IIB
| SHJ0478 | Al Muhanad Tower |  | SHJ5478 | SHJL0478 |  | NE | 25.3374 | 55.3756 | du | Residential | IBS | Sharjah | SHARJAH_AL MAZAJ THIRD | 3010500 | 2CC |  | SHJ_E3380P_10131_001002001 | in |  | On Air | On Air |  | Huawei | 3G+4G | HW U2.1 F2 / U900 F1 | HW L1.8 F1 (20M) + L800 F1 (15M) |  | 9 |  |  | IIB
| DXB0112 | Al Mulla Plaza | DXB0112 | DXB5112 | DXBL0112 |  | DXB | 25.2816 | 55.357 | du | Mall | IBS | Dubai North | DUBAI_AL NAHDA FIRST | 1023100 | 2CC |  | DXB_E3279J_10764_001003001 | in | Locked | On Air | On Air |  | Huawei | 3G+4G | HW U2.1 F2 / U900 F1 | HW L1.8 F1 (20M) + L800 F1 (15M) |  | 4 |  |  | IIB
| IDX5228 | Al Muraqabat Police Station | IDX5228 | IDX0228 | IDXL5228 |  | DXB | 25.2699 | 55.3294 | du | Government | IBS | Dubai North | DUBAI_AL MURAQQABAT | 1012400 | 2CC |  | DXB_E3279N_10366_001001001 | in | Locked | On Air | On Air |  | Huawei | 3G+4G | HW U2.1 F2 / U900 F1 | HW L1.8 F1 (20M) + L800 F1 (15M) |  | 2/2 |  |  | IIB
| IDX5249 | Al Muraqabat Police Station Accommodations |  | IDX0249 | IDXL5249 |  | DXB | 25.2692 | 55.3285 | du | Government | IBS | Dubai North | DUBAI_AL MURAQQABAT | 1012400 | 2CC |  | DXB_E3279N_10351_001001002 | in |  | On Air | On Air |  | Huawei | 3G+4G | HW U2.1 F2 / U900 F1 | HW L1.8 F1 (20M) + L800 F1 (15M) |  | 2/2 |  |  | IIB
| AUH0464 | Al Murjan Tower (Previously known as Danet-Sorouh Tower) |  | AUH5464 | AUHL0464 | AUHNR0464 | AUH | 24.4313 | 54.4375 | du | Commercial & Residential | IBS | Abu Dhabi | ABU DHABI_Al Zahra | 2501800 | 2CC |  | AUH_E2370M_11771_001001001 | in |  | On Air | On Air |  | Nokia | 3G+4G | NSN U900 F1 | NSN L1800 F1 (20MHz) + L800 F1 (15Mhz) |  | 6 |  |  | IIB
| DXB0079 | Al Murooj Rotana Hotel | DXB0079 | DXB5079 | DXBL0079 |  | DXB | 25.2028 | 55.2778 | du | Hotel | IBS | Dubai North | DUBAI_TRADE CENTER SECOND | 1033600 | 2CC |  | DXB_E3278A_11508_001006001 | in | Locked | On Air | On Air |  | Huawei | 3G+4G | HW U2.1 F2 / U900 F1 | HW L1.8 F1 (20M) + L800 F1 (15M) |  | 8 |  |  | IIB
| SHJ0145 | Al Musalla 544 | SHJ0145 | SHJ5145 | SHJL0145 |  | NE | 25.3548 | 55.393 | du | Residential | IBS | Sharjah | SHARJAH_AL MUSSALLA | 3006100 | 1CC |  | SHJ_E3380L_10033_001002001 | in | Locked | On Air | On Air |  | Huawei | 3G+4G | HW U2.1 F2 | HW L1.8 F1 (20M) |  | 2 |  |  | IIB
| DXB0091 | Al Musalla Enterprise Tower | DXB0091 | DXB5091 | DXBL0091 |  | DXB | 25.2578 | 55.2987 | du | Commercial | IBS | Dubai North | DUBAI_AL HAMRIYA | 1031300 | 2CC |  | DXB_E3279L_11812_001001002 | in | Locked | On Air | On Air |  | Huawei | 3G+4G | HW U2.1 F2 / U900 F1 | HW L1.8 F1 (20M) + L800 F1 (15M) |  | 9 |  |  | IIB
| AJM0919 | Al Musharif Centre Health Care | AJM0919 | AJM5919 | AJML0919 |  | NE | 25.4136 | 55.4714 | du | Hospital | IBS | Ajman | AJMAN_SAFIA | 4000800 | 2CC |  | AJM_E3481U_10070_001001005 | in | Locked | On Air | On Air |  | Huawei | 3G+4G | HW U2.1 F2 / U900 F1 | HW L1.8 F1 (20M) + L800 F1 (15M) |  | 2/2 |  |  | IIB
| RAK0511 | Al Naeem Mall | RAK0511 | RAK5511 | RAKL0511 |  | NE | 25.7922 | 55.9671 | ETC | Mall | IBS | Ras Al Khaimah | RAS AL-KHAIMAH_NAKHEEL | 7031200 | 2CC |  | RKT_E3985P_10004_001004003 | in | On Air | On Air | On Air |  | Huawei | 2G+3G+4G | HW U2.1 F2 / U900 F1 | HW L1.8 F1 (20M) + L800 F1 (15M) |  | 9 |  |  | IIB
| SHJ0222 | Al Nahda 3 Tower |  | SHJ5222 | SHJL0222 |  | NE | 25.302593 | 55.3826 | du | Residential | IBS | Sharjah | SHARJAH_AL NAHDA | 3010200 | 2CC |  | SHJ_E3379B_11420_001001019 | in |  | On Air | On Air |  | Huawei | 3G+4G | HW U2.1 F2 / U900 F1 | HW L1.8 F1 (20M) + L800 F1 (15M) |  | 15 |  |  | IIB
| SHJ0187 | Al Nahda Tower (Al Tayer Tower) | SHJ0187 | SHJ5187 | SHJL0187 |  | NE | 25.3011 | 55.3739 | du | Residential | IBS | Sharjah | SHARJAH_AL NAHDA | 3010200 | 1CC |  | SHJ_E3379A_10209_001002001 | in | Locked | On Air | On Air |  | Huawei | 3G+4G | HW U2.1 F2 | HW L1.8 F1 (20M) |  | 8 |  |  | IIB
Sep 2019 Update | SHJ0112 | Al Nasser Tower | SHJ0112 | SHJ5112 | SHJL0112 |  | NE | 25.3246 | 55.3793 | du | Residential | IBS | Sharjah | SHARJAH_AL MAZAJ THIRD | 3010500 | 1CC |  | SHJ_E3380U_10021_001002001 | in | Locked | On Air | On Air |  | Huawei | 3G+4G | HW U2.1 F2 | HW L1.8 F1 (20M) |  | 8 |  |  | IIB
Dec 2018 Update | DXB0225 | Al Nawras Apartment Hotel |  | DXB5225 | DXBL0225 |  | DXB | 25.2916 | 55.3681 | du | Hotel | IBS | Dubai North | DUBAI_AL NAHDA FIRST | 1023100 | 2CC |  | DXB_E3379A_10217_001003001 | in |  | On Air | On Air |  | Huawei | 3G+4G | HW U2.1 F2 / U900 F1 | HW L1.8 F1 (20M) + L800 F1 (15M) |  | 6 |  |  | IIB
| SHJ0102 | Al Nayli-5 | SHJ0102 | SHJ5102 | SHJL0102 |  | NE | 25.3099 | 55.3745 | du | Residential | IBS | Sharjah | SHARJAH_AL MAMZAR | 3010400 | 2CC |  | SHJ_E3380U_10051_001001001 | in | Locked | On Air | On Air |  | Huawei | 3G+4G | HW U2.1 F2 / U900 F1 | HW L1.8 F1 (20M) + L800 F1 (15M) |  | 6 |  |  | IIB
Jul 2020 Update | SHJ0142 | Al Nibaha 561 | SHJ0142 | SHJ5142 | SHJL0142 |  | NE | 25.364 | 55.3949 | du | Residential | IBS | Sharjah | SHARJAH_AL NABBA | 3006400 | 2CC |  | SHJ_E3380G_10013_001003001 | in | Locked | On Air | On Air |  | Huawei | 3G+4G | HW U2.1 F2 / U900 F1 | HW L1.8 F1/F2 (20+10M) |  | 1/2 |  |  | IIB
| AUH0472 | Al Noor Hospital Airport Road |  | AUH5472 | AUHL0472 |  | AUH | 24.4171 | 54.4616 | du | Hospital | IBS | Abu Dhabi | ABU DHABI_Al Madina Al Riyadiya | 2501700 | 1CC |  | AUH_E2370S_10296_001003001 | in |  | On Air | On Air |  | Huawei/Nokia | 3G+4G | HW U2.1 F2 | NSN L18 F1 (20M) |  | 1 |  |  | IIB
| AUH0471 | Al Noor Hospital_Hamdan Street | AUH0471 | AUH5471 | AUHL0471 |  | AUH | 24.4909 | 54.3603 | du | Hospital | IBS | Abu Dhabi | ABU DHABI_Al Markaziyah | 2500200 | 2CC |  | AUH_E2271X_10680_001022001 | in | Locked | On Air | On Air |  | Nokia | 3G+4G | NSN U900 F1 | NSN L1800 F1 (20MHz) + L800 F1 (15Mhz) |  | 4 |  |  | IIB
| SHJ0134 | Al Noor Tower | SHJ0134 | SHJ5134 | SHJL0134 |  | NE | 25.3229 | 55.3789 | du | Residential | IBS | Sharjah | SHARJAH_AL MAZAJ THIRD | 3010500 | 1CC |  | SHJ_E3380U_10017_001002001 | in | Locked | On Air | On Air |  | Huawei | 3G+4G | HW U2.1 F2 | HW L1.8 F1 (20M) |  | 8 |  |  | IIB
Jan 2019 Update | DXB0772 | Al Oasis Tower | DXB0772 | DXB5772 | DXBL0772 |  | DXB | 25.2115 | 55.2764 | du | Residential | IBS | Dubai North | DUBAI_TRADE CENTER SECOND | 1033600 | 2CC |  | DXB_E3278A_11528_001001002 | in | Locked | On Air | On Air |  | Huawei | 3G+4G | HW U2.1 F2 / U900 F1 | HW L1.8 F1 (20M) + L800 F1 (15M) |  | 9 |  |  | IIB
| AUH0721 | AL Odaid tower | AUH0721 | AUH5721 | AUHL0721 |  | AUH | 24.4666 | 54.3735 | du | Commercial | IBS | Abu Dhabi | ABU DHABI_Al Karamah | 2501400 | 2CC |  | AUH_E2270E_11301_001001001 | in | Locked | On Air | On Air |  | Nokia | 3G+4G | NSN U900 F1 | NSN L1800 F1 (20MHz) + L800 F1 (15Mhz) |  | 4 |  |  | IIB
| AUH0720 | Al Orjowan Tower | AUH0720 | AUH5720 | AUHL0720 |  | AUH | 24.4794 | 54.3543 | du | Residential | IBS | Abu Dhabi | ABU DHABI_Al Hosn | 2500300 | 2CC |  | AUH_E2270D_11598_001012007 | in | On Air | On Air | On Air |  | Nokia | 2G+3G+4G | NSN U900 F1 | NSN L1800 F1 (20MHz) + L800 F1 (15Mhz) |  | 4 |  |  | IIB
| AUH0810 | Al Otaiba Building |  | AUH5810 | AUHL0810 |  | AUH | 24.488 | 54.3534 | du | Residential | IBS | Abu Dhabi | ABU DHABI_Al Hosn | 2500300 | 2CC |  | AUH_E2271X_10733_001002001 | in |  | On Air | On Air |  | Nokia | 3G+4G | NSN U900 F1 | NSN L1800 F1 (20MHz) + L800 F1 (15Mhz) |  | 2 |  |  | IIB
| SHJ0247 | Al Owais Nahad Tower A_B_Podium |  | SHJ5247 | SHJL0247 |  | NE | 25.301142 | 55.371762 | du | Residential | IBS | Sharjah | SHARJAH_AL NAHDA | 3010200 | 2CC |  | SHJ_E3379A_10205_001007033 | in |  | On Air | On Air |  | Huawei | 3G+4G | HW U2.1 F2 / U900 F1 | HW L1.8 F1 (20M) + L800 F1 (15M) |  | 10/10 |  |  | IIB
| SHJ0248 | Al Owais Nahad Tower C_D |  | SHJ5248 | SHJL0248 |  | NE | 25.301142 | 55.371762 | du | Residential | IBS | Sharjah | SHARJAH_AL NAHDA | 3010200 | 1CC |  | SHJ_E3379A_10205_001032001 | in |  | On Air | On Air |  | Huawei | 3G+4G | HW U2.1 F2 | HW L1.8 F1 (20M) |  | 4/4 |  |  | IIB
| AJM0880 | Al Owais Tower | AJM0880 | AJM5880 | AJML0880 |  | NE | 25.4105 | 55.435 | du | Residential | IBS | Ajman | DUBAI_AL SABKHA | 1011500 | 2CC |  | AJM_E3381X_12096_001001001 | in | Locked | On Air | On Air |  | Huawei | 3G+4G | HW U2.1 F2 / U900 F1 | HW L1.8 F1 (20M) + L800 F1 (15M) |  | 6/6 |  |  | IIB
| DXB0102 | Al Owais Tower | DXB0102 | DXB5102 | DXBL0102 |  | DXB | 25.2683 | 55.3031 | du | Commercial | IBS | Dubai North | DUBAI_AL SABKHA | 1011500 | 2CC |  | DXB_E3279M_10299_001001001 | in | Locked | On Air | On Air |  | Huawei | 3G+4G | HW U2.1 F2 / U900 F1 | HW L1.8 F1 (20M) + L800 F1 (15M) |  | 6 |  |  | IIB
Mar 2019 Update | SHJ0381 | Al Owais Tower | SHJ0381 | SHJ5381 | SHJL0381 |  | NE | 25.3279 | 55.3733 | du | Residential | IBS | Sharjah | DUBAI_AL SABKHA | 1011500 | 1CC |  | SHJ_E3380P_10027_001001001 | in | Locked | On Air | On Air |  | Huawei | 3G+4G | HW U2.1 F2 | HW L1.8 F1 (20M) |  | 6 |  |  | IIB
| SHJ0163 | Al Qasimi Hospital | SHJ0163 | SHJ5163 | SHJL0163 |  | NE | 25.3421 | 55.4321 | du | Hospital | IBS | Sharjah | SHARJAH_AL KHEZAMIA | 3010000 | 2CC |  | SHJ_E3380S_10007_001001001 | in | On Air | On Air | On Air |  | Huawei | 2G+3G+4G | HW U2.1 F2 / U900 F1 | HW L1.8 F1 (20M) + L800 F1 (15M) |  | 4/8 |  |  | IIB
| SHJ0425 | Al Qassimi Hospital New Extension |  | SHJ5425 | SHJL0425 |  | NE | 25.3409 | 55.4335 | ETC | Hospital | IBS | Sharjah | SHARJAH_AL KHEZAMIA | 3010000 | 2CC |  | SHJ_E3380S_10007_001003001 | in |  | On Air | On Air |  | Huawei | 3G+4G | HW U2.1 F2 / U900 F1 | HW L1.8 F1 (20M) + L800 F1 (15M) |  | 3/4 |  |  | IIB
| SHJ0125 | Al Qemmah Tower | SHJ0125 | SHJ5125 | SHJL0125 |  | NE | 25.3101 | 55.373 | du | Residential | IBS | Sharjah | SHARJAH_AL MAMZAR | 3010400 | 1CC |  | SHJ_E3380U_10049_001002001 | in | Locked | On Air | On Air |  | Huawei | 3G+4G | HW U2.1 F2 | HW L1.8 F1 (20M) |  | 3/3 |  |  | IIB
Jan 2019 Update | IDX5052 | Al Rabia Tower | IDX5052 | IDX0052 | IDXL5052 |  | DXB | 25.0935 | 55.3243 | du | Residential | IBS | Dubai South | DUBAI_WADI AL SAFA 3 (RANCHES) | 1064500 | 2CC |  | DXB_E3277I_10377_001001001 | in | Locked | On Air | On Air |  | Huawei | 3G+4G | HW U2.1 F2 / U900 F1 | HW L1.8 F1 (20M) + L800 F1 (15M) |  | 4/6 |  |  | MW
| IDX5709 | Al Raffa Commercial and Residential Buildings Block A & B |  | IDX0709 | IDXL5709 |  | DXB | 25.250729 | 55.2821 | ETC | Commercial & Residential | IBS | Dubai North | DUBAI_AL RAFFA | 1031600 | 2CC |  | DXB_E3279Q_12283_001001001 | in |  | On Air | On Air |  | Huawei | 3G+4G | HW U2.1 F2 / U900 F1 | HW L1.8 F1 (20M) + L800 F1 (15M) |  | 9 |  |  | IIB
| AUH0419 | Al Raha Beach Hotel | AUH0419 | AUH5419 | AUHL0419 |  | AUH | 24.4385 | 54.5724 | du | Hotel | IBS | Abu Dhabi | ABU DHABI_SHATIE AL RAHA | 2042400 | 2CC |  | AUH_E2470O_10012_001001001 | in | Locked | On Air | On Air |  | Nokia | 3G+4G | NSN U900 F1 | NSN L1800 F1 (20MHz) + L800 F1 (15Mhz) |  | 4 |  |  | MW
| AUH0745 | Al Raha Beach Hotel Extension Building |  | AUH5745 | AUHL0745 |  | AUH | 24.439077 | 54.5712 | du | Hotel | IBS | Abu Dhabi | ABU DHABI_SHATIE AL RAHA | 2042400 | 2CC |  | AUH_E2470O_10063_001003001 | in |  | On Air | On Air |  | Nokia | 3G+4G | NSN U900 F1 | NSN L1800 F1 (20MHz) + L800 F1 (15Mhz) |  | 2 |  |  | MW
| AUH0420 | Al Raha Mall | AUH0420 | AUH5420 | AUHL0420 | AUHNR0420 | AUH | 24.4388 | 54.5743 | du | Mall | IBS | Abu Dhabi | ABU DHABI_SHATIE AL RAHA | 2042400 | 4CC |  | AUH_E2470O_10049_001004002 | in | Locked | On Air | On Air | On Air | Nokia | 3G+4G+5G | NSN U900 F1 | NSN L18 F1/F2 (20+15M) + L800 F1 (15M) + L21 F1 (15M) | 1CC | 5 | 2 | N41 | MW
Mar 2020 Update | SHJ0189 | Al Raha Tower | SHJ0189 | SHJ5189 | SHJL0189 |  | NE | 25.3266 | 55.3708 | du | Residential | IBS | Sharjah | SHARJAH_AL KHAN | 3010300 | 2CC |  | SHJ_E3380P_10128_001009002 | in | Locked | On Air | On Air |  | Huawei | 3G+4G | HW U2.1 F2 / U900 F1 | HW L1.8 F1/F2 (20+10M) |  | 4/8 |  |  | IIB
| AUH0418 | Al Rahba Hospital | AUH0418 | AUH5418 | AUHL0418 |  | AUH | 24.5728 | 54.6943 | du | Hospital | IBS | Abu Dhabi | ABU DHABI_AL RAHBA | 2004100 | 2CC |  | AUH_E2671A_10235_001001001 | in | Locked | On Air | On Air |  | Nokia | 3G+4G | NSN U900 F1 | NSN L1800 F1 (20MHz) + L800 F1 (15Mhz) |  | 4 |  |  | MW
| DXB0229 | al ramoul building, Near RAKBANK, al ramool, Rashidiya, Dubai | DXB0229 | DXB5229 |  |  | DXB | 25.238 | 55.3586 | du | Commercial | IBS | Dubai North | DUBAI_AL GARHOUD | 1021400 |  |  | DXB_E3279T_11633_001003003 | in | Locked | On Air |  |  | Huawei | 3G | 3G 2100 |  |  | 2 |  |  | iiB
Feb 2021 update | DXB0543 | AL RASHDAN TOWER (2P) - PLOT NO. 392-260 | DXB0543 | DXB5543 | DXBL0543 |  | DXB | 25.0787 | 55.143 | du | Residential | IBS | Dubai South | DUBAI_MARSA DUBAI | 1039200 | 2CC |  | DXB_E3077N_10030_001013009 | in | On Air | On Air | On Air |  | Huawei | 2G+3G+4G | HW U2.1 F2 | HW L1.8 F1/F2 (20+10M) |  | 3/3 |  |  | IIB
| IDX5445 | Al Rashidiya Police Station |  | IDX0445 | IDXL5445 |  | DXB | 25.3028 | 55.3691 | du | Government | IBS | Dubai North | DUBAI_AL RASHIDIYA | 1021600 | 2CC |  | DXB_E3379V_10172_001001001 | in |  | On Air | On Air |  | Huawei | 3G+4G | HW U2.1 F2 / U900 F1 | HW L1.8 F1 (20M) + L800 F1 (15M) |  | 2/2 |  |  | IIB
| AUH0460 | Al Rawda Arjaan Rotana Hotel | AUH0460 | AUH5460 | AUHL0460 |  | AUH | 24.4694 | 54.3725 | du | Hotel | IBS | Abu Dhabi | ABU DHABI_Al Nahyan | 2501000 | 2CC |  | AUH_E2270E_12846_001003001 | in | Locked | On Air | On Air |  | Nokia | 3G+4G | NSN U900 F1 | NSN L1800 F1 (20MHz) + L800 F1 (15Mhz) |  | 2 |  |  | IIB
| AUH0910 | Al Rawda Towers A & B |  | AUH5910 | AUHL0910 |  | AUH | 24.474 | 54.3506 | du | Commercial | IBS | Abu Dhabi | ABU DHABI_Al Khalidiya | 2501300 | 2CC |  | AUH_E2270D_11581_001001001 | in |  | On Air | On Air |  | Nokia | 3G+4G | NSN U900 F1 | NSN L1800 F1 (20MHz) + L800 F1 (15Mhz) |  | 10 |  |  | IIB
| DXB0835 | Al Razi Medical Center DHCC |  | DXB5835 | DXBL0835 |  | DXB | 25.2339 | 55.3183 | du | Hospital | IBS | Dubai North | DUBAI_UMM HURAIR SECOND | 1031500 | 2CC |  | DXB_E3279W_10035_001002021 | in |  | On Air | On Air |  | Huawei | 3G+4G | HW U2.1 F2 / U900 F1 | HW L1.8 F1 (20M) + L800 F1 (15M) |  | 9 |  |  | IIB
| DXB0634 | Al Reef Mall | DXB0634 | DXB5634 | DXBL0634 | DXBNR0634 | DXB | 25.2696 | 55.3225 | du | Mall | IBS | Dubai North | DUBAI_AL MURAQQABAT | 1012400 | 3CC |  | DXB_E3279N_11585_001005001 | in | Locked | On Air | On Air | On Air | Huawei | 3G+4G+5G | HW U2.1 F2 / U900 F1 | HW L1.8 F1/F2 (20+10M) + L800 F1 (15M) | 2CC | 8/5 | 0/58 | N78 F1 + N78 F2 | MW
| IDX5611 | Al Reef Tower @ Jumeirah Village |  | IDX0611 | IDXL5611 |  | DXB | 25.0475 | 55.211 | du | Residential | IBS | Dubai South | DUBAI_AL BARSHA SOUTH FOURTH (JUMEIRAH VILLAGE SOUTH) | 1068100 | 2CC |  | DXB_E3177W_11156_001018002 | in |  | On Air | On Air |  | Huawei | 3G+4G | HW U2.1 F2 / U900 F1 | HW L1.8 F1 (20M) + L800 F1 (15M) |  | 9 |  |  | IIB
| AUH0800 | Al Reem Tower | AUH0800 | AUH5800 | AUHL0800 |  | AUH | 24.4951 | 54.3771 | du | Commercial | IBS | Abu Dhabi | ABU DHABI_Tourist Club Area | 2500100 | 2CC |  | AUH_E2271Y_11189_001021007 | in | Locked | On Air | On Air |  | Nokia | 3G+4G | NSN U900 F1 | NSN L1800 F1 (20MHz) + L800 F1 (15Mhz) |  | 4 |  |  | IIB
| DXB0695 | Al Rostamani Maze Tower_Trade Center | DXB0695 | DXB5695 | DXBL0695 | DXBNR0695 | DXB | 25.2156 | 55.2795 | ETC | Commercial | IBS | Dubai North | DUBAI_TRADE CENTER SECOND | 1033600 | 2CC |  | DXB_E3278A_11553_001052001 | in | Locked | On Air | On Air | On Air | Huawei | 3G+4G+5G | HW U2.1 F2 / U900 F1 | HW L1.8 F1 (20M) + L800 F1 (15M) | 1CC | 24 | 4/0 | N41 | IIB
Apr 2019 Update | SHJ0155 | Al Rund Tower | SHJ0155 | SHJ5155 | SHJL0155 |  | NE | 25.327 | 55.37 | du | Residential | IBS | Sharjah | SHARJAH_AL KHAN | 3010300 | 1CC |  | SHJ_E3380P_10043_001001006 | in | Locked | On Air | On Air |  | Huawei | 3G+4G | HW U2.1 F2 | HW L1.8 F1 (20M) |  | 8 |  |  | IIB
| AUH0995 | Al Ruwais Mall | AUH0995 | AUH5995 | AUHL0995 |  | AUH | 24.0754 | 52.6717 | du | Mall | IBS | WR | ABU DHABI_AL RUWAIS | 2003100 | 1CC |  | AUH_E0566C_10371_001001006 | in | On Air | On Air | On Air |  | Nokia | 2G+3G+4G | NSN U2.1 F1+F2 | NSN L18 F1 (20M) |  | 2 |  |  | IIB
Decomm | AAN0030 | Al Safa Commercial Center | 0.Decomm | 0.Decomm |  |  | AUH | 24.2767 | 55.7636 | du | Commercial | IBS | Al Ain | ABU DHABI_HILI | 8000200 | 1CC |  | AAN_E3668O_10005_001001001 | OUT |  |  |  |  | Ericsson | [7 empty] | IIB
| IDX5375 | Al Safeer Tower 1 |  | IDX0375 | IDXL5375 |  | DXB | 25.177152 | 55.271 | du | Residential | IBS | Dubai North | DUBAI_BURJ KHALIFA (BUSINESS BAY) | 1034500 | 2CC |  | DXB_E3278K_10192_001019001 | in |  | On Air | On Air |  | Huawei | 3G+4G | HW U2.1 F2 / U900 F1 | HW L1.8 F1 (20M) + L800 F1 (15M) |  | 6 |  |  | IIB
| IDX5431 | Al Safeer Tower 2 |  | IDX0431 | IDXL5431 |  | DXB | 25.1802 | 55.2761 | du | Residential | IBS | Dubai North | DUBAI_BURJ KHALIFA (BUSINESS BAY) | 1034500 | 2CC |  | DXB_E3278F_10674_001010018 | in |  | On Air | On Air |  | Huawei | 3G+4G | HW U2.1 F2 / U900 F1 | HW L1.8 F1 (20M) + L800 F1 (15M) |  | 3 |  |  | IIB
| IDX5472 | Al Sahab Towers at Dubai Marina |  | IDX0472 | IDXL5472 |  | DXB | 25.0759 | 55.1358 | du | Residential | IBS | Dubai South | DUBAI_MARSA DUBAI | 1039200 | 1CC |  | DXB_E3077N_10218_001001003 | in |  | On Air | On Air |  | Huawei | 3G+4G | HW U2.1 F2 | HW L1.8 F1 (20M) |  | 4/6 |  |  | IIB
| AUH0862 | Al Salam Tower | AUH0862 | AUH5862 | AUHL0862 |  | AUH | 24.4995 | 54.3708 | du | Residential | IBS | Abu Dhabi | ABU DHABI_Tourist Club Area | 2500100 | 2CC |  | AUH_E2271T_11081_001001001 | in | Locked | On Air | On Air |  | Nokia | 3G+4G | NSN U900 F1 | NSN L1800 F1 (20MHz) + L800 F1 (15Mhz) |  | 2 |  |  | MW
| AUH0481 | Al Salam Tunnel (now known as Sheikh Zayed Tunnel) | AUH0481 | AUH5481 | AUHL0481 |  | AUH | 24.4951 | 54.374 | du | Tunnel | IBS | Abu Dhabi | ABU DHABI_Al Markaziyah | 2500200 | 1CC |  | AUH_E2271Y_12056_001001001 | in | On Air | On Air | On Air |  | Huawei/Nokia | 2G+3G+4G | HW U2.1 F2 | NSN L18 F1 (20M) |  | 1 |  |  | MW
| AUH0796 | Al Saqr Group - BMW Showroom | AUH0796 | AUH5796 | AUHL0796 |  | AUH | 24.4179 | 54.4944 | du | Commercial | IBS | Abu Dhabi | ABU DHABI_AL MAQTA AREA | 2044000 | 2CC |  | AUH_E2470P_10368_001001002 | in | Locked | On Air | On Air |  | Nokia | 3G+4G | NSN U900 F1 | NSN L1800 F1 (20MHz) + L800 F1 (15Mhz) |  | 4 |  |  | IIB
| SHJ0444 | Al Seer Tower |  | SHJ5444 | SHJL0444 |  | NE | 25.3232 | 55.375598 | du | Mixed Used | IBS | Sharjah | SHARJAH_AL KHAN | 3010300 | 2CC |  | SHJ_E3380U_10043_001033001 | in |  | On Air | On Air |  | Huawei | 3G+4G | HW U2.1 F2 / U900 F1 | HW L1.8 F1 (20M) + L800 F1 (15M) |  | 9 |  |  | IIB
| AJM0926 | Al Shaali Tower |  | AJM5926 | AJML0926 |  | NE | 25.4098 | 55.4343 | du | Residential | IBS | Ajman | AJMAN_RUMAILA 1 | 4000500 | 2CC |  | AJM_E3381X_12094_001001001 | in |  | On Air | On Air |  | Huawei | 3G+4G | HW U2.1 F2 / U900 F1 | HW L1.8 F1 (20M) + L800 F1 (15M) |  | 9 |  |  | MW
| AUH0405 | Al Shabiya Police Station |  | AUH5405 | AUHL0405 |  | AUH | 24.453072° | 54.398531° | du | Government | IBS | Abu Dhabi | ABU DHABI_Al Nahyan | 2501000 | 1CC |  | AUH_E2370F_11323_001001001 | in |  | On Air | On Air |  | Huawei/Nokia | 3G+4G | HW U2.1 F2 | NSN L18 F1 (20M) |  | 4 |  |  | MW
Mar 2019 Update | DXB0470 | Al Shafar Office Tower | DXB0470 | DXB5470 | DXBL0470 |  | DXB | 25.0983 | 55.1743 | du | Commercial | IBS | Dubai South | DUBAI_AL THANYAH FIRST (AL SAFOUH THIRD) | 1038300 | 2CC |  | DXB_E3177F_10053_001012025 | in | Locked | On Air | On Air |  | Huawei | 3G+4G | HW U2.1 F2 / U900 F1 | HW L1.8 F1 (20M) + L800 F1 (15M) |  | 6 |  |  | IIB
Feb 2019 Update | DXB0976 | Al Shafar Tower @ BB | DXB0976 | DXB5976 | DXBL0976 |  | DXB | 25.1936 | 55.2903 | du | Residential | IBS | Dubai North | DUBAI_BURJ KHALIFA (BUSINESS BAY) | 1034500 | 2CC |  | DXB_E3278G_10171_001036007 | in | Locked | On Air | On Air |  | Huawei | 3G+4G | HW U2.1 F2 / U900 F1 | HW L1.8 F1 (20M) + L800 F1 (15M) |  | 12 |  |  | IIB
| IDX5224 | Al Shafar Tower @ Dubailand |  | IDX0224 | IDXL5224 |  | DXB | 25.0948 | 55.3829 | du | Residential | IBS | Dubai South | DUBAI_WADI AL SAFA 5 (DUBAI LAND) | 1064800 | 3CC |  | DXB_E3377F_10478_001011019 | in |  | On Air | On Air |  | Huawei | 3G+4G | HW U2.1 F2 / U900 F1 | HW L1.8 F1/F2 (20+10M) + L800 F1 (15M) |  | 16 |  |  | IIB
Feb 2020 Update | SHJ0001 | Al Shahid Tower 1 | SHJ0001 | SHJ5001 | SHJL0001 |  | NE | 25.3243 | 55.374 | du | Residential | IBS | Sharjah | SHARJAH_AL KHAN | 3010300 | 2CC |  | SHJ_E3380U_10044_001053001 | in | Locked | On Air | On Air |  | Huawei | 3G+4G | HW U2.1 F2 / U900 F1 | HW L1.8 F1/F2 (20+10M) |  | 4/8 |  |  | IIB
Mar 2020 Update | SHJ0295 | Al Sham Tower | SHJ0295 | SHJ5295 | SHJL0295 |  | NE | 25.3092 | 55.3716 | du | Residential | IBS | Sharjah | SHARJAH_AL MAMZAR | 3010400 | 2CC |  | SHJ_E3380U_10054_001031001 | in | Locked | On Air | On Air |  | Huawei | 3G+4G | HW U2.1 F2 / U900 F1 | HW L1.8 F1/F2 (20+10M) |  | 2/4 |  |  | IIB
Sep 2019 Update | DXB0901 | Al Shamsi Building Al Nahda1 | DXB0901 | DXB5901 | DXBL0901 |  | DXB | 25.2919 | 55.3687 | ETC | Residential | IBS | Dubai North | DUBAI_AL NAHDA FIRST | 1023100 | 1CC |  | DXB_E3379A_10650_001001001 | in | Locked | On Air | On Air |  | Huawei | 3G+4G | HW U2.1 F2 | HW L1.8 F1 (20M) |  | 3/6 |  |  | MW
Mar 2019 Update | AJM0383 | Al Sharafa Building | AJM0383 | AJM5383 | AJML0383 |  | NE | 25.3914 | 55.4383 | du | Commercial | IBS | Ajman | AJMAN_NUAIMEYA 3 | 4001300 | 2CC |  | AJM_E3380D_10234_001018001 | in | Locked | On Air | On Air |  | Huawei | 3G+4G | HW U2.1 F2 / U900 F1 | HW L1.8 F1 (20M) + L800 F1 (15M) |  | 4 |  |  | IIB
| FUJ0637 | Al Sharq Hospital @ Fujairah |  | FUJ5637 | FUJL0637 |  | NE | 25.1513 | 56.3511 | du | Hospital | IBS | Fujairah | FUJAIRAH_Al Faseel - Al Sharia | 6000013 | 2CC |  | FJR_E4278Y_10498_001001001 | in |  | On Air | On Air |  | Huawei | 3G+4G | HW U2.1 F2 / U900 F1 | HW L1.8 F1 (20M) + L800 F1 (15M) |  | 2/2 |  |  | IIB
| AUH0746 | Al Shawamekh School |  | AUH5746 | AUHL0746 |  | AUH | 24.329 | 54.6454 | du | School | ATOM | Abu Dhabi | ABU DHABI_AL SHAWAMEKH | 2046400 | 2CC |  | AUH_E2569S_10016_001001001 | in |  | On Air | On Air |  | Nokia | 3G+4G | NSN U900 F1 | NSN L1800 F1 (20MHz) + L800 F1 (15Mhz) |  | 2 |  |  | IIB
| SHJ0188 | Al Sheraa Tower - SHJ Sails | SHJ0188 | SHJ5188 | SHJL0188 |  | NE | 25.3267 | 55.3786 | du | Residential | IBS | Sharjah | SHARJAH_AL MAZAJ THIRD | 3010500 | 1CC |  | SHJ_E3380P_10009_001002001 | in | Locked | On Air | On Air |  | Huawei | 3G+4G | HW U2.1 F2 | HW L1.8 F1 (20M) |  | 6 |  |  | IIB
| AUH0923 | AL Shorfa Hotel |  | AUH5923 | AUHL0923 |  | AUH | 24.5001 | 54.3712 | du | Hotel | IBS | Abu Dhabi | ABU DHABI_Tourist Club Area | 2500100 | 1CC |  | AUH_E2271T_10320_001001001 / AUH_E2271T_10320_001002001 | in |  | On Air | On Air |  | Huawei/Nokia | 3G+4G | HW U2.1 F1+F2 | NSN L18 F1 (20M) |  |  |  |  | MW
Feb 2021 update | SHJ0154 | Al Taria Tower | SHJ0154 | SHJ5154 | SHJL0154 |  | NE | 25.312 | 55.3746 | du | Residential | IBS | Sharjah | SHARJAH_AL MAMZAR | 3010400 | 3CC |  | SHJ_E3380U_10023_001001001 | in | Locked | On Air | On Air |  | Huawei | 3G+4G | HW U2.1 F2 / U900 F1 | HW L1.8 F1/F2 (20+10M) + L800 F1 (15M) |  | 6 |  |  | IIB
| DXB0076 | Al Thuraya Tower 1 | DXB0076 | DXB5076 | DXBL0076 |  | DXB | 25.0911 | 55.1535 | du | Commercial | IBS | Dubai South | DUBAI_AL SAFOUH SECOND | 1038200 | 2CC |  | DXB_E3077J_10049_001016010 | in | Locked | On Air | On Air |  | Huawei | 3G+4G | HW U2.1 F2 / U900 F1 | HW L1.8 F1 (20M) + L800 F1 (15M) |  | 9 |  |  | IIB
| AAN0027 | Al Wagan Hospital Al Ain | AAN0027 | AAN5027 | AANL0027 |  | AUH | 23.6373 | 55.5656 | du | Hospital | IBS | Al Ain | ABU DHABI_AL WAGAN | 8009300 | 2CC |  | AAN_E3461O_10003_001001001 | in | Locked | On Air | On Air |  | Ericsson | 3G+4G | E/// U900 F1 | E/// L1.8 F1 (20M) + L800 F1 (15M) |  |  |  |  | MW
| SHJ0210 | Al Waha Building | SHJ0210 | SHJ5210 | SHJL0210 |  | NE | 25.314 | 55.3736 | du | Residential | IBS | Sharjah | SHARJAH_AL KHAN | 3010300 | 1CC |  | SHJ_E3380U_10024_001001001 | in | Locked | On Air | On Air |  | Huawei | 3G+4G | HW U2.1 F2 | HW L1.8 F1 (20M) |  | 8 |  |  | IIB
| AUH0527 | Al Wahda City Office Tower | AUH0527 | AUH5527 | AUHL0527 |  | AUH | 24.4712 | 54.3737 | ETC | Commercial | IBS | Abu Dhabi | ABU DHABI_Al Nahyan | 2501000 | 1CC |  | AUH_E2270E_10426_001018001 | in | Locked | On Air | On Air |  | Huawei/Nokia | 3G+4G | HW U2.1 F2 | NSN L18 F1 (20M) |  | 2 |  |  | MW
Jun 2021 Update | AUH0529 | Al Wahda City Residential Tower | AUH0529 | AUH5529 | AUHL0529 |  | AUH | 24.4713 | 54.3745 | ETC | Residential | IBS | Abu Dhabi | ABU DHABI_Al Nahyan | 2501000 | 4CC |  | AUH_E2270E_11734_001024001 | in | Locked | On Air | On Air |  | Nokia | 3G+4G | NSN U900 F1 | NSN L18 F1/F2 (20+15M) + L800 F1 (15M) + L21 F1 (15M) |  | 8 |  |  | MW
| AUH0528 | Al Wahda City Towers - Hotel & Basement Parking | AUH0528 | AUH5528 | AUHL0528 |  | AUH | 24.4718 | 54.3739 | ETC | Hotel | IBS | Abu Dhabi | ABU DHABI_Al Nahyan | 2501000 | 1CC |  | AUH_E2270E_10680_001013002 | in | On Air | On Air | On Air |  | Huawei/Nokia | 2G+3G+4G | HW U2.1 F2 | NSN L18 F1 (20M) |  | 3 |  |  | MW
| AUH0578 | Al Wahda Mall | AUH0578 | AUH5578 | AUHL0578 | AUHNR0578A | AUH | 24.4703 | 54.3729 | du | Mall | IBS | Abu Dhabi | ABU DHABI_Al Nahyan | 2501000 | 4CC |  | AUH_E2270E_10421_001001054 | in | Locked | On Air | On Air | On Air | Nokia | 3G+4G+5G | NSN U2.1 F1+F2 / U900 F1 | NSN L18 F1/F2 (20+15M) + L800 F1 (15M) + L21 F1 (15M) | 2CC | 6 | 108 | N78 | IIB
| AUH0578 | Al Wahda Mall |  |  |  | AUHNR0578B | AUH | 24.4703 | 54.3729 | du | Mall | IBS | Abu Dhabi | ABU DHABI_Al Nahyan | 2501000 |  |  | AUH_E2270E_10421_001001054 | in |  |  |  | On Air | Nokia | 5G |  |  | 2CC | 6 | 104 | N78 | IIB
Decomm | AUH0902 | Al Wahda Mall Extension |  |  | 0.Decomm |  | AUH | 24.47 | 54.3741 | du |  | IBS | Abu Dhabi | ABU DHABI_Al Nahyan | 2501000 |  |  | AUH_E2270E_10186_001003006 | OUT | [12 empty] | IIB
| AUH0902 | Al Wahda Mall Extension | AUH0902 | AUH5902 | AUHL0902 | AUHNR0902A | AUH | 24.47 | 54.3741 | du | Mall | IBS | Abu Dhabi | ABU DHABI_Al Nahyan | 2501000 | 4CC |  | AUH_E2270E_10186_001003006 | in | On Air | On Air | On Air | On Air | Nokia | 2G+3G+4G+5G | NSN U2.1 F1+F2 / U900 F1 | NSN L18 F1/F2 (20+10M) + L800 F1 (15M) + L21 F1 (15M) | 1CC + 2CC | 12 | 53 | N78 | IIB
| AUH0902 | Al Wahda Mall Extension |  |  |  | AUHNR0902B | AUH | 24.47 | 54.3741 | du | Mall | IBS | Abu Dhabi | ABU DHABI_Al Nahyan | 2501000 |  |  | AUH_E2270E_10186_001003006 | in |  |  |  | On Air | Nokia | 5G |  |  | 1CC + 2CC | 12 | 71 | N78 | IIB
| IDX5458 | Al Waleed Palace Hotel Apartments |  | IDX0458 | IDXL5458 |  | DXB | 24.9441 | 55.3515 | du | Hotel | IBS | Dubai North | DUBAI_OUD METHA | 1031900 | 2CC |  | DXB_E3178X_12254_001002002 | in |  | On Air | On Air |  | Huawei | 3G+4G | HW U2.1 F2 / U900 F1 | HW L1.8 F1 (20M) + L800 F1 (15M) |  | 2/2 |  |  | IIB
| DXB0711 | Al Wasl Hospital | DXB0711 | DXB5711 | DXBL0711 |  | DXB | 25.2232 | 55.3179 | du | Hospital | IBS | Dubai North | DUBAI_AL JADAF | 1032600 | 2CC |  | DXB_E3279W_10645_001002001 | in | Locked | On Air | On Air |  | Huawei | 3G+4G | HW U2.1 F2 / U900 F1 | HW L1.8 F1 (20M) + L800 F1 (15M) |  | 9 |  |  | IIB
July 2019 Update | DXB0377 | Al Wasl HQ_Mankhool Road |  | DXB5377 | DXBL0377 |  | DXB | 25.2501 | 55.2879 | du | Residential | IBS | Dubai North | DUBAI_AL RAFFA | 1031600 | 1CC |  | DXB_E3279Q_11580_001002001 | in |  | On Air | On Air |  | Huawei | 3G+4G | HW U2.1 F2 | HW L1.8 F1 (20M) |  | 2 |  |  | IIB
| IDX5333 | Al Wasl Vita |  | IDX0333 | IDXL5333 |  | DXB | 25.21 | 55.2552 | du | Mall | IBS | Dubai North | DUBAI_JUMEIRA FIRST | 1033200 | 2CC |  | DXB_E3178E_13191_001004001 | in |  | On Air | On Air |  | Huawei | 3G+4G | HW U2.1 F2 / U900 F1 | HW L1.8 F1 (20M) + L800 F1 (15M) |  | 6 |  |  | IIB
| AUH0449 | Al Wathba National Insurance | AUH0449 | AUH5449 | AUHL0449 |  | AUH | 24.4884 | 54.3732 | du | Commercial | IBS | Abu Dhabi | ABU DHABI_Madinat Zayed(AD) | 2501200 | 2CC |  | AUH_E2271Y_11389_001003001 | in | Locked | On Air | On Air |  | Nokia | 3G+4G | NSN U900 F1 | NSN L1800 F1 (20MHz) + L800 F1 (15Mhz) |  | 3 |  |  | IIB
| IDX5046 | Al Zahra Hospital Al Barsha | IDX5046 | IDX0046 | IDXL5046 |  | DXB | 25.1058 | 55.1805 | ETC | Hospital | IBS | Dubai South | DUBAI_AL BARSHA FIRST | 1037300 | 2CC |  | DXB_E3177F_10758_001009001 | in | Locked | On Air | On Air |  | Huawei | 3G+4G | HW U2.1 F2 / U900 F1 | HW L1.8 F1 (20M) + L800 F1 (15M) |  | 4/4 |  |  | IIB
| SHJ0413 | Al Zain Tower | SHJ0413 | SHJ5413 | SHJL0413 |  | NE | 25.2998 | 55.3747 | du | Residential | IBS | Sharjah | SHARJAH_AL NAHDA | 3010200 | 1CC |  | SHJ_E3379A_10223_001002001 | in | Locked | On Air | On Air |  | Huawei | 3G+4G | HW U2.1 F2 | HW L1.8 F1 (20M) |  | 2/2 |  |  | IIB
| AAN0035 | Al-Ain Oasis Hospital_Expansion Building | AAN0035 | AAN5035 | AANL0035 |  | AUH | 24.207 | 55.7588 | ETC | Hospital | IBS | Al Ain | ABU DHABI_AL MUTAWAA | 8001700 | 2CC |  | AAN_E3667J_10012_001004001 | in | Locked | On Air | On Air |  | Ericsson | 3G+4G | E/// U900 F1 | E/// L1.8 F1 (20M) + L800 F1 (15M) |  |  |  |  | IIB
Decomm | AUH0454 | Al-Bateen Tower 1 |  | 0.Decomm | 0.Decomm |  | AUH | 24.4544 | 54.3389 | ETC | Commercial | IBS | Abu Dhabi | ABU DHABI_Al Bateen | 2500600 |  |  | AUH_E2270H_10947_001003001 | OUT | [12 empty] | IIB
| AUH0455 | Al-Bateen Tower 2 | AUH0455 | AUH5455 | AUHL0455 |  | AUH | 24.4548 | 54.3389 | ETC | Commercial | IBS | Abu Dhabi | ABU DHABI_Al Bateen | 2500600 | 1CC |  | AUH_E2270H_10948_001005001 | in | Locked | On Air | On Air |  | Huawei/Nokia | 3G+4G | HW U2.1 F2 | NSN L18 F1 (20M) |  | 4 |  |  | IIB
| AUH0494 | Aldar HQ Building | AUH0494 | AUH5494 | AUHL0494 | AUHNR0494 | AUH | 24.4413 | 54.5754 | ETC | Commercial | IBS | Abu Dhabi | ABU DHABI_SHATIE AL RAHA | 2042400 | 2CC |  | AUH_E2470O_10087_001001004 | in | On Air | On Air | On Air | On Air | Huawei/Nokia | 2G+3G+4G+5G | HW U2.1 F2 | NSN L1800 F1 (20MHz) + L800 F1 (15Mhz) | 1CC | 8 | 2 | N41 | IIB
Sep 2020 Update | SHJ0172 | Alfa Tower | SHJ0172 | SHJ5172 | SHJL0172 |  | NE | 25.3402 | 55.3865 | du | Residential | IBS | Sharjah | SHARJAH_AL MAZAJ FIRST | 3010600 | 2CC |  | SHJ_E3380Q_10010_001001002 | in | Locked | On Air | On Air |  | Huawei | 3G+4G | HW U2.1 F2 / U900 F1 | HW L1.8 F1 (20M) + L800 F1 (15M) |  | 3 |  |  | IIB
| DXB0337 | Al-Fattan hotel_Palm Jumeirah | DXB0337 | DXB5337 | DXBL0337 |  | DXB | 25.122 | 55.154 | du | Hotel | IBS | Dubai South | DUBAI_NAKHLAT JUMEIRA (THE PALM JUMEIRAH) | 1038100 | 2CC |  | DXB_E3077E_10110_001002003 | in | Locked | On Air | On Air |  | Huawei | 3G+4G | HW U2.1 F2 / U900 F1 | HW L1.8 F1 (20M) + L800 F1 (15M) |  | 4/4 |  |  | IIB
| DXB0337 | Al-Fattan hotel_Palm Jumeirah |  | DXB5337B |  |  | DXB | 25.122 | 55.154 | du | Hotel | IBS | Dubai South | DUBAI_NAKHLAT JUMEIRA (THE PALM JUMEIRAH) | 1038100 |  |  | DXB_E3077E_10110_001002003 | in |  | On Air |  |  | Huawei | 3G | 3G 2100 + 900 |  |  | 2 |  |  | IIB
| DXB0489 | Al-Fattan residence_Palm Jumeirah | DXB0489 | DXB5489 | DXBL0489 |  | DXB | 25.122 | 55.154 | du | Residential | IBS | Dubai South | DUBAI_NAKHLAT JUMEIRA (THE PALM JUMEIRAH) | 1038100 | 2CC |  | DXB_E3077E_10110_001003001 | in | Locked | On Air | On Air |  | Huawei | 3G+4G | HW U2.1 F2 / U900 F1 | HW L1.8 F1 (20M) + L800 F1 (15M) |  | 12 |  |  | IIB
| IDX0973B | Al-Futtaim Orient Insurance |  | IDX0973B | IDXL5973II |  | DXB | 25.2102 | 55.3751 | du | Commerical | ATOM | Dubai North | DUBAI_AL KHEERAN (RAS AL HAMAR) | 1041200 | 1CC |  | DXB_E3378A_10464_001001001 | in |  | On Air | On Air |  | Huawei | 3G+4G | HW U2.1 F2 | HW L1.8 F1 (20M) |  | 1 |  |  | MW
| SHJ0165 | AlHusn Tower | SHJ0165 | SHJ5165 | SHJL0165 |  | NE | 25.3351 | 55.3911 | du | Commercial | IBS | Sharjah | SHARJAH_ABU SHUGHARA | 3010800 | 1CC |  | SHJ_E3380Q_10035_001019001 | in | Locked | On Air | On Air |  | Huawei | 3G+4G | HW U2.1 F2 | HW L1.8 F1 (20M) |  | 4 |  |  | IIB
| SHJ0461 | Ali Mousa Tower 2 |  | SHJ5461 | SHJL0461 |  | NE | 25.319578 | 55.3838 | du | Residential | IBS | Sharjah | SHARJAH_AL MAZAJ SECOND | 3010700 | 2CC |  | SHJ_E3380V_10027_001003001 | in |  | On Air | On Air |  | Huawei | 3G+4G | HW U2.1 F2 / U900 F1 | HW L1.8 F1 (20M) + L800 F1 (15M) |  | 6 |  |  | IIB
Feb 2020 Update | SHJ0209 | Ali Omran Building at Al Nahda | SHJ0209 | SHJ5209 | SHJL0209 |  | NE | 25.3016 | 55.3797 | du | Residential | IBS | Sharjah | SHARJAH_AL NAHDA | 3010200 | 1CC |  | SHJ_E3379A_10198_001001001 | in | Locked | On Air | On Air |  | Huawei | 3G+4G | HW U2.1 F2 | HW L1.8 F1 (20M) |  | 4/4 |  |  | IIB
| AAN0051 | Aloft Hotel in Al Ain |  | AAN5051 | AANL0051 |  | AUH | 24.244401 | 55.7158 | ETC | Hotel | IBS | Al Ain | ABU DHABI_AL TOWAYYA | 8000600 | 2CC |  | AAN_E3668W_10014_001001001 | in |  | On Air | On Air |  | Ericsson | 3G+4G | E/// U900 F1 | E/// L1.8 F1 (20M) + L800 F1 (15M) |  |  |  |  | IIB
| IDX5713 | Aloft Hotel The Palm |  | IDX0713 | IDXL5713 |  | DXB | 25.1254 | 55.1542 | du | Hotel | IBS | Dubai South | DUBAI_NAKHLAT JUMEIRA (THE PALM JUMEIRAH) | 1038100 | 2CC |  | DXB_E3078Y_10149_001002003 | in |  | On Air | On Air |  | Huawei | 3G+4G | HW U2.1 F2 / U900 F1 | HW L1.8 F1 (20M) + L800 F1 (15M) |  | 2/2 |  |  | IIB
| AUH5462A | Alpha Emirates Investment Kizad Office_1 |  | AUH5462A | AUHL0462I |  | AUH | 24.7446 | 54.755 | du | commercial | ATOM | Abu Dhabi | ABU DHABI_KHALIFA INDUSTRIAL CITY A | 2100000 | 1CC |  | AUH_E2673D_10001_001001002 | in |  | On Air | On Air |  | Nokia | 3G+4G | NSN U2.1 F1+F2 | NSN L18 F1 (20M) |  | 1 |  |  | IIB
| AUH5462B | Alpha Emirates Investment Kizad Office_2 |  | AUH5462B | AUHL0462II |  | AUH | 24.7446 | 54.755 | du | commercial | ATOM | Abu Dhabi | ABU DHABI_KHALIFA INDUSTRIAL CITY A | 2100000 | 1CC |  | AUH_E2673D_10001_001001003 | in |  | On Air | On Air |  | Nokia | 3G+4G | NSN U2.1 F1+F2 | NSN L18 F1 (20M) |  | 1 |  |  | IIB
| AUH5462C | Alpha Emirates Investment Kizad Office_3 |  | AUH5462C | AUHL0462III |  | AUH | 24.7446 | 54.755 | du | commercial | ATOM | Abu Dhabi | ABU DHABI_KHALIFA INDUSTRIAL CITY A | 2100000 | 1CC |  | AUH_E2673D_10001_001002001 | in |  | On Air | On Air |  | Nokia | 3G+4G | NSN U2.1 F1+F2 | NSN L18 F1 (20M) |  | 1 |  |  | IIB
| AUH5462D | Alpha Emirates Investment Kizad Office_4 |  | AUH5462D | AUHL0462IV |  | AUH | 24.7446 | 54.755 | du | commercial | ATOM | Abu Dhabi | ABU DHABI_KHALIFA INDUSTRIAL CITY A | 2100000 | 1CC |  | AUH_E2673D_10001_001002002 | in |  | On Air | On Air |  | Nokia | 3G+4G | NSN U2.1 F1+F2 | NSN L18 F1 (20M) |  | 1 |  |  | IIB
| SHJ0446 | Al-Qassimeyah tower |  | SHJ5446 | SHJL0446 |  | NE | 25.3412 | 55.3915 | du | Residential | IBS | Sharjah | SHARJAH_AL NUD | 3007600 | 2CC |  | SHJ_E3380Q_10152_001001001 | in |  | On Air | On Air |  | Huawei | 3G+4G | HW U2.1 F2 / U900 F1 | HW L1.8 F1/F2 (20+10M) |  | 10/10 |  |  | IIB
| DXB0242 | Al-Shoula Building (Gift Village)Near Emirates Group HQ, Airport Road, Dubai | DXB0242 | DXB5242 | DXBL0242 |  | DXB | 25.2564 | 55.3313 | du | Commercial | IBS | Dubai North | DUBAI_PORT SAEED | 1012900 | 2CC |  | DXB_E3279N_11381_001001002 | in | Locked | On Air | On Air |  | Huawei | 3G+4G | HW U2.1 F2 / U900 F1 | HW L1.8 F1 (20M) + L800 F1 (15M) |  | 9 |  |  | IIB
| IDX5596 | American School of Creative Science - Al Barsha |  | IDX0596 | IDXL5596 |  | DXB | 25.0817 | 55.2167 | du | School | IBS | Dubai South | DUBAI_AL BARSHA SOUTH FIRST | 1067100 | 2CC |  | DXB_E3177M_10654_001002002 | in |  | On Air | On Air |  | Huawei | 3G+4G | HW U2.1 F2 / U900 F1 | HW L1.8 F1 (20M) + L800 F1 (15M) |  | 2/2 |  |  | IIB
| DXB0505 | American University - Dubai | DXB0505 | DXB5505 | DXBL0505 |  | DXB | 25.0908 | 55.1566 | du | University | IBS | Dubai South | DUBAI_AL SAFOUH SECOND | 1038200 | 1CC |  | DXB_E3077J_10129_001003001 | in | Locked | On Air | On Air |  | Huawei | 3G+4G | HW U2.1 F2 | HW L1.8 F1 (20M) |  | 4/4 |  |  | IIB
| AUH0834 | Amity International School AUH |  | AUH5834 | AUHL0834 |  | AUH | 24.5369 | 54.6316 | ETC | University | IBS | Abu Dhabi | ABU DHABI_AL BAHYA | 2044200 | 2CC |  | AUH_E2270G_10174_001001001 | in |  | On Air | On Air |  | Nokia | 3G+4G | NSN U900 F1 | NSN L1800 F1 (20MHz) + L800 F1 (15Mhz) |  | 4 |  |  | IIB
| IDX5233 | Amity University |  | IDX0233 | IDXL5233 |  | DXB | 25.1235 | 55.4207 | du | University | IBS | Dubai North | DUBAI_AL ROWAIYAH FIRST (800) | 1081200 | 3CC |  | DXB_E3377C_10040_001002001 | in |  | On Air | On Air |  | Huawei | 3G+4G | HW U2.1 F2 / U900 F1 | HW L1.8 F1/F2 (20+10M) + L800 F1 (15M) |  | 9/6 |  |  | IIB
| DXB0693 | Amwaj Rotana | DXB0693 | DXB5693 | DXBL0693 |  | DXB | 25.0735 | 55.1309 | du | Hotel | IBS | Dubai South | DUBAI_MARSA DUBAI | 1039200 | 2CC |  | DXB_E3077N_10083_001009009 | in | Locked | On Air | On Air |  | Huawei | 3G+4G | HW U2.1 F2 / U900 F1 | HW L1.8 F1 (20M) + L800 F1 (15M) |  | 4/6 |  |  | IIB
Sep 2020 Update | DXB0163 | Anbar_Dubai Marina | DXB0163 | DXB5163 | DXBL0163 |  | DXB | 25.0842 | 55.1488 | ETC | Residential | IBS | Dubai South | DUBAI_MARSA DUBAI | 1039200 | 1CC |  | DXB_E3077O_10836_001020001 | in | Locked | On Air | On Air |  | Huawei | 3G+4G | HW U900 F1 | HW L800 F1 (15M) |  | 2/2 |  |  | IIB
| DXB0800 | Angsana / Emirates Grand Hotel | DXB0800 | DXB5800 | DXBL0800 |  | DXB | 25.2096 | 55.2752 | du | Hotel | IBS | Dubai North | DUBAI_TRADE CENTER SECOND | 1033600 | 2CC |  | DXB_E3278A_11516_001006002 | in | Locked | On Air | On Air |  | Huawei | 3G+4G | HW U2.1 F2 / U900 F1 | HW L1.8 F1 (20M) + L800 F1 (15M) |  | 12 |  |  | IIB
| FUJ0620 | Anma Tower - Fujeirah Call Center | FUJ0620 | FUJ5620 | FUJL0620 |  | NE | 25.1227 | 56.3221 | du | Commercial | IBS | Fujairah | FUJAIRAH_AL MUDHANNAB - Town Center | 6081203 | 2CC |  | FJR_E4277D_10446_001002001 | in | Locked | On Air | On Air |  | Huawei | 3G+4G | HW U2.1 F2 / U900 F1 | HW L1.8 F1/F2 (20+10M) |  | 4/4 |  |  | IIB
| SHJ0437 | Ansar Mall |  | SHJ5437 | SHJL0437 |  | NE | 25.3026 | 55.3689 | du | Mall | IBS | Sharjah | SHARJAH_AL NAHDA | 3010200 | 2CC |  | SHJ_E3379A_10222_001001002 | in |  | On Air | On Air |  | Huawei | 3G+4G | HW U2.1 F2 / U900 F1 | HW L1.8 F1 (20M) + L800 F1 (15M) |  | 3 |  |  | IIB
Mar 2019 Update | DXB0088 | API World Tower | DXB0088 | DXB5088 | DXBL0088 | DXBNR0088 | DXB | 25.2254 | 55.2836 | du | Commercial | IBS | Dubai North | DUBAI_TRADE CENTER FIRST | 1033500 | 1CC |  | DXB_E3279V_10832_001033001 | in | Locked | On Air | On Air | On Air | Huawei | 3G+4G+5G | HW U2.1 F2 / U900 F1 | HW L1.8 F1 (20M) | 1CC | 9 | 3/0 | N41 | IIB
Sep 2020 Update | DXB0992 | Aquaventure Admin Building | DXB0992 | DXB5992 | DXBL0992 |  | DXB | 25.1356 | 55.1217 | du | Commercial | IBS | Dubai South | DUBAI_NAKHLAT JUMEIRA (THE PALM JUMEIRAH) | 1038100 | 1CC |  | DXB_E3078W_10106_001001040 | in | Locked | On Air | On Air |  | Huawei | 3G+4G | HW U2.1 F2 | HW L1.8 F1 (20M) |  | 2 |  |  | IIB
| DXB0462 | Arab Bank DOZ | DXB0462 | DXB5462 | DXBL0462 |  | DXB | 25.1275 | 55.4282 | du | Commercial | IBS | Dubai North | DUBAI_AL ROWAIYAH FIRST (800) | 1081200 | 1CC |  | DXB_E3377D_10019_001002002 | in | Locked | On Air | On Air |  | Huawei | 3G+4G | HW U2.1 F2 / U900 F1 | HW L1.8 F1 (20M) |  | 1/2 |  |  | IIB
| IDX5462 | Arabian Courtyard hotel | IDX5462 | IDX0462 | IDXL5462 |  | DXB | 25.2625 | 55.2975 | du | Hotel | IBS | Dubai North | DUBAI_AL SOUQ AL KABEER | 1031200 | 2CC |  | DXB_E3279L_13225_001001001 | in | Locked | On Air | On Air |  | Huawei | 3G+4G | HW U2.1 F2 / U900 F1 | HW L1.8 F1 (20M) + L800 F1 (15M) |  | 3 |  |  | MW
Feb 2019 Update | DXB0509 | Arbift Tower_Dubai Marina | DXB0509 | DXB5509 | DXBL0509 |  | DXB | 25.068 | 55.1327 | du | Residential | IBS | Dubai South | DUBAI_MARSA DUBAI | 1039200 | 2CC |  | DXB_E3077S_10071_001003003 | in | Locked | On Air | On Air |  | Huawei | 3G+4G | HW U2.1 F2 / U900 F1 | HW L1.8 F1 (20M) + L800 F1 (15M) |  | 4/4 |  |  | IIB
| SHJ0161 | Areyana Hotel | SHJ0161 | SHJ5161 | SHJL0161 |  | NE | 25.3196 | 55.3774 | du | Hotel | IBS | Sharjah | SHARJAH_AL MAMZAR | 3010400 | 2CC |  | SHJ_E3380U_10008_001001001 | in | Locked | On Air | On Air |  | Huawei | 3G+4G | HW U2.1 F2 / U900 F1 | HW L1.8 F1 (20M) + L800 F1 (15M) |  | 6 |  |  | IIB
July 2019 Update | DXB0234 | Areyana Tower (Foremerly Delta 1 Tower) | DXB0234 | DXB5234 | DXBL0234 |  | DXB | 25.0827 | 55.1482 | du | Residential | IBS | Dubai South | DUBAI_MARSA DUBAI | 1039200 | 2CC |  | DXB_E3077O_11062_001004002 | in | Locked | On Air | On Air |  | Huawei | 3G+4G | HW U2.1 F2 / U900 F1 | HW L1.8 F1 (20M) + L800 F1 (15M) |  | 4/4 |  |  | IIB
| DXB0670 | Arjaan Hotel, infront of DMC14 | DXB0670 | DXB5670 | DXBL0670 |  | DXB | 25.0956 | 55.1542 | ETC | Hotel | IBS | Dubai South | DUBAI_AL SAFOUH SECOND | 1038200 | 2CC |  | DXB_E3077J_10647_001033002 | in | Locked | On Air | On Air |  | Huawei | 3G+4G | HW U2.1 F2 / U900 F1 | HW L1.8 F1 (20M) + L800 F1 (15M) |  | 9 |  |  | dufix
| SHJ0421 | ASAS Tower Block A |  | SHJ5421 | SHJL0421 |  | NE | 25.3176 | 55.375 | ETC | Residential | IBS | Sharjah | SHARJAH_AL KHAN | 3010300 | 2CC |  | SHJ_E3380U_10169_001010022 | in |  | On Air | On Air |  | Huawei | 3G+4G | HW U2.1 F2 / U900 F1 | HW L1.8 F1 (20M) + L800 F1 (15M) |  | 9 |  |  | IIB
| SHJ0468 | ASAS Tower Common Floors & Block B |  | SHJ5468 | SHJL0468 |  | NE | 25.3176 | 55.375 | ETC | Residential | IBS | Sharjah | SHARJAH_AL KHAN | 3010300 | 2CC |  | SHJ_E3380U_10169_001010021 | in |  | On Air | On Air |  | Huawei | 3G+4G | HW U2.1 F2 / U900 F1 | HW L1.8 F1 (20M) + L800 F1 (15M) |  | 10/10 |  |  | IIB
| IDX5183 | Asiana Hotel Dubai | IDX5183 | IDX0183 | IDXL5183 |  | DXB | 25.2696 | 55.3252 | du | Hotel | IBS | Dubai North | DUBAI_AL MURAQQABAT | 1012400 | 2CC |  | DXB_E3279N_11597_001001001 | in | Locked | On Air | On Air |  | Huawei | 3G+4G | HW U2.1 F2 / U900 F1 | HW L1.8 F1 (20M) + L800 F1 (15M) |  | 5 |  |  | MW
July 2019 Update | IDX5006 | Aspen Commercial Tower | IDX5006 | IDX0006 | IDXL5006 |  | DXB | 25.2089 | 55.2725 | du | Commercial | IBS | Dubai North | DUBAI_TRADE CENTER FIRST | 1033500 | 1CC |  | DXB_E3278A_10081_001001001 | in | On Air | On Air | On Air |  | Huawei | 2G+3G+4G | HW U2.1 F2 | HW L1.8 F1 (20M) |  | 1/1 |  |  | IIB
Dec 2018 Update | IDX5005 | Aspen Residency | IDX5005 | IDX0005 | IDXL5005 |  | DXB | 25.2095 | 55.2728 | du | Residential | IBS | Dubai North | DUBAI_TRADE CENTER FIRST | 1033500 | 1CC |  | DXB_E3278A_11582_001001001 | in | On Air | On Air | On Air |  | Huawei | 2G+3G+4G | HW U2.1 F2 | HW L1.8 F1 (20M) |  | 2/2 |  |  | IIB
| IDX5126 | Aster Hospital | IDX5126 | IDX0126 | IDXL5126 |  | DXB | 25.2523 | 55.2888 | ETC | Hospital | IBS | Dubai North | DUBAI_AL RAFFA | 1031600 | 2CC |  | DXB_E3279L_13068_001003001 | in | Locked | On Air | On Air |  | Huawei | 3G+4G | HW U2.1 F2 / U900 F1 | HW L1.8 F1 (20M) + L800 F1 (15M) |  | 2/2 |  |  | IIB
Mar 2019 Update | IDX5166 | Aswaaq Centre - Al Mizhar | IDX5166 | IDX0166 | IDXL5166 |  | DXB | 25.2499 | 55.4537 | du | Mall | IBS | Dubai North | DUBAI_AL MIZHAR FIRST | 1026200 | 2CC |  | DXB_E3379T_11233_001001048 | in | Locked | On Air | On Air |  | Huawei | 3G+4G | HW U2.1 F2 / U900 F1 | HW L1.8 F1 (20M) + L800 F1 (15M) |  | 3 |  |  | IIB
Nov 2020 update | IDX5160 | Aswaaq Centre - Al Warqa'a | IDX5160 | IDX0160 | IDXL5160 |  | DXB | 25.1927 | 55.4101 | du | Mall | IBS | Dubai North | DUBAI_AL WARQAA SECOND (AL WARQA SECOND) | 1042200 | 2CC |  | DXB_E3378H_10662_001002003 | in | Locked | On Air | On Air |  | Huawei | 3G+4G | HW U2.1 F2 / U900 F1 | HW L1.8 F1/F2 (20+10M) |  | 1/2 |  |  | IIB
| DXB0581 | Atlantis Royal Hotel | DXB0581 | DXB5581A | DXBL0581 | DXBNR0581 | DXB | 25.1311 | 55.1175 | ETC | Hotel | IBS | Dubai South | DUBAI_NAKHLAT JUMEIRA (THE PALM JUMEIRAH) | 1038100 | 2CC |  | DXB_E3078W_10106_001001104 | in | Locked | On Air | On Air | On Air | Huawei | 3G+4G+5G | HW U2.1 F2 / U900 F1 | HW L1.8 F1/F2 (20+10M) | 1CC | 14/12 | 7/0 | N41 | IIB
| DXB0581 | Atlantis Royal Hotel |  | DXB5581B |  | DXBNR0581A | DXB | 25.1311 | 55.1175 | ETC | Hotel | IBS | Dubai South | DUBAI_NAKHLAT JUMEIRA (THE PALM JUMEIRAH) | 1038100 |  |  | DXB_E3078W_10106_001001104 | in |  | On Air |  | On Air | Huawei | 3G+5G | 3G 2100 |  | 2CC | 1 | 0/44 | N78 F1 + N78 F2 | IIB
| IDX5405 | Atlas Business Centre @ DMC |  | IDX0405 | IDXL5405 |  | DXB | 25.0943 | 55.1561 | du | Commercial | IBS | Dubai South | DUBAI_AL SAFOUH SECOND | 1038200 | 2CC |  | DXB_E3077J_10119_001010002 | in |  | On Air | On Air |  | Huawei | 3G+4G | HW U2.1 F2 / U900 F1 | HW L1.8 F1 (20M) + L800 F1 (15M) |  | 2/2 |  |  | IIB
| SHJ0110 | Atlas Mall & Residence |  | SHJ5110 | SHJL0110 |  | NE | 25.363750 | 55.3918 | ETC | MAll | IBS | Sharjah | SHARJAH_AL MUJARRAH | 3007300 | 2CC |  | SHJ_E3380G_10048_001001001 | in |  | On Air | On Air |  | Huawei | 3G+4G | HW U2.1 F2 / U900 F1 | HW L1.8 F1 (20M) + L800 F1 (15M) |  | 12 |  |  | IIB
| AUH5458D | ATOM ACE Hardware - Yas Island |  | AUH5458D | AUHL0458IV |  | AUH | 24.4919 | 54.6125 | du | Mall | ATOM | Abu Dhabi | ABU DHABI_YAS ISLAND | 2004600 | 1CC |  | AUH_E2571V_10285_001001001 | in |  | On Air | On Air |  | Nokia | 3G+4G | NSN U2.1 F1+F2 | NSN L18 F1 (20M) |  | 1 |  |  | IIB
| AUH5673B | ATOM ADAC Business Park Building_2F |  | AUH5673B | AUHL0673II |  | AUH | 24.4292 | 54.6408 | du | Airport | ATOM | Abu Dhabi | ABU DHABI_ABU DHABI INTERNATIONAL AIRPORT | 2044300 | 1CC |  | AUH_E2570R_10020_001002001 | in |  | On Air | On Air |  | Huawei/Nokia | 3G+4G | HW U2.1 F1+F2 | NSN L18 F1 (20M) |  | 1 |  |  | MW
| AUH5673A | ATOM ADAC Business Park Building_GF |  | AUH5673A | AUHL0673I |  | AUH | 24.4292 | 54.6408 | du | Airport | ATOM | Abu Dhabi | ABU DHABI_ABU DHABI INTERNATIONAL AIRPORT | 2044300 | 1CC |  | AUH_E2570R_10020_001001001 | in |  | On Air | On Air |  | Huawei/Nokia | 3G+4G | HW U2.1 F1+F2 | NSN L18 F1 (20M) |  | 1 |  |  | MW
| AUH5812F | ATOM ADAC HQ |  | AUH5812F | AUHL0812VI |  | AUH | 24.4229 | 54.6484 | du | Airport | ATOM | Abu Dhabi | ABU DHABI_ABU DHABI INTERNATIONAL AIRPORT | 2044300 | 1CC |  | AUH_E2570S_10115_001002001 | in |  | On Air | On Air |  | Huawei/Nokia | 3G+4G | HW U2.1 F2 | NSN L18 F1 (20M) |  | 1 |  |  | IIB
| AUH5812E | ATOM ADAC IT |  | AUH5812E | AUHL0812V |  | AUH | 24.4231 | 54.6511 | du | Airport | ATOM | Abu Dhabi | ABU DHABI_ABU DHABI INTERNATIONAL AIRPORT | 2044300 | 1CC |  | AUH_E2570S_10063_001001001 | in |  | On Air | On Air |  | Nokia | 3G+4G | NSN U2.1 F1+F2 | NSN L18 F1 (20M) |  | 1 |  |  | IIB
| AUH5532C | ATOM ADIA MTB TCAJV Main |  | AUH5532C | AUHL0532III |  | AUH | 24.457 | 54.634 | du | Commercial | ATOM | Abu Dhabi | ABU DHABI_ABU DHABI INTERNATIONAL AIRPORT | 2044300 | 1CC |  | AUH_E2570H_10024_001001001 | in |  | On Air | On Air |  | Huawei/Nokia | 3G+4G | HW U2.1 F2 | NSN L18 F1 (20M) |  | 1 |  |  | MW
| AUH5818D | ATOM ADVETI |  | AUH5818D | AUHL0818IV |  | AUH | 24.5465 | 54.7728 | du | Commercial | ATOM | Abu Dhabi | ABU DHABI_ZAYED MILITARY CITY | 2043200 | 1CC |  | AUH_E2671J_10002_001001001 | in |  | On Air | On Air |  | Huawei/Nokia | 3G+4G | HW U2.1 F2 | NSN L18 F1 (20M) |  | 1 |  |  | MW
| IDX0949D | ATOM AE7 Office @ Meydan Sobha |  | IDX0949D | IDXL5949IV |  | DXB | 25.1672 | 55.2931 | du | Commercial | ATOM | Dubai South | DUBAI_AL MERKADH (AL MERKAD) | 1034700 | 1CC |  | DXB_E3278L_10121_001001002 | in |  | On Air | On Air |  | Huawei | 3G+4G | HW U2.1 F2 | HW L1.8 F1 (20M) |  | 1 |  |  | MW
Decomm | AUH5811H | ATOM AECOM Offices (aka. International Tower) |  | 0.Decomm | 0.Decomm |  | AUH | 24.4207 | 54.4408 | du |  | ATOM | Abu Dhabi | ABU DHABI_Al Safarat | 2501901 |  |  | AUH_E2370R_11122_001013002 | OUT | [12 empty] | IIB
| AJM5999I | ATOM Ajman Free Zone Block A |  | AJM5999I | AJML0999IX |  | NE | 25.419057 | 55.452747 | du | Commerical | ATOM | Ajman | AJMAN_LIWARA 1 | 4001402 | 1CC |  | AJM_E3381T_10035_001004002 | in |  | On Air | On Air |  | Huawei | 3G+4G | HW U2.1 F2 | HW L1.8 F1 (20M) |  | 1 |  |  | IIB
| AJM5999J | ATOM Ajman Free Zone Block B |  | AJM5999J | AJML0999X |  | NE | 25.419437 | 55.4525 | du | Commerical | ATOM | Ajman | AJMAN_LIWARA 1 | 4001402 | 1CC |  | AJM_E3381T_10036_001002029 | in |  | On Air | On Air |  | Huawei | 3G+4G | HW U2.1 F2 | HW L1.8 F1 (20M) |  | 1 |  |  | IIB
| DXB5019D | Atom Airport T1_B |  | DXB5019D |  |  | DXB | 25.2506 | 55.3507 | du | Airport | ATOM | Dubai North | DUBAI_DUBAI INTL AIRPORT (DUBAI INTERNATIONAL AIRPORT) | 1022100 |  |  | DXB_E3279T_10298_001001011 | in |  | On Air |  |  | Huawei | 3G | 3G 2100 |  |  | 1 |  |  | IIB
| DXB5019C | Atom Airport T1_A |  | DXB5019C |  |  | DXB | 25.2506 | 55.3507 | du | Airport | ATOM | Dubai North | DUBAI_DUBAI INTL AIRPORT (DUBAI INTERNATIONAL AIRPORT) | 1022100 |  |  | DXB_E3279T_10298_001001010 | in |  | On Air |  |  | Huawei | 3G | 3G 2100 |  |  | 1 |  |  | IIB
| AAN5399D | ATOM Al Ain Zoo HQ_Environmental Agency Building |  | AAN5399D | AANL0399IV |  | AUH | 24.5761 | 55.7474 | du | Commercial | ATOM | Al Ain | ABU DHABI_AL HAYER | 8005500 | 1CC |  | AAN_E3671E_10002_001002001 | in |  | On Air | On Air |  | Ericsson | 3G+4G | E/// U900 F1 | E/// L1.8 F1 (20M) |  |  |  |  | MW
July 2019 Update | IDX0949B | ATOM Al Furjan Pavilion |  | IDX0949B | IDXL5949II |  | DXB | 25.0251 | 55.1525 | du | Mall | ATOM | Dubai South | DUBAI_JABAL ALI Gardens | 1059102 | 1CC |  | DXB_E3076E_10837_001001051 | in |  | On Air | On Air |  | Huawei | 3G+4G | HW U2.1 F2 | HW L1.8 F1 (20M) |  | 1 |  |  | IIB
Decomm | AJM5999E | ATOM Al Ittihad Center |  | 0.Decomm |  |  | NE | 25.4044 | 55.4451 | du | Mall | ATOM | Ajman | AJMAN_RASHIDEYA 3 | 4000400 |  |  | Decommissioned | OUT | [12 empty] | MW
| IDX0962D | ATOM Al Khawaneej VIP Villa_1 |  | IDX0962D | IDXL5962IV |  | DXB | 25.2285 | 55.5014 | du | Commercial | ATOM | Dubai North | DUBAI_AL KHWANEEJ FIRST | 1028100 | 1CC |  | DXB_E3479W_10370_001001001 | in |  | On Air | On Air |  | Huawei | 3G+4G | HW U2.1 F2 | HW L1.8 F1 (20M) |  | 1 |  |  | IIB
| IDX0962E | ATOM Al Khawaneej VIP Villa_2 |  | IDX0962E | IDXL5962V |  | DXB | 25.2283 | 55.5012 | du | Commercial | ATOM | Dubai North | DUBAI_AL KHWANEEJ FIRST | 1028100 | 1CC |  | DXB_E3479W_10370_001001002 | in |  | On Air | On Air |  | Huawei | 3G+4G | HW U2.1 F2 | HW L1.8 F1 (20M) |  | 1 |  |  | IIB
| IDX0976C | ATOM Al Khayyat Investments_1 |  | IDX0976C | IDXL5976III |  | DXB | 24.992 | 55.1482 | du | Commercial | ATOM | Dubai South | DUBAI_DUBAI INVESTMENT PARK FIRST | 1059801 | 1CC |  | DXB_E3076O_10378_001001001 | in |  | On Air | On Air |  | Huawei | 3G+4G | HW U2.1 F2 | HW L1.8 F1 (20M) |  | 1 |  |  | MW
| IDX0976D | ATOM Al Khayyat Investments_2 |  | IDX0976D | IDXL5976IV |  | DXB | 24.992 | 55.1482 | du | Commercial | ATOM | Dubai South | DUBAI_DUBAI INVESTMENT PARK FIRST | 1059801 | 1CC |  | DXB_E3076O_10378_001001002 | in |  | On Air | On Air |  | Huawei | 3G+4G | HW U2.1 F2 | HW L1.8 F1 (20M) |  | 1 |  |  | MW
| IDX0963C | ATOM Al Manara Building |  | IDX0963C | IDXL5963III |  | DXB | 25.141 | 55.2175 | du | Commercial | ATOM | Dubai South | DUBAI_AL QOUZ FIRST (AL QUOZ FIRST) | 1035400 | 1CC |  | DXB_E3178W_11703_001003002 | in |  | On Air | On Air |  | Huawei | 3G+4G | HW U2.1 F2 | HW L1.8 F1 (20M) |  | 1 |  |  | MW
| AAN5398C | ATOM Al Marai Al Ain Factory |  | AAN5398C | AANL0398III |  | AUH | 24.1516 | 55.8362 | du | Commercial | ATOM | Al Ain | ABU DHABI_AL KHRAIR | 8002200 | 1CC |  | AAN_E3767X_10001_001001002 | in |  | On Air | On Air |  | Ericsson | 3G+4G | E/// U900 F1 | E/// L1.8 F1 (20M) |  |  |  |  | IIB
| AUH5532A | ATOM Al Maya Sheikh Hazza Bin Zayed Palace |  | AUH5532A | AUHL0532IV |  | AUH | 24.366 | 54.1927 | ETC | Palace | ATOM | Abu Dhabi | ABU DHABI_HALAT AL BAHRANI ISLAND | 2044500 | 1CC |  | AUH_E2169F_10001_001002001 | in |  | On Air | On Air |  | Huawei/Nokia | 3G+4G | HW U2.1 F2 | NSN L18 F1 (20M) |  | 1 |  |  | MW
Decomm | IDX0183T | ATOM Al Mazroui Medical and Chemical Supplies |  | 0.Decomm |  |  | DXB | 25.2687 | 55.3311 | du | Commercial | ATOM | Dubai North | DUBAI_AL KHABAISI | 1012800 |  |  |  | OUT | [12 empty] | IIB
| IDX0189T | ATOM AL SEER TRADING AGENCIES_1 |  | IDX0189T |  |  | DXB | 25.1382 | 55.2223 | du | Commercial | ATOM | Dubai South | DUBAI_AL QOUZE IND.FIRST (AL QUOZ IND. FIRST) | 1036400 |  |  | DXB_E3178W_11097_001001001 | in |  | On Air |  |  | Huawei | 3G | 3G 2100 |  |  | 1 |  |  | MW
| IDX0190T | ATOM AL SEER TRADING AGENCIES_2 |  | IDX0190T |  |  | DXB | 25.1382 | 55.2223 | du | Commercial | ATOM | Dubai South | DUBAI_AL QOUZE IND.FIRST (AL QUOZ IND. FIRST) | 1036400 |  |  | DXB_E3178W_11097_001002001 | in |  | On Air |  |  | Huawei | 3G | 3G 2100 |  |  | 1 |  |  | MW
| IDX0191T | ATOM AL SEER TRADING AGENCIES_3 |  | IDX0191T |  |  | DXB | 25.1382 | 55.2223 | du | Commercial | ATOM | Dubai South | DUBAI_AL QOUZE IND.FIRST (AL QUOZ IND. FIRST) | 1036400 |  |  | DXB_E3178W_11097_001002002 | in |  | On Air |  |  | Huawei | 3G | 3G 2100 |  |  | 1 |  |  | MW
| AUH5811A | Atom Al Yussof Motors |  | AUH5811A |  |  | AUH | 24.3575 | 54.4761 | du | Commercial | ATOM | Abu Dhabi | ABU DHABI_Mussafah | 2600200 |  |  | AUH_E2369J_10516_001001002 | in |  | On Air |  |  | Huawei | 3G | 3G 900 | [5 empty] | MW
| IAD0990A | ATOM Al Zafaranah Healthcare Center |  | IAD0990A | IADL5990I |  | AUH | 24.4354 | 54.4341 | du | Hospital | ATOM | Abu Dhabi | ABU DHABI_Al Zahra | 2501800 | 1CC |  | AUH_E2370M_10218_001001001 | in |  | On Air | On Air |  | Nokia | 3G+4G | NSN U2.1 F1+F2 | NSN L18 F1 (20M) |  | 1 |  |  | IIB
| IDX0965C | ATOM Amity Nursery |  | IDX0965C | IDXL5965III |  | DXB | 25.0549 | 55.1666 | du | School | ATOM | Dubai South | DUBAI_Jumeirah Islands / Jumeirah Parks | 1039302 | 1CC |  | DXB_E3177P_14270_001001002 | in |  | On Air | On Air |  | Huawei | 3G+4G | HW U2.1 F2 | HW L1.8 F1 (20M) |  | 1 |  |  | IIB
| DXB5148B | Atom Arabian Ranches Golf Club |  | DXB5148B | DXBL0148II |  | DXB | 25.0512 | 55.2686 | du |  | ATOM | Dubai South | DUBAI_WADI AL SAFA 6 (ARABIAN RANCHES) | 1066400 | 1CC |  | DXB_E3277U_10044_001003002 | in |  | On Air | On Air |  | Huawei | 3G+4G | HW U2.1 F2 | HW L1.8 F1 (20M) |  | 1 |  |  | IIB
Oct 2020 update | AJM5999F | ATOM ASMAK Building |  | AJM5999F |  |  | NE | 25.3795 | 55.4831 | du | Commercial | ATOM | Ajman | AJMAN_AJMAN INDUSTRIAL 2 | 4003900 |  |  | AJM_E3480G_12525_001001001 | in |  | On Air |  |  | Huawei | 3G | 3G 2100 |  |  | 1 |  |  | IIB
Decomm/change to DM | SHJ5500A | ATOM Astronomical Lab SHJ University |  | 0.Decomm |  |  | NE | 25.2852 | 55.4614 | du | University | ATOM | Sharjah | SHARJAH_MUWAILEH COMMERCIAL | 3009900 |  |  |  | OUT | [12 empty] | IIB
| IDX0952E | Atom Aswaaq Al Badaa |  | IDX0952E | IDXL5952V |  | DXB | 25.2141 | 55.2591 | du | Mall | ATOM | Dubai North | DUBAI_AL BADA (AL BADAA) | 1033300 | 1CC |  | #N/A | in |  | On Air | On Air |  | Huawei | 3G+4G | HW U2.1 F2 | HW L1.8 F1 (20M) |  | 1 |  |  | IIB
Decomm/change to DM | IDX0002T | Atom Aswaaq Al Barsha |  | 0.Decomm |  |  | DXB | 25.0899 | 55.2277 | du | Mall | ATOM | Dubai South | DUBAI_AL BARSHA SOUTH FIRST | 1067100 |  |  |  | OUT | [12 empty] | IIB
| IDX0945A | ATOM Bakemart (D57) at IMPZ |  | IDX0945A | IDXL5945I |  | DXB | 25.0269 | 55.1873 | du | Commerical | ATOM | Dubai South | DUBAI_MEAISEM FIRST (JUMEIRAH GOLF ESTATE) | 1068500 | 1CC |  | DXB_E3176B_10095_001002001 | in |  | On Air | On Air |  | Huawei | 3G+4G | HW U2.1 F2 | HW L1.8 F1 (20M) |  | 1 |  |  | IIB
| IDX0945B | ATOM Bakemart (D57) at IMPZ |  | IDX0945B | IDXL5945II |  | DXB | 25.0269 | 55.1873 | du | Commerical | ATOM | Dubai South | DUBAI_MEAISEM FIRST (JUMEIRAH GOLF ESTATE) | 1068500 | 1CC |  | DXB_E3176B_10095_001001001 | in |  | On Air | On Air |  | Huawei | 3G+4G | HW U2.1 F2 | HW L1.8 F1 (20M) |  | 1 |  |  | dufix
Jun 2021 Update | DXB5059F | ATOM Baker Hughes Manufacturing Center |  | DXB5059F | DXBL0059VI |  | DXB | 24.9367 | 55.055 | du | Commercial | ATOM | Dubai South | DUBAI_JABAL ALI INDUSTRIAL THIRD (JABAL ALI INDUSTRIAL 3) | 1051600 | 1CC |  | DXB_E2975E_10028_001001001 | in |  | On Air | On Air |  | Huawei | 3G+4G | HW U2.1 F2 | HW L1.8 F1 (20M) |  | 1 |  |  | MW
| IDX0943A | ATOM Baker Hughes Training Center |  | IDX0943A | IDXL5943I |  | DXB | 24.9414 | 55.0572 | du | Commercial | ATOM | Dubai South | DUBAI_JABAL ALI INDUSTRIAL THIRD (JABAL ALI INDUSTRIAL 3) | 1051600 | 1CC |  | DXB_E2975E_10029_001001001 | in |  | On Air | On Air |  | Huawei | 3G+4G | HW U2.1 F2 | HW L1.8 F1 (20M) |  | 1 |  |  | MW
Dec 2020 update | DXB5148D | Atom Blood Donation Center Latifa Hospital |  | DXB5148D | DXBL0148IV |  | DXB | 25.2239 | 55.3173 | du |  | ATOM | Dubai North | DUBAI_AL JADAF | 1032600 | 1CC |  | DXB_E3279W_10945_001001001 | in |  | On Air | On Air |  | Huawei | 3G+4G | HW U2.1 F2 | HW L1.8 F1 (20M) |  | 1 |  |  | IIB
| AUH5403D | ATOM Brookfields Accomodation Sir Bani Yas Island (Senior Village Accommodation) |  | AUH5403D | AUHL0403IV |  | AUH | 24.2772 | 52.6095 | du | residential | ATOM | Abu Dhabi | ABU DHABI_SIR BANIYAS ISLAND | 2003200 | 1CC |  | AUH_E0469Y_10001_001001001 | in |  | On Air | On Air |  | Huawei/Nokia | 3G+4G | HW U2.1 F2 | L1.8 F1 |  |  |  |  | MW
| IDX0979E | ATOM Business Bay District Cooling Plant - 3 |  | IDX0979E | IDXL5979V |  | DXB | 25.1945 | 55.2682 | du | Commercial | ATOM | Dubai North | DUBAI_BURJ KHALIFA (BUSINESS BAY) | 1034500 | 1CC |  | DXB_E3278F_10265_001002003 | in |  | On Air | On Air |  | Huawei | 3G+4G | HW U2.1 F2 | HW L1.8 F1 (20M) |  | 1 |  |  | IIB
Decomm/change to DM | IDX0203T | ATOM Choithram Emirates Lake |  | 0.Decomm |  |  | DXB | 25.0789 | 55.1674 | du | Mall | ATOM | Dubai South | DUBAI_AL THANYAH THIRD (EMIRATES HILL SECOND) | 1038800 |  |  |  | OUT | [12 empty] | IIB
Decomm | SHJ5500B | ATOM Clinical & Surgical Training Center SHJ University |  | 0.Decomm |  |  | NE | 25.3005 | 55.4887 | du | University | ATOM | Sharjah | SHARJAH_UNIVERSITY CITY | 3008000 |  |  |  | OUT | [12 empty] | MW
| SHJ5498D | ATOM Conmix |  | SHJ5498D | SHJL0498IV |  | NE | 25.3075 | 55.4283 | du | Commercial | ATOM | Sharjah | SHARJAH_INDUSTRIAL AREA 12 | 3008200 | 1CC |  | SHJ_E3379D_10037_001001001 | in |  | On Air | On Air |  | Huawei | 3G+4G | HW U2.1 F2 | HW L1.8 F1 (20M) |  | 1 |  |  | IIB
| IDX0979D | ATOM Corporate Office Madinat Jumeirah |  | IDX0979D | IDXL5979IV |  | DXB | 25.1288 | 55.1837 | du | Commercial | ATOM | Dubai South | DUBAI_AL SAFOUH FIRST | 1037200 | 1CC |  | DXB_E3178U_10243_001003001 | in |  | On Air | On Air |  | Huawei | 3G+4G | HW U2.1 F2 | HW L1.8 F1 (20M) |  | 1 |  |  | dufix
| IDX0947B | ATOM DANZAS Office (3M) |  | IDX0947B | IDXL5947II |  | DXB | 24.9443 | 55.0794 | du | commercial | ATOM | Dubai South | DUBAI_JABAL ALI INDUSTRIAL SECOND (JABAL ALI INDUSTRIAL 2) | 1051800 | 1CC |  | DXB_E3076U_10084_001003001 | in |  | On Air | On Air |  | Huawei | 3G+4G | HW U2.1 F2 | HW L1.8 F1 (20M) |  | 1 |  |  | IIB
Decomm | IDX0143T | ATOM DANZAS Warehouse (3M) |  | 0.Decomm |  |  | DXB | 24.9443 | 55.0794 | du | Commercial | ATOM | Dubai South | DUBAI_JABAL ALI INDUSTRIAL SECOND (JABAL ALI INDUSTRIAL 2) | 1051800 |  |  |  | OUT | [12 empty] | MW
| IDX0968D | ATOM Delta Printing Press_1 |  | IDX0968D | IDXL5968IV |  | DXB | 24.922630 | 55.0564 | du | Commercial | ATOM | Dubai South | DUBAI_JABAL ALI INDUSTRIAL THIRD (JABAL ALI INDUSTRIAL 3) | 1051600 | 1CC |  | DXB_E2975J_10008_001001001 | in |  | On Air | On Air |  | Huawei | 3G+4G | HW U2.1 F2 | HW L1.8 F1 (20M) |  | 1 |  |  | IIB
| IDX0968E | ATOM Delta Printing Press_2 |  | IDX0968E | IDXL5968V |  | DXB | 24.922630 | 55.0564 | du | commercial | ATOM | Dubai South | DUBAI_JABAL ALI INDUSTRIAL THIRD (JABAL ALI INDUSTRIAL 3) | 1051600 | 1CC |  | DXB_E2975J_10008_001001003 | in |  | On Air | On Air |  | Huawei | 3G+4G | HW U2.1 F2 | HW L1.8 F1 (20M) |  | 1 |  |  | IIB
| IDX0969A | ATOM Delta Printing Press_3 |  | IDX0969A | IDXL5969I |  | DXB | 24.922630 | 55.0564 | du | commercial | ATOM | Dubai South | DUBAI_JABAL ALI INDUSTRIAL THIRD (JABAL ALI INDUSTRIAL 3) | 1051600 | 1CC |  | DXB_E2975J_10008_001001002 | in |  | On Air | On Air |  | Huawei | 3G+4G | HW U2.1 F2 | HW L1.8 F1 (20M) |  | 1 |  |  | IIB
Decomm | IDX0044T | ATOM Dewa Al Qusais DCC |  | 0.Decomm |  |  | DXB | 25.2834 | 55.364 | du | Government | ATOM | Dubai North | DUBAI_AL QUSAIS FIRST | 1023200 |  |  | DXB_E3379F_10891_001002001 | OUT |  |  |  |  | Huawei | 3G | 3G 2100 |  |  | 1 |  |  | IIB
| IDX0960A | ATOM DHL Meydan_1 |  | IDX0960A | IDXL5960I |  | DXB | 25.1662 | 55.3043 | du | Commercial | ATOM | Dubai North | DUBAI_NADD AL SHIBA FIRST (RANCHES) | 1061800 | 1CC |  | DXB_E3278M_10099_001001002 | in |  | On Air | On Air |  | Huawei | 3G+4G | HW U2.1 F2 | HW L1.8 F1 (20M) |  | 1 |  |  | IIB
| IDX0960B | ATOM DHL Meydan_2 |  | IDX0960B | IDXL5960II |  | DXB | 25.1662 | 55.3043 | du | commercial | ATOM | Dubai North | DUBAI_NADD AL SHIBA FIRST (RANCHES) | 1061800 | 1CC |  | DXB_E3278M_10099_001002002 | in |  | On Air | On Air |  | Huawei | 3G+4G | HW U2.1 F2 | HW L1.8 F1 (20M) |  | 1 |  |  | IIB
| IDX0966E | ATOM DHL Meydan_3 |  | IDX0966E | IDXL5966V |  | DXB | 25.1662 | 55.3043 | du | Commercial | ATOM | Dubai North | DUBAI_NADD AL SHIBA FIRST (RANCHES) | 1061800 | 1CC |  | DXB_E3278M_10099_001001003 | in |  | On Air | On Air |  | Huawei | 3G+4G | HW U2.1 F2 | HW L1.8 F1 (20M) |  | 1 |  |  | IIB
| IDX0981C | ATOM Diera Intl School_Admin Building |  | IDX0981C | IDXL5981III |  | DXB | 25.2119 | 55.3737 | du | University | ATOM | Dubai North | DUBAI_AL KHEERAN (RAS AL HAMAR) | 1041200 | 1CC |  | DXB_E3378A_10465_001001001 | in |  | On Air | On Air |  | Huawei | 3G+4G | HW U2.1 F2 | HW L1.8 F1 (20M) |  | 1 |  |  | MW
| IDX0981B | ATOM Diera Intl School_Secondary Building |  | IDX0981B | IDXL5981II |  | DXB | 25.2124 | 55.3736 | du | University | ATOM | Dubai North | DUBAI_AL KHEERAN (RAS AL HAMAR) | 1041200 | 1CC |  | DXB_E3378A_10465_001001002 | in |  | On Air | On Air |  | Huawei | 3G+4G | HW U2.1 F2 | HW L1.8 F1 (20M) |  | 1 |  |  | IIB
Decomm | IDX0127T | ATOM Diesel Technic JAFZA |  | 0.Decomm |  |  | DXB | 24.963 | 55.0762 | du | Commercial | ATOM | Dubai South | DUBAI_MENA JABAL ALI | 1059400 |  |  | Decommissioned | OUT | [12 empty] | MW
| DXB5682F | ATOM DM LGF Multimedia Office |  | DXB5682F | DXBL0682VI |  | DXB | 25.1973 | 55.2786 | du | Mall | ATOM | Dubai North | DUBAI_BURJ KHALIFA (BUSINESS BAY) | 1034500 | 1CC |  | DXB_E3278F_10259_001001335 | in |  | On Air | On Air |  | Huawei | 3G+4G | HW U2.1 F2 | HW L1.8 F1 (20M) |  | 1 |  |  | dufix
| IDX0958A | ATOM DMCC Tea Center |  | IDX0958A | IDXL5958I |  | DXB | 24.9832 | 55.099203° | du | Commercial | ATOM | Dubai South | DUBAI_JABAL ALI INDUSTRIAL SECOND (JABAL ALI INDUSTRIAL 2) | 1051800 | 1CC |  | DXB_E3076L_10473_001001001 | in |  | On Air | On Air |  | Huawei | 3G+4G | HW U2.1 F2 | HW L1.8 F1 (20M) |  | 1 |  |  | IIB
Decomm | IDX0046T | ATOM DOKA Gulf |  | 0.Decomm |  |  | DXB | 24.9663 | 55.1205 | du | Commercial | ATOM | Dubai South | DUBAI_JABAL ALI INDUSTRIAL SECOND (JABAL ALI INDUSTRIAL 2) | 1051800 |  |  |  | OUT | [12 empty] | IIB
| AAN5399G | ATOM DoT Al Ain_2 |  | AAN5399G | AANL0399VII |  | AUH | 24.2167 | 55.7574 | du | Commercial | ATOM | Al Ain | ABU DHABI_AL JAHILI | 8001600 | 1CC |  | AAN_E3667E_10013_001002002 | in |  | On Air | On Air |  | Ericsson | 3G+4G | E/// U900 F1 | E/// L1.8 F1 (20M) |  |  |  |  | MW
Decomm | DXB5280C | Atom Dragon Mart GF Zone 1 |  | 0.Decomm |  |  | DXB | 25.1736 | 55.4178 | du | Mall | ATOM | Dubai North | DUBAI_WARSAN FIRST | 1062100 |  |  |  | OUT | [12 empty] | dufix
Decomm | DXB5280D | Atom Dragon Mart GF Zone 2 |  | 0.Decomm |  |  | DXB | 25.1736 | 55.4178 | du | Mall | ATOM | Dubai North | DUBAI_WARSAN FIRST | 1062100 |  |  |  | OUT | [12 empty] | dufix
Decomm | DXB5280E | Atom Dragon Mart GF Zone 3 |  | 0.Decomm |  |  | DXB | 25.1736 | 55.4178 | du | Mall | ATOM | Dubai North | DUBAI_WARSAN FIRST | 1062100 |  |  |  | OUT | [12 empty] | IIB
Decomm | DXB5280F | Atom Dragon Mart GF Zone 4 |  | 0.Decomm |  |  | DXB | 25.1736 | 55.4178 | du | Mall | ATOM | Dubai North | DUBAI_WARSAN FIRST | 1062100 |  |  |  | OUT | [12 empty] | dufix
Decomm | DXB5280G | Atom Dragon Mart GF Zone 5 |  | 0.Decomm |  |  | DXB | 25.1736 | 55.4178 | du | Mall | ATOM | Dubai North | DUBAI_WARSAN FIRST | 1062100 |  |  |  | OUT | [12 empty] | dufix
Decomm | DXB5280H | Atom Dragon Mart GF Zone 6 |  | 0.Decomm |  |  | DXB | 25.1736 | 55.4178 | du | Mall | ATOM | Dubai North | DUBAI_WARSAN FIRST | 1062100 |  |  |  | OUT | [12 empty] | dufix
Decomm | DXB5787C | Atom Dragon Mart GF Zone 7 |  | 0.Decomm |  |  | DXB | 25.1736 | 55.4178 | du | Mall | ATOM | Dubai North | DUBAI_WARSAN FIRST | 1062100 |  |  |  | OUT | [12 empty] | IIB
Decomm |  | Atom du Forum_1 Atom du Forum_1 (4G 1800) |  |  | 0.Decomm |  | AUH | 24.464 | 54.6016 | du |  | ATOM | Abu Dhabi | ABU DHABI_YAS ISLAND | 2004600 |  |  |  | OUT | [12 empty] | MW
Decomm | AUH5811B | Atom du Forum_1, Atom du Forum_1(4G 2600) |  | 0.Decomm | 0.Decomm |  | AUH | 24.464 | 54.6016 | du | Exhibition | ATOM | Abu Dhabi | ABU DHABI_YAS ISLAND | 2004600 |  |  | Decommissioned | OUT | [12 empty] | MW
Decomm | AUH5811C | Atom du Forum_2 |  | 0.Decomm | 0.Decomm |  | AUH | 24.464 | 54.6016 | du | Exhibition | ATOM | Abu Dhabi | ABU DHABI_YAS ISLAND | 2004600 |  | Yes | Decommissioned | OUT | [12 empty] | MW
| AAN5399B | Atom Du Shop Al Ain Municipality - Al Hayer Br |  | AAN5399B | AANL0399II |  | AUH | 24.5939 | 55.7461 | du | du Shop | ATOM | Al Ain | ABU DHABI_AL HAYER | 8005500 | 1CC |  | AAN_E3672Y_10012_001001001 | in |  | On Air | On Air |  | Ericsson | 3G+4G | E/// U900 F1 | E/// L1.8 F1 (20M) |  |  |  |  | MW
| IDX0016T | Atom DU Shop Twar Center |  | IDX0016T |  |  | DXB | 25.2638 | 55.3862 | du | du Shop | ATOM | Dubai North | DUBAI_AL QUSAIS SECOND | 1023300 |  |  | DXB_E3379L_10548_001002035 | in |  | On Air |  |  | Huawei | 3G | 3G 2100 |  |  | 1 |  |  | IIB
Decomm | UAQ5800A | Atom Du Shop Umm Al Quwain |  | 0.Decomm | 0.Decomm |  | NE | 25.4944 | 55.5519 | du | du Shop | ATOM | Umm al Quwain | UMM AL QUWAIN_Industral Area - UAQ | 5000209 |  |  |  | OUT | [12 empty] | IIB
| IDX0942D | ATOM du Warehouse |  | IDX0942D | IDXL5942IV |  | DXB | 24.9864 | 55.1514 | du | Commercial | ATOM | Dubai South | DUBAI_DUBAI INVESTMENT PARK FIRST | 1059801 | 1CC |  | DXB_E3076O_10366_001001002 | in |  | On Air | On Air |  | Huawei | 3G+4G | HW U2.1 F2 | HW L1.8 F1 (20M) |  | 1 |  |  | MW
| IDX0978D | ATOM Dubai Mall Fashion Lounge |  | IDX0978D | IDXL5978IV |  | DXB | 25.1975 | 55.2792 | du | Mall | ATOM | Dubai North | DUBAI_BURJ KHALIFA (BUSINESS BAY) | 1034500 | 1CC |  | DXB_E3278F_10259_001009028 | in |  | On Air | On Air |  | Huawei | 3G+4G | HW U2.1 F2 | HW L1.8 F1 (20M) |  | 1 |  |  | IIB
| IDX0966A | ATOM Dubai Maritime Business Centre_1 |  | IDX0966A | IDXL5966I |  | DXB | 25.2621 | 55.2654 | du | Commercial | ATOM | Dubai North | DUBAI_MADINAT DUBAI AL MELAHEYAH (AL MINA) | 1032100 | 1CC |  | DXB_E3279K_10374_001004010 | in |  | On Air | On Air |  | Huawei | 3G+4G | HW U2.1 F2 | HW L1.8 F1 (20M) |  | 1 |  |  | dufix
| IDX0966B | ATOM Dubai Maritime Business Centre_2 |  | IDX0966B | IDXL5966II |  | DXB | 25.2621 | 55.2654 | du | Commercial | ATOM | Dubai North | DUBAI_MADINAT DUBAI AL MELAHEYAH (AL MINA) | 1032100 | 1CC |  | DXB_E3279K_10374_001006005 | in |  | On Air | On Air |  | Huawei | 3G+4G | HW U2.1 F2 | HW L1.8 F1 (20M) |  | 1 |  |  | dufix
Decomm | IDX0013T | ATOM Dubai Outlet Mall Management Office |  | 0.Decomm |  |  | DXB | 25.0741 | 55.4006 | du | Commercial | ATOM | Dubai South | DUBAI_UMM NAHAD FIRST (DUBAI LAND) | 1091100 |  |  | DXB_E3377L_10067_001001005 | OUT | [12 empty] | IIB
Decomm | IDX0974C | ATOM Dubailand Sales Office_1 |  | 0.Decomm | 0.Decomm |  | DXB | 25.0585 | 55.2463 | du | Commercial | ATOM | Dubai South | DUBAI_AL BARSHA SOUTH THIRD | 1067300 | 1CC |  | DXB_E3177T_10001_001002001 | OUT | [12 empty] | IIB
Decomm | IDX0974D | ATOM Dubailand Sales Office_2 |  | 0.Decomm | 0.Decomm |  | DXB | 25.0585 | 55.2463 | du | Commercial | ATOM | Dubai South | DUBAI_AL BARSHA SOUTH THIRD | 1067300 | 1CC |  | DXB_E3177T_10001_001003001 | OUT | [12 empty] | IIB
Decomm | IDX0973E | ATOM Dubizzle Shatha Tower 11F Floor |  | 0.Decomm | 0.Decomm |  | DXB | 25.0895 | 55.153 | du | Commercial | ATOM | Dubai South | DUBAI_AL SAFOUH SECOND | 1038200 |  |  | DXB_E3077J_10048_001015010 | OUT | [12 empty] | dufix
| IDX0947A | ATOM DXB Airport Police Barracks_Al Rashidiya |  | IDX0947A | IDXL5947I |  | DXB | 25.2278 | 55.385 | du | Government | ATOM | Dubai North | DUBAI_AL RASHIDIYA | 1021600 | 1CC |  | DXB_E3379V_10625_001001001 | in |  | On Air | On Air |  | Huawei | 3G+4G | HW U2.1 F2 | HW L1.8 F1 (20M) |  | 1 |  |  | IIB
| AUH5560A | ATOM EGA New Admin Building_Left |  | AUH5560A | AUHL0560I |  | AUH | 24.778891° | 54.737421° | du | commercial | ATOM | Abu Dhabi | ABU DHABI_KHALIFA INDUSTRIAL CITY A | 2100000 | 1CC |  | AUH_E2674S_10003_001001002 | in |  | On Air | On Air |  | Nokia | 3G+4G | NSN U2.1 F2 | NSN L18 F1 (20M) |  | 1 |  |  | MW
| AUH5560B | ATOM EGA New Admin Building_Right |  | AUH5560B | AUHL0560II |  | AUH | 24.7783 | 54.7375 | du | Commercial | ATOM | Abu Dhabi | ABU DHABI_KHALIFA INDUSTRIAL CITY A | 2100000 | 1CC |  | AUH_E2674S_10003_001001001 | in |  | On Air | On Air |  | Nokia | 3G+4G | NSN U2.1 F2 | NSN L18 F1 (20M) |  | 1 |  |  | MW
| IDX0970C | ATOM Emirates Academy Phase-1 |  | IDX0970C |  |  | DXB | 25.1374 | 55.1902 | du | Commercial | ATOM | Dubai South | DUBAI_UMM SUQEIM THIRD | 1036600 |  |  | DXB_E3178V_11316_001002002 | in |  | On Air |  |  | Huawei | 3G | 3G 2100 |  |  | 1 |  |  | dufix
| IDX0970D | ATOM Emirates Academy Phase-2 |  | IDX0970D |  |  | DXB | 25.1374 | 55.1902 | du | Commercial | ATOM | Dubai South | DUBAI_UMM SUQEIM THIRD | 1036600 |  |  | DXB_E3178V_11316_001002003 | in |  | On Air |  |  | Huawei | 3G | 3G 2100 |  |  | 1 |  |  | dufix
Decomm/change to DM | IDX0018T | ATOM Emirates Catering Al Aweer |  | 0.Decomm |  |  | DXB | 25.1526 | 55.5037 | du | Commercial | ATOM | Dubai North | DUBAI_AL ROWAIYAH THIRD (800) | 1081400 |  |  |  | OUT | [12 empty] | IIB
| IDX0966D | ATOM Emirates Hills-Pavilion |  | IDX0966D | IDXL5966IV |  | DXB | 25.0944 | 55.2452 | du | Commercial | ATOM | Dubai South | DUBAI_HADAEQ SHEIKH MOHAMMED BIN RASHID (RANCHES) | 1063100 | 1CC |  | DXB_E3177J_12960_001002001 | in |  | On Air | On Air |  | Huawei | 3G+4G | HW U2.1 F2 | HW L1.8 F1 (20M) |  | 1 |  |  | IIB
| AUH5458E | ATOM Emirates Post Head Office |  | AUH5458E | AUHL0458V |  | AUH | 24.480791° | 54.367894° | du | Commercial | ATOM | Abu Dhabi | ABU DHABI_Madinat Zayed(AD) | 2501200 | 1CC |  | AUH_E2271Y_10215_001001001 | in |  | On Air | On Air |  | Nokia | 3G+4G | NSN U2.1 F1+F2 | NSN L18 F1 (20M) |  | 1 |  |  | IIB
| IDX0975A | ATOM ENBD Nad Al Shiba Branch |  | IDX0975A | IDXL5975I |  | DXB | 25.1715 | 55.3224 | du | Commercial | ATOM | Dubai North | DUBAI_NADD AL SHIBA FIRST (RANCHES) | 1061800 | 1CC |  | DXB_E3278M_10343_001001001 | in |  | On Air | On Air |  | Huawei | 3G+4G | HW U2.1 F2 | HW L1.8 F1 (20M) |  | 1 |  |  | MW
Jul 2020 Update | DXB5148J | Atom ETA |  | DXB5148J | DXBL0148X |  | DXB | 25.27 | 55.3284 | du |  | ATOM | Dubai North | DUBAI_AL MURAQQABAT | 1012400 | 1CC |  | DXB_E3279N_11083_001001012 | in |  | On Air | On Air |  | Huawei | 3G+4G | HW U2.1 F2 | HW L1.8 F1 (20M) |  | 1 |  |  | IIB
| IDX0945E | ATOM Etihad Gold Refinery |  | IDX0945E | IDXL5945V |  | DXB | 25.06 | 55.1354 | du | Commerical | ATOM | Dubai South | DUBAI_Discovery Gardens | 1059101 | 1CC |  | DXB_E3077S_10760_001001002 | in |  | On Air | On Air |  | Huawei | 3G+4G | HW U2.1 F2 | HW L1.8 F1 (20M) |  | 1 |  |  | IIB
Decomm | DXB5148E | Atom Evolvence Group (Park Place Tower SZR) |  | 0.Decomm | 0.Decomm |  | DXB | 25.2244 | 55.2833 | du | Commercial | ATOM | Dubai North | DUBAI_TRADE CENTER FIRST | 1033500 |  |  |  | OUT | [12 empty] | IIB
| IDX0952B | ATOM Falcon Centre_Museum |  | IDX0952B | IDXL5952II |  | DXB | 25.1524 | 55.2905 | du | Commercial | ATOM | Dubai North | DUBAI_NADD AL SHIBA FIRST (RANCHES) | 1061800 | 1CC |  | DXB_E3278Q_10341_001001001 | in |  | On Air | On Air |  | Huawei | 3G+4G | HW U2.1 F2 | HW L1.8 F1 (20M) |  | 1 |  |  | IIB
| IDX0952A | ATOM Falcon Centre_Souq |  | IDX0952A | IDXL5952I |  | DXB | 25.1524 | 55.2905 | du | Commercial | ATOM | Dubai North | DUBAI_NADD AL SHIBA FIRST (RANCHES) | 1061800 | 1CC |  | DXB_E3278Q_10341_001001002 | in |  | On Air | On Air |  | Huawei | 3G+4G | HW U2.1 F2 | HW L1.8 F1 (20M) |  | 1 |  |  | IIB
Decomm | IDX0974E | ATOM FAMCO DIP |  | 0.Decomm |  |  | DXB | 24.962 | 55.202 | du | Commercial | ATOM | Dubai South | DUBAI_DUBAI INVESTMENT PARK SECOND | 1059700 |  |  |  | OUT | [12 empty] | MW
| AUH5818F | ATOM FFG Building Dhafra Air base Abu Dhabi |  | AUH5818F |  |  | AUH | 24.2525 | 54.5551 | du | Airport | ATOM | Abu Dhabi | ABU DHABI_AL DHAFRAH | 2042200 |  |  | AUH_E2468N_10057_001001001 | in |  | On Air |  |  | Huawei | 3G | 3G 2100 | [5 empty] | MW
| IDX0982A | ATOM FGB Deira_1 |  | IDX0982A | IDXL5982I |  | DXB | 25.2645 | 55.3304 | du | Commercial | ATOM | Dubai North | DUBAI_AL KHABAISI | 1012800 | 1CC |  | DXB_E3279N_11583_001001001 | in |  | On Air | On Air |  | Huawei | 3G+4G | HW U2.1 F2 | HW L1.8 F1 (20M) |  | 1 |  |  | IIB
| IDX0982B | ATOM FGB Deira_2 |  | IDX0982B | IDXL5982II |  | DXB | 25.2645 | 55.3304 | du | Commercial | ATOM | Dubai North | DUBAI_AL KHABAISI | 1012800 | 1CC |  | DXB_E3279N_11583_001002001 | in |  | On Air | On Air |  | Huawei | 3G+4G | HW U2.1 F2 | HW L1.8 F1 (20M) |  | 1 |  |  | IIB
| IDX0983E | ATOM FGB Mirdiff |  | IDX0983E | IDXL5983V |  | DXB | 25.2224 | 55.4219 | du | Commercial | ATOM | Dubai North | DUBAI_MIRDIF | 1025100 | 1CC |  | DXB_E3379X_11878_001001001 | in |  | On Air | On Air |  | Huawei | 3G+4G | HW U2.1 F2 | HW L1.8 F1 (20M) |  | 1 |  |  | IIB
| IDX0968B | ATOM Fine Edge Decor (aka. Johnson Co.) |  | IDX0968B | IDXL5968II |  | DXB | 24.9865 | 55.2171 | du | Commercial | ATOM | Dubai South | DUBAI_DUBAI INVESTMENT PARK SECOND | 1059700 | 1CC |  | DXB_E3176M_10005_001001001 | in |  | On Air | On Air |  | Huawei | 3G+4G | HW U2.1 F2 | HW L1.8 F1 (20M) |  | 1 |  |  | MW
| IDX0227T | ATOM Flydubai HQ Bldg 1 |  | IDX0227T |  |  | DXB | 25.2707 | 55.3476 | du | Commercial | ATOM | Dubai North | DUBAI_DUBAI INTL AIRPORT (DUBAI INTERNATIONAL AIRPORT) | 1022100 |  |  | Decommissioned | in |  | On Air |  |  | Huawei | 3G | 3G 2100 |  |  | 1 |  |  | dufix
| IDX0228T | ATOM Flydubai HQ Bldg 2 |  | IDX0228T |  |  | DXB | 25.2706 | 55.3478 | du | Commercial | ATOM | Dubai North | DUBAI_DUBAI INTL AIRPORT (DUBAI INTERNATIONAL AIRPORT) | 1022100 |  |  | DXB_E3279O_10355_001001001 | in |  | On Air |  |  | Huawei | 3G | 3G 2100 |  |  | 1 |  |  | dufix
| IDX0949C | ATOM French Bakery Al Quoz |  | IDX0949C | IDXL5949III |  | DXB | 25.1333 | 55.2451 | du | commercial | ATOM | Dubai South | DUBAI_AL QOUZE IND.SECOND (AL QUOZ IND. SECOND) | 1036500 | 1CC |  | DXB_E3178Y_10816_001002001 | in |  | On Air | On Air |  | Huawei | 3G+4G | HW U2.1 F2 | HW L1.8 F1 (20M) |  | 1 |  |  | IIB
Decomm | IDX0208T | ATOM G4S Building Kasama Building |  | 0.Decomm |  |  | DXB | 25.1498 | 55.226 | du | Commercial | ATOM | Dubai South | DUBAI_AL QOUZE IND.FIRST (AL QUOZ IND. FIRST) | 1036400 |  |  |  | OUT | [12 empty] | IIB
Decomm | IDX0103T | ATOM G4S Building Kasama Building |  | 0.Decomm |  |  | DXB | 25.1498 | 55.226 | du | Commercial | ATOM | Dubai South | DUBAI_AL QOUZE IND.FIRST (AL QUOZ IND. FIRST) | 1036400 |  |  |  | OUT | [12 empty] | IIB
Aug 2020 Update | IDX0956A | ATOM Galadari Ice Cream Company |  | IDX0956A | IDXL5956I |  | DXB | 25.2286 | 55.3728 | du | Commercial | ATOM | Dubai North | DUBAI_UMM RAMOOL | 1021500 | 1CC |  | DXB_E3379U_11796_001001001 | in |  | On Air | On Air |  | Huawei | 3G+4G | HW U2.1 F2 | HW L1.8 F1 (20M) |  | 1 |  |  | IIB
| IDX0963D | ATOM Gatekeeper Security Middle East |  | IDX0963D | IDXL5963IV |  | DXB | 25.133480° | 55.386403° | du | Commercial | ATOM | Dubai North | DUBAI_NADD HESSA (DUBAI SILICON OASIS) | 1062600 | 1CC |  | DXB_E3378V_10072_001001001 | in |  | On Air | On Air |  | Huawei | 3G+4G | HW U2.1 F2 | HW L1.8 F1 (20M) |  | 1 |  |  | IIB
Jan 2022 update | AUH5811J | ATOM GDC Hospital_1F |  | AUH5811J | AUHL0811IV |  | AUH | 24.4466 | 54.3636 | du | Hospital | ATOM | Abu Dhabi | ABU DHABI_Al Mushrif | 2500700 | 1CC |  | AUH_E2270I_11900_001002001 | in |  | On Air | On Air |  | Nokia | 3G+4G | NSN U2.1 F1+F2 | NSN L18 F1 (20M) |  | 1 |  |  | IIB
Jan 2022 update | AUH5811I | ATOM GDC Hospital_GF |  | AUH5811I | AUHL0811III |  | AUH | 24.4466 | 54.3636 | du | Hospital | ATOM | Abu Dhabi | ABU DHABI_Al Mushrif | 2500700 | 1CC |  | AUH_E2270I_11900_001001001 | in |  | On Air | On Air |  | Nokia | 3G+4G | NSN U2.1 F1+F2 | NSN L18 F1 (20M) |  | 1 |  |  | MW
| IDX0981D | ATOM GE Oil & GAS Offices |  | IDX0981D | IDXL5981IV |  | DXB | 24.975 | 55.088 | du | Government | ATOM | Dubai South | DUBAI_MENA JABAL ALI | 1059400 | 1CC |  | DXB_E3076P_10755_001001001 | in |  | On Air | On Air |  | Huawei | 3G+4G | HW U2.1 F2 | HW L1.8 F1 (20M) |  | 1 |  |  | IIB
| IDX0981E | ATOM GE Oil & GAS Warehouse |  | IDX0981E | IDXL5981V |  | DXB | 24.9757 | 55.0875 | du | Government | ATOM | Dubai South | DUBAI_MENA JABAL ALI | 1059400 | 1CC |  | DXB_E3076P_10640_001001002 | in |  | On Air | On Air |  | Huawei | 3G+4G | HW U2.1 F2 | HW L1.8 F1 (20M) |  | 1 |  |  | IIB
Decomm | SHJ5500C | ATOM Geco Complex Building_Office |  | 0.Decomm |  |  | NE | 25.3113 | 55.4229 | du | Commercial | ATOM | Sharjah | SHARJAH_INDUSTRIAL AREA 12 | 3008200 |  |  |  | OUT | [12 empty] | IIB
Jul 2020 Update | IDX0949A | ATOM GEMS FirstPoint School @ The Villa_Block B |  | IDX0949A | IDXL5949I |  | DXB | 25.0891 | 55.3757 | du | School | ATOM | Dubai South | DUBAI_WADI AL SAFA 5 (DUBAI LAND) | 1064800 | 1CC |  | DXB_E3377K_10373_001001003 | in |  | On Air | On Air |  | Huawei | 3G+4G | HW U2.1 F2 | HW L1.8 F1 (20M) |  | 1 |  |  | IIB
Aug 2020 Update | IDX0953A | ATOM GEOSCIENCE Testing Lab |  | IDX0953A | IDXL5953I |  | DXB | 24.8648 | 55.0423 | du | Commercial | ATOM | Dubai South | DUBAI_SAIH SHUAIB 2 | 1053100 | 1CC |  | DXB_E3379U_12276_001001001 | in |  | On Air | On Air |  | Huawei | 3G+4G | HW U2.1 F2 | HW L1.8 F1 (20M) |  | 1 |  |  | IIB
| IDX0959B | ATOM Golden Finger Factory/Unilever-1 |  | IDX0959B | IDXL5959II |  | DXB | 24.8581 | 55.0707 | du | commercial | ATOM | Dubai South | DUBAI_SAIH SHUAIB 2 | 1053100 | 1CC |  | DXB_E3075U_10047_001001002 | in |  | On Air | On Air |  | Huawei | 3G+4G | HW U2.1 F2 | HW L1.8 F1 (20M) |  | 1 |  |  | IIB
| IDX0955A | ATOM Golden Finger Factory/Unilever-2 |  | IDX0955A | IDXL5955I |  | DXB | 24.8581 | 55.0707 | du | commercial | ATOM | Dubai South | DUBAI_SAIH SHUAIB 2 | 1053100 | 1CC |  | DXB_E3075U_10047_001003001 | in |  | On Air | On Air |  | Huawei | 3G+4G | HW U2.1 F2 | HW L1.8 F1 (20M) |  | 1 |  |  | IIB
| IDX0958C | ATOM Grand Stores Warehouse |  | IDX0958C | IDXL5958III |  | DXB | 24.8748 | 55.1329 | du | Warehouse | ATOM | Dubai South | DUBAI_MADINAT AL MATAAR | 1052100 | 1CC |  | DXB_E3075S_10021_001002001 | in |  | On Air | On Air |  | Huawei | 3G+4G | HW U2.1 F2 | HW L1.8 F1 (20M) |  | 1 |  |  | MW
| AUH5560C | ATOM Honeywell new office - AUH |  | AUH5560C | AUHL0560III |  | AUH | 24.425870° | 54.626806° | du | commercial | ATOM | Abu Dhabi | ABU DHABI_KHALIFA CITY | 2042600 | 1CC |  | AUH_E2570R_10015_001001002 | in |  | On Air | On Air |  | Nokia | 3G+4G | NSN U2.1 F1+F2 | NSN L18 F1 (20M) |  | 1 |  |  | IIB
| IDX0953D | ATOM Hotpack Packaging Industries_1 |  | IDX0953D | IDXL5953IV |  | DXB | 24.9765 | 55.1778 | du | Warehouse | ATOM | Dubai South | DUBAI_DUBAI INVESTMENT PARK FIRST | 1059801 | 1CC |  | DXB_E3176P_10011_001001003 | in |  | On Air | On Air |  | Huawei | 3G+4G | HW U2.1 F2 | HW L1.8 F1 (20M) |  | 1 |  |  | MW
| IDX0953E | ATOM Hotpack Packaging Industries_2 |  | IDX0953E | IDXL5953V |  | DXB | 24.9765 | 55.1778 | du | Warehouse | ATOM | Dubai South | DUBAI_DUBAI INVESTMENT PARK FIRST | 1059801 | 1CC |  | DXB_E3176P_10011_001001002 | in |  | On Air | On Air |  | Huawei | 3G+4G | HW U2.1 F2 | HW L1.8 F1 (20M) |  | 1 |  |  | MW
Decomm | IDX0946D | ATOM ICD Brooklyn Place B4_B6_B7 |  | 0.Decomm | 0.Decomm |  | DXB | 25.2118 | 55.2802 | du | Commerical | ATOM | Dubai North | DUBAI_ZAABEEL SECOND | 1033700 |  |  | DXB_E3278A_11660_001001001 | OUT | [12 empty] | IIB
| IDX0963A | ATOM KML Building_1 |  | IDX0963A | IDXL5963I |  | DXB | 25.1725 | 55.2596 | du |  | ATOM | Dubai South | DUBAI_AL QOUZ FIRST (AL QUOZ FIRST) | 1035400 | 1CC |  | DXB_E3178O_12512_001001001 | in |  | On Air | On Air |  | Huawei | 3G+4G | HW U2.1 F2 | HW L1.8 F1 (20M) |  | 1 |  |  | IIB
| IDX0963B | ATOM KML Building_2 |  | IDX0963B | IDXL5963II |  | DXB | 25.1725 | 55.2596 | du | Mall | ATOM | Dubai South | DUBAI_AL QOUZ FIRST (AL QUOZ FIRST) | 1035400 | 1CC |  | DXB_E3178O_12512_001001035 | in |  | On Air | On Air |  | Huawei | 3G+4G | HW U2.1 F2 | HW L1.8 F1 (20M) |  | 1 |  |  | IIB
| IDX0974B | ATOM Landmark Group Office 1F_Jebel Ali |  | IDX0974B | IDXL5974II |  | DXB | 24.9982 | 55.1147 | du | commercial | ATOM | Dubai South | DUBAI_JABAL ALI INDUSTRIAL FIRST (JEBEL ALI INDUSTRIAL AREA) | 1059900 | 1CC |  | DXB_E3076H_10067_001002001 | in |  | On Air | On Air |  | Huawei | 3G+4G | HW U2.1 F2 | HW L1.8 F1 (20M) |  | 1 |  |  | IIB
| IDX0974A | ATOM Landmark Group Office GF_Jebel Ali |  | IDX0974A | IDXL5974I |  | DXB | 24.9982 | 55.1147 | du | commercial | ATOM | Dubai South | DUBAI_JABAL ALI INDUSTRIAL FIRST (JEBEL ALI INDUSTRIAL AREA) | 1059900 | 1CC |  | DXB_E3076H_10067_001002002 | in |  | On Air | On Air |  | Huawei | 3G+4G | HW U2.1 F2 | HW L1.8 F1 (20M) |  | 1 |  |  | IIB
| IDX0159T | ATOM Madinat Jumeirah_Control Room |  | IDX0159T | IDXL5159I |  | DXB | 25.1326 | 55.1872 | du | Hotel | ATOM | Dubai South | DUBAI_AL SAFOUH FIRST | 1037200 | 1CC |  | DXB_E3178V_11660_001002017 | in |  | On Air | On Air |  | Huawei | 3G+4G | HW U2.1 F2 | HW L1.8 F1 (20M) |  | 1 |  |  | dufix
| IDX0160T | ATOM Madinat Jumeirah_Engineering Room |  | IDX0160T | IDXL5160I |  | DXB | 25.1326 | 55.1872 | du | Hotel | ATOM | Dubai South | DUBAI_AL SAFOUH FIRST | 1037200 | 1CC |  | DXB_E3178V_11660_001002018 | in |  | On Air | On Air |  | Huawei | 3G+4G | HW U2.1 F2 | HW L1.8 F1 (20M) |  | 1 |  |  | dufix
July 2019 Update | IDX0059T | ATOM Mai Dubai_Factory |  | IDX0059T | IDXL5059I |  | DXB | 25.0017 | 55.2743 | du | Commercial | ATOM | Dubai South | DUBAI_AL YALAYIS 2 (DUBAI LAND) | 1092200 | 1CC |  | DXB_E3276F_11137_001001005 | in |  | On Air | On Air |  | Huawei | 3G+4G | HW U2.1 F2 | HW L1.8 F1 (20M) |  | 1 |  |  | IIB
| IDX0058T | ATOM Mai Dubai_Office |  | IDX0058T | IDXL5058I |  | DXB | 25.0017 | 55.2743 | du | Commercial | ATOM | Dubai South | DUBAI_AL YALAYIS 2 (DUBAI LAND) | 1092200 | 1CC |  | DXB_E3276F_11137_001001004 | in |  | On Air | On Air |  | Huawei | 3G+4G | HW U2.1 F2 | HW L1.8 F1 (20M) |  | 1 |  |  | IIB
| IDX0975C | ATOM Makeen Building_1 |  | IDX0975C | IDXL5975III |  | DXB | 25.2532 | 55.3433 | du | Commercial | ATOM | Dubai North | DUBAI_DUBAI INTL AIRPORT (DUBAI INTERNATIONAL AIRPORT) | 1022100 | 1CC |  | DXB_E3279O_10353_001004002 | in |  | On Air | On Air |  | Huawei | 3G+4G | HW U2.1 F2 | HW L1.8 F1 (20M) |  | 1 |  |  | IIB
| IDX0975D | ATOM Makeen Building_2 |  | IDX0975D | IDXL5975IV |  | DXB | 25.2532 | 55.3433 | du | Commercial | ATOM | Dubai North | DUBAI_DUBAI INTL AIRPORT (DUBAI INTERNATIONAL AIRPORT) | 1022100 | 1CC |  | DXB_E3279O_10353_001003002 | in |  | On Air | On Air |  | Huawei | 3G+4G | HW U2.1 F2 | HW L1.8 F1 (20M) |  | 1 |  |  | MW
| IDX0960E | ATOM Mars Office |  | IDX0960E | IDXL5960V |  | DXB | 24.9847 | 55.084 | du | commercial | ATOM | Dubai South | DUBAI_MENA JABAL ALI | 1059400 | 1CC |  | DXB_E3076K_10020_001001002 | in |  | On Air | On Air |  | Huawei | 3G+4G | HW U2.1 F2 | HW L1.8 F1 (20M) |  | 1 |  |  | IIB
| IDX0955E | Atom Mashrek Bank Al Ghurair Centre 3F |  | IDX0955E | IDXL5955V |  | DXB | 25.2672 | 55.3173 | du | Commercial | ATOM | Dubai North | DUBAI_AL MURAQQABAT | 1012400 | 1CC |  | DXB_E3279M_11401_001005001 | in |  | On Air | On Air |  | Huawei | 3G+4G | HW U2.1 F2 | HW L1.8 F1 (20M) |  | 1 |  |  | MW
| SHJ5191A | ATOM Matajer AL Jurainha _1 |  | SHJ5191A | SHJL0191I |  | NE | 25.2972 | 55.490194° | du | mall | ATOM | Sharjah | SHARJAH_AL JURAINA FIRST | 3002500 | 1CC |  | SHJ_E3479B_10001_001003001 | in |  | On Air | On Air |  | Huawei | 3G+4G | HW U2.1 F2 | HW L1.8 F1 (20M) |  | 1 |  |  | IIB
| SHJ5191B | ATOM Matajer at Al Jurainha 2 |  | SHJ5191B | SHJL0191II |  | NE | 25.2961 | 55.489 | du | Mall | ATOM | Sharjah | SHARJAH_AL JURAINA FIRST | 3002500 | 1CC |  | SHJ_E3479B_10001_001001071 | in |  | On Air | On Air |  | Huawei | 3G+4G | HW U2.1 F2 | HW L1.8 F1 (20M) |  | 1 |  |  | IIB
| IDX0972E | ATOM Meadows Center Fitness First |  | IDX0972E | IDXL5972V |  | DXB | 25.0543 | 55.1707 | du | Mall | ATOM | Dubai South | DUBAI_AL THANYAH FOURTH (EMIRATES HILL THIRD) | 1039400 | 1CC |  | DXB_E3177P_12142_001004056 | in |  | On Air | On Air |  | Huawei | 3G+4G | HW U2.1 F2 | HW L1.8 F1 (20M) |  | 1 |  |  | MW
Decomm | IDX0973A | ATOM Meadows Center Spinneys |  | 0.Decomm |  |  | DXB | 25.0542 | 55.172 | du | Mall | ATOM | Dubai South | DUBAI_AL THANYAH FOURTH (EMIRATES HILL THIRD) | 1039400 |  |  |  | OUT | [12 empty] | IIB
Decomm | SHJ5500I | ATOM Medcare Clinic Sharjah |  | 0.Decomm |  |  | NE | 25.311 | 55.3737 | du | Commercial | ATOM | Sharjah | SHARJAH_AL MAMZAR | 3010400 |  |  |  | OUT | [12 empty] | IIB
| AJM5998A | ATOM Ministry of Education Teachers Education Institute |  | AJM5998A | AJML0998I |  | NE | 25.3855 | 55.5542 | du | Government | ATOM | Ajman | AJMAN_MUNTAZY 2 | 4003400 | 1CC |  | AJM_E3480E_10537_001001001 | in |  | On Air | On Air |  | Huawei | 3G+4G | HW U2.1 F2 | HW L1.8 F1 (20M) |  | 1 |  |  | IIB
| AUH5560E | ATOM Modern Pharmaceutical Company |  | AUH5560E | AUHL0560V |  | AUH | 24.6949 | 54.7388 | du | commerical | ATOM | Abu Dhabi | ABU DHABI_KHALIFA INDUSTRIAL CITY A | 2100000 | 1CC |  | AUH_E2673S_10060_001001002 | in |  | On Air | On Air |  | Nokia | 3G+4G | NSN U2.1 F1+F2 | NSN L18 F1 (20M) |  | 1 |  |  | IIB
| IDX0950B | ATOM MSC Office Meydan Sobha |  | IDX0950B | IDXL5950II |  | DXB | 25.1672 | 55.2931 | du | Commerical | ATOM | Dubai South | DUBAI_AL MERKADH (AL MERKAD) | 1034700 | 1CC |  | DXB_E3278L_10121_001001003 | in |  | On Air | On Air |  | Huawei | 3G+4G | HW U2.1 F1+F2 | HW L1.8 F1 (20M) |  | 1 |  |  | MW
| IDX0958D | ATOM Multiplex Construction Accommodation_1 |  | IDX0958D | IDXL5958IV |  | DXB | 24.9788 | 55.2039 | du | Commercial | ATOM | Dubai South | DUBAI_DUBAI INVESTMENT PARK SECOND | 1059700 | 1CC |  | DXB_E3176Q_10077_001001001 | in |  | On Air | On Air |  | Huawei | 3G+4G | HW U2.1 F2 | HW L1.8 F1 (20M) |  | 1 |  |  | MW
| IDX0953B | ATOM Multiplex Construction Accommodation_2 |  | IDX0953B | IDXL5953II |  | DXB | 24.9789 | 55.2043 | du | Residential | ATOM | Dubai South | DUBAI_DUBAI INVESTMENT PARK SECOND | 1059700 | 1CC |  | DXB_E3176Q_10077_001001002 | in |  | On Air | On Air |  | Huawei | 3G+4G | HW U2.1 F2 | HW L1.8 F1 (20M) |  | 1 |  |  | MW
| AAN5399F | ATOM DoT Al Ain_1 |  | AAN5399F | AANL0399VI |  | AUH | 24.2167 | 55.7574 | du | Commercial | ATOM | Al Ain | ABU DHABI_AL JAHILI | 8001600 | 1CC |  | AAN_E3667E_10013_001002001 | in |  | On Air | On Air |  | Ericsson | 3G+4G | E/// U900 F1 | E/// L1.8 F1 (20M) |  |  |  |  | IIB
| AAN5399A | Atom Nael Bin Harmal Villa |  | AAN5399A | AANL0399I |  | AUH | 24.2329 | 55.7357 | du | Residential | ATOM | Al Ain | ABU DHABI_AL JAHILI | 8001600 | 1CC |  | AAN_E3565A_10001_001002001 | in |  | On Air | On Air |  | Ericsson | 3G+4G | E/// U900 F1 | E/// L1.8 F1 (20M) |  |  |  |  | IIB
| AAN5399I | ATOM Nael Group (Cement)_Admin Building |  | AAN5399I | AANL0399V |  | AUH | 24.0403 | 55.5904 | du | Commercial | ATOM | Al Ain | ABU DHABI_INDUSTRIAL AREA | 8006600 | 1CC |  | AAN_E3565A_10001_001001001 | in |  | On Air | On Air |  | Ericsson | 3G+4G | E/// U900 F1 | E/// L1.8 F1 (20M) |  |  |  |  | IIB
| AAN5398A | ATOM Nael Group (Cement)_G.R.C. Factory |  | AAN5398A | AANL0398I |  | AUH | 24.0403 | 55.5904 | du | Commercial | ATOM | Al Ain | ABU DHABI_INDUSTRIAL AREA | 8006600 | 1CC |  | AAN_E3565A_10001_001002002 | in |  | On Air | On Air |  | Ericsson | 3G+4G | E/// U900 F1 | E/// L1.8 F1 (20M) |  |  |  |  | IIB
| AAN5399J | ATOM Nael Group (Cement)_Laboratory |  | AAN5399J | AANL0399X |  | AUH | 24.0403 | 55.5904 | du | Commercial | ATOM | Al Ain | ABU DHABI_INDUSTRIAL AREA | 8006600 | 1CC |  | AAN_E3565A_10001_001001003 | in |  | On Air | On Air |  | Ericsson | 3G+4G | E/// U900 F1 | E/// L1.8 F1 (20M) |  |  |  |  | IIB
| AAN5398B | ATOM Nael Group (Cement)_Workshop Office |  | AAN5398B | AANL0398II |  | AUH | 24.0403 | 55.5904 | du | Commercial | ATOM | Al Ain | ABU DHABI_INDUSTRIAL AREA | 8006600 | 1CC |  | AAN_E3565A_10001_001001002 | in |  | On Air | On Air |  | Ericsson | 3G+4G | E/// U900 F1 | E/// L1.8 F1 (20M) |  |  |  |  | IIB
Decomm | IDX0121T | ATOM Nakheel Sales Office Palm Jumeriah |  | 0.Decomm |  |  | DXB | 25.1024 | 55.1558 | du | Commercial | ATOM | Dubai South | DUBAI_NAKHLAT JUMEIRA (THE PALM JUMEIRAH) | 1038100 |  |  |  | OUT | [12 empty] | IIB
| AAN5399E | ATOM NBHI Engineering Office |  | AAN5399E | AANL0399III |  | AUH | 24.1617 | 55.8079 | du | Commercial | ATOM | Al Ain | ABU DHABI_AL KHRAIR | 8002200 | 1CC |  | AAN_E3767Q_10001_001001007 | in |  | On Air | On Air |  | Ericsson | 3G+4G | E/// U900 F1 | E/// L1.8 F1 (20M) |  |  |  |  | IIB
| IDX0961E | ATOM Nedaa Headquarters |  | IDX0961E | IDXL5961V |  | DXB | 25.0852 | 55.1988 | du | Government | ATOM | Dubai South | DUBAI_AL BARSHA THIRD | 1037500 | 1CC |  | DXB_E3177L_10269_001002001 | in |  | On Air | On Air |  | Huawei | 3G+4G | HW U2.1 F2 | HW L1.8 F1 (20M) |  | 1 |  |  | IIB
Decomm/change to DM | IDX0006T | ATOM New Blood Donation Center Latifa Hospital |  | 0.Decomm |  |  | DXB | 25.2245 | 55.3181 | du | Hospital | ATOM | Dubai North | DUBAI_AL JADAF | 1032600 |  |  |  | OUT | [12 empty] | IIB
Decomm/change to DM | SHJ5499E | ATOM Nielsen Office 3F @ Al Reem Plaza Sharjah |  | 0.Decomm |  |  | NE | 25.3323 | 55.3904 | du | Commercial | ATOM | Sharjah | SHARJAH_AL MAZAJ FIRST | 3010600 |  |  |  | OUT | [12 empty] | IIB
Decomm/change to DM | SHJ5499F | ATOM Nielsen Office 4F @ Al Reem Plaza Sharjah |  | 0.Decomm |  |  | NE | 25.3323 | 55.3904 | du | Commercial | ATOM | Sharjah | SHARJAH_AL MAZAJ FIRST | 3010600 |  |  |  | OUT | [12 empty] | MW
Decomm | IDX0005T | Atom Noor Bank (Essa saleh Al Gurg 3) |  | 0.Decomm |  |  | DXB | 25.2585 | 55.3214 | du | Commercial | ATOM | Dubai North | DUBAI_RIGGAT AL BUTEEN | 1012500 |  |  | Decommissioned | OUT | [12 empty] | MW
Decomm | IDX0031T | ATOM Pier 7 |  | 0.Decomm |  |  | DXB | 25.076 | 55.1387 | du | Hotel | ATOM | Dubai South | DUBAI_MARSA DUBAI | 1039200 |  |  | DXB_E3077N_10765_001010001 | OUT | [12 empty] | IIB
Decomm | IDX0185T | ATOM PIER 7_Atom Cell |  | 0.Decomm |  |  | DXB | 25.076 | 55.1387 | du | Mall | ATOM | Dubai South | DUBAI_MARSA DUBAI | 1039200 |  |  | DXB_E3077N_10765_001002003 | OUT | [12 empty] | IIB
| AUH5458C | ATOM Pivot Engineering Office Mussaffah |  | AUH5458C | AUHL0458III |  | AUH | 24.343 | 54.5004 | du | Commercial | ATOM | Abu Dhabi | ABU DHABI_Mussafah | 2600200 | 1CC |  | AUH_E2469K_11058_001001002 | in |  | On Air | On Air |  | Nokia | 3G+4G | NSN U2.1 F1+F2 | NSN L18 F1 (20M) |  | 1 |  |  | IIB
| IDX0959D | ATOM Polo Academy Al Habtoor |  | IDX0959D | IDXL5959IV |  | DXB | 25.0371 | 55.2533 | du | Hotel | ATOM | Dubai South | DUBAI_WADI AL SAFA 5 (DUBAI LAND) | 1064800 | 1CC |  | DXB_E3377K_10544_001001001 | in |  | On Air | On Air |  | Huawei | 3G+4G | HW U2.1 F2 | HW L1.8 F1 (20M) |  | 1 |  |  | IIB
| IDX0978C | ATOM Qayamat Al Bahar Lebanese Cuisine |  | IDX0978C | IDXL5978III |  | DXB | 25.1334 | 55.1833 | du | Hotel | ATOM | Dubai South | DUBAI_AL SAFOUH FIRST | 1037200 | 1CC |  | DXB_E3178U_10244_001001001 | in |  | On Air | On Air |  | Huawei | 3G+4G | HW U2.1 F2 | HW L1.8 F1 (20M) |  | 1 |  |  | IIB
| IDX0965E | ATOM Royal villa |  | IDX0965E | IDXL5965V |  | DXB | 25.131 | 55.1814 | du | Residential | ATOM | Dubai South | DUBAI_AL SAFOUH FIRST | 1037200 | 1CC |  | DXB_E3178U_10240_001002001 | in |  | On Air | On Air |  | Huawei | 3G+4G | HW U2.1 F2 | HW L1.8 F1 (20M) |  | 1 |  |  | IIB
| DXB5148C | Atom Samacom |  | DXB5148C |  |  | DXB | 25.0245 | 55.1424 | du | Commercial | ATOM | Dubai South | DUBAI_JABAL ALI Gardens | 1059102 |  |  | Decommissioned | in |  | On Air |  |  | Huawei | 3G | 3G 2100 |  |  | 1 |  |  | IIB
Decomm | IDX0136T | ATOM Schindler SZR Dubai Office |  | 0.Decomm |  |  | DXB | 25.1533 | 55.2252 | du | Commercial | ATOM | Dubai South | DUBAI_AL SAFA SECOND | 1035700 |  |  | DXB_E3178S_11209_001003006 | OUT | [12 empty] | MW
| AUH5811E | Atom Schlumberger_2 |  | AUH5811E | AUHL0811V |  | AUH | 24.383 | 54.4994 | du | Commercial | ATOM | Abu Dhabi | ABU DHABI_Mussafah | 2600200 | 1CC |  | AUH_E2469A_10324_001003001 | in |  | On Air | On Air |  | Nokia | 3G+4G | NSN U2.1 F1+F2 | NSN L18 F1 (20M) |  | 1 |  |  | MW
| AUH5811F | Atom Schlumberger_ICAD Office |  | AUH5811F | AUHL0811VI |  | AUH | 24.2853 | 54.4717 | du | Commercial | ATOM | Abu Dhabi | ABU DHABI_MUSAFFAH SOUTH | 2041000 | 1CC |  | AUH_E2368E_10009_001001001 | in |  | On Air | On Air |  | Nokia | 3G+4G | NSN U2.1 F1+F2 | NSN L18 F1 (20M) |  | 1 |  |  | MW
| SHJ5498E | ATOM Sharjah Police Staff Accommodation |  | SHJ5498E | SHJL0498V |  | NE | 25.354866° | 55.450021° | du | Government | ATOM | Sharjah | SHARJAH_AL RAMTHA | 3028500 | 1CC |  | SHJ_E3380O_10034_001002001 | in |  | On Air | On Air |  | Huawei | 3G+4G | HW U2.1 F2 | HW L1.8 F1 (20M) |  | 1 |  |  | MW
Decomm | SHJ5499B | ATOM Sharjah University M12 Building_1F |  | 0.Decomm |  |  | NE | 25.2871 | 55.4778 | du | Commercial | ATOM | Sharjah | SHARJAH_UNIVERSITY CITY | 3008000 |  |  |  | OUT | [12 empty] | MW
Decomm | SHJ5499A | ATOM Sharjah University M12 Building_GF |  | 0.Decomm |  |  | NE | 25.2871 | 55.4778 | du | Commercial | ATOM | Sharjah | SHARJAH_UNIVERSITY CITY | 3008000 |  |  |  | OUT | [12 empty] | MW
Decomm | SHJ5499D | ATOM Sharjah University W12 Building_2F |  | 0.Decomm |  |  | NE | 25.2878 | 55.4783 | du | Commercial | ATOM | Sharjah | SHARJAH_UNIVERSITY CITY | 3008000 |  |  |  | OUT | [12 empty] | MW
Decomm | SHJ5499C | ATOM Sharjah University W12 Building_GF |  | 0.Decomm |  |  | NE | 25.2878 | 55.4783 | du | Commercial | ATOM | Sharjah | SHARJAH_UNIVERSITY CITY | 3008000 |  |  |  | OUT | [12 empty] | MW
| IDX0968A | ATOM Sheikh Zayed Housing Programme |  | IDX0968A | IDXL5968I |  | DXB | 25.2331 | 55.3545 | du | Government | ATOM | Dubai North | DUBAI_AL GARHOUD | 1021400 | 1CC |  | DXB_E3279Y_10492_001007002 | in |  | On Air | On Air |  | Huawei | 3G+4G | HW U2.1 F2 | HW L1.8 F1 (20M) |  | 1 |  |  | MW
Decomm | IDX0952C | ATOM Site Office Marsa Al Seef |  | 0.Decomm | 0.Decomm |  | DXB | 25.2646 | 55.3026 | du | Commerical | ATOM | Dubai North | DUBAI_AL HAMRIYA | 1031300 |  |  |  | OUT | [12 empty] | MW
| IDX0958E | ATOM Sobha MSD Office Meydan |  | IDX0958E | IDXL5958V |  | DXB | 25.1668 | 55.2935 | du | Commercial | ATOM | Dubai South | DUBAI_AL MERKADH (AL MERKAD) | 1034700 | 1CC |  | DXB_E3278L_10121_001001001 | in |  | On Air | On Air |  | Huawei | 3G+4G | HW U2.1 F2 | HW L1.8 F1 (20M) |  | 1 |  |  | MW
| IDX0150T | ATOM Sound Stage Building B_Office |  | IDX0150T | IDXL5150I |  | DXB | 25.0341 | 55.2452 | du | Commercial | ATOM | Dubai South | DUBAI_AL HEBIAH SECOND (DUBAI LAND) | 1067500 | 1CC |  | DXB_E3176E_10052_001003002 | in |  | On Air | On Air |  | Huawei | 3G+4G | HW U2.1 F2 | HW L1.8 F1 (20M) |  | 1 |  |  | IIB
| IDX0156T | ATOM Sound Stage Building B_Stage |  | IDX0156T | IDXL5156I |  | DXB | 25.0341 | 55.2452 | du | Commercial | ATOM | Dubai South | DUBAI_AL HEBIAH SECOND (DUBAI LAND) | 1067500 | 1CC |  | DXB_E3176E_10052_001003007 | in |  | On Air | On Air |  | Huawei | 3G+4G | HW U2.1 F2 | HW L1.8 F1 (20M) |  | 1 |  |  | dufix
| AUH5818E | ATOM Stantec International (Al Mafraq Hospital) |  | AUH5818E | AUHL0818V |  | AUH | 24.3267 | 54.61 | du | Commercial | ATOM | Abu Dhabi | ABU DHABI_SHAKHBOUT CITY | 2004500 | 1CC |  | AUH_E2569Q_10251_001001001 | in |  | On Air | On Air |  | Nokia | 3G+4G | NSN U2.1 F1+F2 | NSN L18 F1 (20M) |  | 1 |  |  | MW
| AUH5532D | ATOM Tawazun Precision Industries_1 |  | AUH5532D | AUHL0473I |  | AUH | 24.5582 | 54.8878 | du | Commercial | ATOM | Abu Dhabi | ABU DHABI_ZAYED MILITARY CITY | 2043200 | 1CC |  | AUH_E2871F_10001_001001001 | in |  | On Air | On Air |  | Nokia | 3G+4G | NSN U2.1 F1+F2 | NSN L18 F1 (20M) |  | 1 |  |  | MW
| AUH5532E | ATOM Tawazun Precision Industries_2 |  | AUH5532E |  |  | AUH | 24.5582 | 54.8878 | du | Commercial | ATOM | Abu Dhabi | ABU DHABI_ZAYED MILITARY CITY | 2043200 |  |  | AUH_E2871F_10001_001001002 | in |  | On Air |  |  | Huawei | 3G | 3G 2100 | [5 empty] | MW
Decomm | IDX0972A | ATOM Time Square Hotel Deira |  | 0.Decomm |  |  | DXB | 25.2698 | 55.3119 | du | Commercial | ATOM | Dubai North | DUBAI_NAIF | 1011800 |  |  |  | OUT | [12 empty] | MW
| AUH5403A | ATOM Toyota AFM Wave Building_1 |  | AUH5403A | AUHL0403I |  | AUH | 24.3415 | 54.525 | du | Commercial | ATOM | Abu Dhabi | ABU DHABI_Mussafah | 2600200 | 1CC |  | AUH_E2469L_10597_001001001 | in |  | On Air | On Air |  | Nokia | 3G+4G | NSN U2.1 F1+F2 | NSN L18 F1 (20M) |  | 1 |  |  | IIB
| AUH5403B | ATOM Toyota AFM Wave Building_2 |  | AUH5403B | AUHL0403II |  | AUH | 24.3415 | 54.525 | du | Commercial | ATOM | Abu Dhabi | ABU DHABI_Mussafah | 2600200 | 1CC |  | AUH_E2469L_10597_001001002 | in |  | On Air | On Air |  | Nokia | 3G+4G | NSN U2.1 F1+F2 | NSN L18 F1 (20M) |  | 1 |  |  | IIB
| IDX0950D | ATOM Trinity Mechanical Services Lower |  | IDX0950D | IDXL5950IV |  | DXB | 25.135145° | 55.231951° | du | Commerical | ATOM | Dubai South | DUBAI_AL QOUZE IND.FIRST (AL QUOZ IND. FIRST) | 1036400 | 1CC |  | DXB_E3178X_10188_001001001 | in |  | On Air | On Air |  | Huawei | 3G+4G | HW U2.1 F2 | HW L1.8 F1 (20M) |  | 1 |  |  | IIB
| IDX0950E | ATOM Trinity Mechanical Services Upper |  | IDX0950E | IDXL5950V |  | DXB | 25.135145° | 55.231951° | du | Commerical | ATOM | Dubai South | DUBAI_AL QOUZE IND.FIRST (AL QUOZ IND. FIRST) | 1036400 | 1CC |  | DXB_E3178X_10188_001002001 | in |  | On Air | On Air |  | Huawei | 3G+4G | HW U2.1 F2 | HW L1.8 F1 (20M) |  | 1 |  |  | IIB
| IDX0947C | ATOM Union Coop_Umm Sequim 1F |  | IDX0947C | IDXL5947III |  | DXB | 25.1432 | 55.2062 | du | commercial | ATOM | Dubai South | DUBAI_UMM SUQEIM SECOND | 1036200 | 1CC |  | DXB_E3178R_13173_001002001 | in |  | On Air | On Air |  | Huawei | 3G+4G | HW U2.1 F2 | HW L1.8 F1 (20M) |  | 1 |  |  | IIB
Decomm/change to DM | IDX0157T | ATOM Union Coop_Umm Sequim BF |  | 0.Decomm |  |  | DXB | 25.1432 | 55.2062 | du | Mall | IBS | Dubai South | DUBAI_UMM SUQEIM SECOND | 1036200 |  |  |  | OUT | [12 empty] | MW
| AUH5673C | ATOM United Printing & Publishing (UPP)_1 |  | AUH5673C | AUHL0673III |  | AUH | 24.5332 | 54.6783 | du | Commercial | ATOM | Abu Dhabi | ABU DHABI_AL SHAHAMA | 2047000 | 1CC |  | AUH_E2571O_10902_001001001 | in |  | On Air | On Air |  | Nokia | 3G+4G | NSN U2.1 F1+F2 | NSN L18 F1 (20M) |  | 1 |  |  | MW
| AUH5673D | ATOM United Printing & Publishing (UPP)_2 |  | AUH5673D | AUHL0673IV |  | AUH | 24.5332 | 54.6783 | du | Commercial | ATOM | Abu Dhabi | ABU DHABI_AL SHAHAMA | 2047000 | 1CC |  | AUH_E2571O_10902_001001002 | in |  | On Air | On Air |  | Nokia | 3G+4G | NSN U2.1 F1+F2 | NSN L18 F1 (20M) |  | 1 |  |  | MW
| AUH5560D | Atom Warner Bros_Al Farah Offices |  | AUH5560D | AUHL0560IV |  | AUH | 24.4938 | 54.5997 | du | Commerical | ATOM | Abu Dhabi | ABU DHABI_YAS ISLAND | 2004600 | 1CC |  | AUH_E2571U_10015_001003001 | in |  | On Air | On Air |  | Nokia | 3G+4G | NSN U2.1 F1+F2 | NSN L18 F1 (20M) |  | 1 |  |  | MW
| RAK5600E | ATOM Western Bainoona Crusher Taween |  | RAK5600E | RAKL0600V |  | NE | 25.536284° | 56.018127° | du | Residential | ATOM | Ras Al Khaimah | FUJAIRAH_Northern Fujairah Rural | 6000100 | 1CC |  | FJR_E3982N_10002_001001002 | in |  | On Air | On Air |  | Huawei | 3G+4G | HW U2.1 F2 | HW L1.8 F1 (20M) |  | 1 |  |  | IIB
| AUH5403C | ATOM Western Bainoona Head Office |  | AUH5403C | AUHL0403III |  | DXB | 24.3545 | 54.4842 | du | Commercial | ATOM | Abu Dhabi | ABU DHABI_Mussafah | 2600200 | 1CC |  | AUH_E2369O_10672_001002002 | in |  | On Air | On Air |  | Huawei | 3G+4G | NSN U2.1 F1+F2 | NSN L18 F1 (20M) |  | 1 |  |  | IIB
| IDX0043T | ATOM Workz IMPZ |  | IDX0043T |  |  | DXB | 25.0291 | 55.1863 | du | Commercial | ATOM | Dubai South | DUBAI_MEAISEM FIRST (JUMEIRAH GOLF ESTATE) | 1068500 |  |  | DXB_E3176A_10108_002000000 | in |  | On Air |  |  | Huawei | 3G | 3G 2100 |  |  | 1 |  |  | IIB
July 2021 update | DXB0302 | ATOM_Apple Offices |  |  | DXBL0302II | DXBNR0302 | DXB | 25.2013 | 55.2725 | ETC |  | ATOM | Dubai North | DUBAI_BURJ KHALIFA (BUSINESS BAY) | 1034500 | 1CC | Yes | DXB_E3278A_11606_003011001 | in |  |  | On Air | On Air | Huawei | 4G+5G |  | HW L1.8 F1 (20M) | 1CC | 1 | 0/2 | N78 F1 | IIB
| IDX0946E | ATOM_Damas Jewellery Vault |  | IDX0946E | IDXL5946V |  | DXB | 25.0769 | 55.154 | du | Commerical | ATOM | Dubai South | DUBAI_Jumeirah Lakes Towers (JLT) | 1039301 | 1CC |  | DXB_E3077O_11042_001004001 | in |  | On Air | On Air |  | Huawei | 3G+4G | HW U2.1 F2 | HW L1.8 F1 (20M) |  | 1 |  |  | IIB
| RAK5600F | ATOM_My City Center_Al Dhait |  | RAK5600F | RAKL0600VI |  | NE | 25.7284 | 55.92 | du | Mall | ATOM | Ras Al Khaimah | RAS AL-KHAIMAH_DHAIT SOUTH - 4 | 7041000 | 1CC |  | RKT_E3884I_10005_001001001 | in |  | On Air | On Air |  | Huawei | 3G+4G | HW U2.1 F2 | HW L1.8 F1 (20M) |  | 1 |  |  | IIB
| AUH0459 | Audit Building |  | AUH5459 | AUHL0459 |  | AUH | 24.3941 | 54.5914 | ETC | Government | IBS | Abu Dhabi | ABU DHABI_ZAYED CITY | 2440000 | 2CC |  | AUH_E2569A_10003_001001002 | in |  | On Air | On Air |  | Nokia | 3G+4G | NSN U900 F1 | NSN L1800 F1 (20MHz) + L800 F1 (15Mhz) |  | 2 |  |  | IIB
| AUH0960 | AUH Marina Mall_Carrefour | AUH0960 | AUH5960 | AUHL0960 | AUHNR0960 | AUH | 24.476 | 54.322 | du | Mall | IBS | Abu Dhabi | ABU DHABI_Al Ras Al Akhdar | 2500500 | 4CC |  | AUH_E2270B_10146_001004227 | in | On Air | On Air | On Air | On Air | Nokia | 2G+3G+4G+5G | NSN U900 F1 | NSN L18 F1/F2 (20+15M) + L800 F1 (15M) + L21 F1 (15M) | 1CC | 2 | 3 | N41 | IIB
| AUH0962 | AUH Marina Mall_Cinema | AUH0962 | AUH5962 | AUHL0962 |  | AUH | 24.476 | 54.322 | du | Mall | IBS | Abu Dhabi | ABU DHABI_Al Ras Al Akhdar | 2500500 | 4CC |  | AUH_E2270B_10146_001004224 | in | On Air | On Air | On Air |  | Nokia | 2G+3G+4G | NSN U900 F1 | NSN L18 F1/F2 (20+15M) + L800 F1 (15M) + L21 F1 (15M) |  | 8 |  |  | IIB
| AUH0963 | AUH Marina Mall_Food Court | AUH0963 | AUH5963 | AUHL0963 |  | AUH | 24.476 | 54.322 | du | Mall | IBS | Abu Dhabi | ABU DHABI_Al Ras Al Akhdar | 2500500 | 4CC |  | AUH_E2270B_10146_001001010 | in | On Air | On Air | On Air |  | Nokia | 2G+3G+4G | NSN U900 F1 | NSN L18 F1/F2 (20+15M) + L800 F1 (15M) + L21 F1 (15M) |  | 2 |  |  | IIB
| AUH0964 | AUH Marina Mall_New Extension | AUH0964 | AUH5964 | AUHL0964 | AUHNR0964 | AUH | 24.476 | 54.322 | du | Mall | IBS | Abu Dhabi | ABU DHABI_Al Ras Al Akhdar | 2500500 | 4CC |  | AUH_E2270B_10146_001004010 | in | Locked | On Air | On Air | On Air | Nokia | 3G+4G+5G | NSN U900 F1 | NSN L18 F1/F2 (20+15M) + L800 F1 (15M) + L21 F1 (10M) | 1CC | 8 | 4 | N41 | IIB
| AUH0961 | AUH Marina Mall_Old Mall | AUH0961 | AUH5961 | AUHL0961 | AUHNR0961 | AUH | 24.476 | 54.322 | du | Mall | IBS | Abu Dhabi | ABU DHABI_Al Ras Al Akhdar | 2500500 | 4CC |  | AUH_E2270B_10146_001003004 | in | On Air | On Air | On Air | On Air | Nokia | 2G+3G+4G+5G | NSN U900 F1 | NSN L18 F1/F2 (20+15M) + L800 F1 (15M) + L21 F1 (15M) | 1CC | 9 | 3 | N41 | IIB
| AUH0965 | AUH Marina Mall_Snow Dome | AUH0965 | AUH5965 | AUHL0965 | AUHNR0965 | AUH | 24.476 | 54.322 | du | Mall | IBS | Abu Dhabi | ABU DHABI_Al Ras Al Akhdar | 2500500 | 4CC |  | AUH_E2270B_10146_001004226 | in | On Air | On Air | On Air | On Air | Nokia | 2G+3G+4G+5G | NSN U900 F1 | NSN L18 F1/F2 (20+15M) + L800 F1 (15M) + L21 F1 (15M) | 1CC | 2 | 1 | N41 | IIB
| AUH0966 | AUH Marina Mall_Tower | AUH0966 | AUH5966 | AUHL0966 |  | AUH | 24.476 | 54.322 | du | Mall | IBS | Abu Dhabi | ABU DHABI_Al Ras Al Akhdar | 2500500 | 4CC |  | AUH_E2270B_10146_001004225 | in | On Air | On Air | On Air |  | Nokia | 2G+3G+4G | NSN U900 F1 | NSN L18 F1/F2 (20+15M) + L800 F1 (15M) + L21 F1 (15M) |  | 2 |  |  | IIB
| IDX5419 | Auris Inn Al Muhanna Hotel at Tecom C |  | IDX0419 | IDXL5419 |  | DXB | 25.0944 | 55.1774 | du | Hotel | IBS | Dubai South | DUBAI_AL THANYAH FIRST (AL SAFOUH THIRD) | 1038300 | 2CC |  | DXB_E3177F_11082_001002002 / DXB_E3177F_11082_001008002 | in |  | On Air | On Air |  | Huawei | 3G+4G | HW U2.1 F2 / U900 F1 | HW L1.8 F1 (20M) + L800 F1 (15M) |  | 2/2 |  |  | IIB
| DXB0874 | Auris Plaza Hotel | DXB0874 | DXB5874 | DXBL0874 |  | DXB | 25.1137 | 55.2003 | du | Hotel | IBS | Dubai South | DUBAI_AL BARSHA FIRST | 1037300 | 2CC |  | DXB_E3177B_10369_001002001 | in | On Air | On Air | On Air |  | Huawei | 2G+3G+4G | HW U2.1 F2 / U900 F1 | HW L1.8 F1 (20M) + L800 F1 (15M) |  | 4/4 |  |  | IIB
| DXB0121 | Aviation Club - Jumeirah Creekside Hotel | DXB0121 | DXB5121 | DXBL0121 |  | DXB | 25.2428 | 55.3406 | ETC | Hotel | IBS | Dubai North | DUBAI_AL GARHOUD | 1021400 | 2CC |  | DXB_E3279S_10047_001002001 | in | Locked | On Air | On Air |  | Huawei | 3G+4G | HW U2.1 F2 / U900 F1 | HW L1.8 F1 (20M) + L800 F1 (15M) |  | 13 |  |  | IIB
Sep 2019 Update | DXB0259 | Awqaf & Minors Affairs Foundation (AMAF) | DXB0259 | DXB5259 | DXBL0259 |  | DXB | 25.2962 | 55.386 | du | Commercial | IBS | Dubai North | DUBAI_AL NAHDA SECOND | 1024100 | 1CC |  | DXB_E3379B_11425_001002001 | in | Locked | On Air | On Air |  | Huawei | 3G+4G | HW U2.1 F2 | HW L1.8 F1 (20M) |  | 1/1 |  |  | IIB
| AAN0045 | Ayla Al Bawadi Hotel | AAN0045 | AAN5045 | AANL0045 |  | AUH | 24.1615 | 55.8062 | ETC | Hotel | IBS | Al Ain | ABU DHABI_AL KHRAIR | 8002200 | 2CC |  | AAN_E3767Q_10001_001004001 | in | Locked | On Air | On Air |  | Ericsson | 3G+4G | E/// U900 F1 | E/// L1.8 F1 (20M) + L800 F1 (15M) |  |  |  |  | IIB
| AAN0052 | Ayla Grand Hotel | AAN0052 | AAN5052 | AANL0052 |  | AUH | 24.2245 | 55.7828 | ETC | Hotel | IBS | Al Ain | ABU DHABI_CENTRAL DISTRICT | 8001800 | 2CC |  | AAN_E3767A_10157_001001001 | in | On Air | On Air | On Air |  | Ericsson | 2G+3G+4G | E/// U900 F1 | E/// L1.8 F1 (20M) + L800 F1 (15M) |  |  |  |  | MW
| AAN0031 | Ayla Hotel | AAN0031 | AAN5031 | AANL0031 |  | AUH | 24.2284 | 55.7435 | du | Hotel | IBS | Al Ain | ABU DHABI_AL MUTAREDH | 8001500 | 2CC |  | AAN_E3668X_10032_001002001 | in | On Air | On Air | On Air |  | Ericsson | 2G+3G+4G | E/// U900 F1 | E/// L1.8 F1 (20M) + L800 F1 (15M) |  |  |  |  | MW
| IDX5763 | Azizi Feirouz Building |  | IDX0763 | IDXL5763 |  | DXB | 25.0332 | 55.1476 | du | Residential | IBS | Dubai South | DUBAI_Discovery Gardens | 1059101 | 2CC |  | DXB_E3076E_10836_001007011 | in |  | On Air | On Air |  | Huawei | 3G+4G | HW U2.1 F2 / U900 F1 | HW L1.8 F1 (20M) + L800 F1 (15M) |  | 2/2 |  |  | IIB
| IDX5856 | Azizi Iris Building |  | IDX0856 | IDXL5856 |  | DXB | 25.032 | 55.1493 | du | Residential | IBS | Dubai South | DUBAI_Discovery Gardens | 1059101 | 2CC |  | DXB_E3076E_11236_001001004 | in |  | On Air | On Air |  | Huawei | 3G+4G | HW U2.1 F2 / U900 F1 | HW L1.8 F1 (20M) + L800 F1 (15M) |  | 2/2 |  |  | IIB
| IDX5847 | Azizi Liatris Building |  | IDX0847 | IDXL5847 |  | DXB | 25.0313 | 55.1499 | du | Residential | IBS | Dubai South | DUBAI_Discovery Gardens | 1059101 | 2CC |  | DXB_E3076E_10835_001001004 | in |  | On Air | On Air |  | Huawei | 3G+4G | HW U2.1 F2 / U900 F1 | HW L1.8 F1 (20M) + L800 F1 (15M) |  | 2/2 |  |  | IIB
| IDX5857 | Azizi Orchid Building |  | IDX0857 | IDXL5857 |  | DXB | 25.0317 | 55.1497 | du | Residential | IBS | Dubai South | DUBAI_Discovery Gardens | 1059101 | 2CC |  | DXB_E3076E_11235_001001003 | in |  | On Air | On Air |  | Huawei | 3G+4G | HW U2.1 F2 / U900 F1 | HW L1.8 F1 (20M) + L800 F1 (15M) |  | 2/2 |  |  | IIB
| IDX5700 | Azizi Yasamine Building |  | IDX0700 | IDXL5700 |  | DXB | 25.033504 | 55.1469 | du | Residential | IBS | Dubai South | DUBAI_Discovery Gardens | 1059101 | 2CC |  | DXB_E3076E_10801_001007012 | in |  | On Air | On Air |  | Huawei | 3G+4G | HW U2.1 F2 / U900 F1 | HW L1.8 F1 (20M) + L800 F1 (15M) |  | 2/2 |  |  | IIB
| IDX5588 | Azure Palm Jumeirah |  | IDX0588 | IDXL5588 |  | DXB | 25.1068 | 55.1526 | du | Residential | IBS | Dubai South | DUBAI_NAKHLAT JUMEIRA (THE PALM JUMEIRAH) | 1038100 | 1CC |  | DXB_E3077E_10113_001002013 | in |  | On Air | On Air |  | Huawei | 3G+4G | HW U2.1 F2 | HW L1.8 F1 (20M) |  | 2/2 |  |  | IIB
| IDX5232 | B2B Office Tower @ BB |  | IDX0232 | IDXL5232 |  | DXB | 25.191 | 55.285 | du | Commercial | IBS | Dubai North | DUBAI_BURJ KHALIFA (BUSINESS BAY) | 1034500 | 2CC |  | DXB_E3278G_10209_001003006 | in |  | On Air | On Air |  | Huawei | 3G+4G | HW U2.1 F2 / U900 F1 | HW L1.8 F1 (20M) + L800 F1 (15M) |  | 3 |  |  | IIB
| RAK0550 | Bab Al Bahr - Fayrouz Building |  | RAK5550 | RAKL0550 |  | NE | 25.6651 | 55.7476 | du | Residential | IBS | Ras Al Khaimah | RAS AL-KHAIMAH_JAZEERA NAD AL SILI | 7060200 | 1CC |  | RKT_E3683E_10002_001001001 | in |  | On Air | On Air |  | Huawei | 3G+4G | HW U2.1 F2 | HW L1.8 F1 (20M) |  | 2/2 |  |  | IIB
| RAK0551 | Bab Al Bahr - Kahraman Building |  | RAK5551 | RAKL0551 |  | NE | 25.6645 | 55.7469 | du | Residential | IBS | Ras Al Khaimah | RAS AL-KHAIMAH_JAZEERA NAD AL SILI | 7060200 | 2CC |  | RKT_E3683E_10001_001001002 | in |  | On Air | On Air |  | Huawei | 3G+4G | HW U2.1 F2 / U900 F1 | HW L1.8 F1 (20M) + L800 F1 (15M) |  | 6 |  |  | IIB
| RAK0552 | Bab Al Bahr - Yakout Building |  | RAK5552 | RAKL0552 |  | NE | 25.6638 | 55.7476 | du | Residential | IBS | Ras Al Khaimah | RAS AL-KHAIMAH_JAZEERA NAD AL SILI | 7060200 | 2CC |  | RKT_E3683E_10003_001001001 | in |  | On Air | On Air |  | Huawei | 3G+4G | HW U2.1 F2 / U900 F1 | HW L1.8 F1 (20M) + L800 F1 (15M) |  | 2/2 |  |  | IIB
| AUH0750 | Bab Al Qasr Hotel - Tower 1 (aka.The Regent Emirates Pearl Abu Dhabi) |  | AUH5750 | AUHL0750 |  | AUH | 24.4583 | 54.321 | ETC | Residential | IBS | Abu Dhabi | ABU DHABI_Al Ras Al Akhdar | 2500500 | 2CC |  | AUH_E2270G_10047_001001002 | in |  | On Air | On Air |  | Nokia | 3G+4G | NSN U900 F1 | NSN L1800 F1 (20MHz) + L800 F1 (15Mhz) |  | 4 |  |  | IIB
| AUH0751 | Bab Al Qasr Hotel - Tower 2 |  | AUH5751 | AUHL0751 |  | AUH | 24.458 | 54.3201 | ETC | Hotel | IBS | Abu Dhabi | ABU DHABI_Al Ras Al Akhdar | 2500500 | 2CC |  | AUH_E2270G_10047_001008001 | in |  | On Air | On Air |  | Nokia | 3G+4G | NSN U900 F1 | NSN L1800 F1 (20MHz) + L800 F1 (15Mhz) |  | 4 |  |  | IIB
Sep 2020 Update | IDX5031 | Baker Hughes Headquarter Building |  | IDX0031 | IDXL5031 |  | DXB | 24.9399 | 55.0575 | du | Commercial | IBS | Dubai South | DUBAI_JABAL ALI INDUSTRIAL THIRD (JABAL ALI INDUSTRIAL 3) | 1051600 | 2CC |  | DXB_E2975E_10005_001001002 | in |  | On Air | On Air |  | Huawei | 3G+4G | HW U2.1 F2 / U900 F1 | HW L1.8 F1/F2 (20+10M) |  | 1/2 |  |  | IIB
July 2019 Update | DXB0697 | Baker Hughes Operations Building | DXB0697 | DXB5697 | DXBL0697 |  | DXB | 24.9384 | 55.057 | du | Commercial | IBS | Dubai South | DUBAI_JABAL ALI INDUSTRIAL THIRD (JABAL ALI INDUSTRIAL 3) | 1051600 | 1CC |  | DXB_E2975E_10023_001001001 | in | Locked | On Air | On Air |  | Huawei | 3G+4G | HW U2.1 F2 / U900 F1 | HW L1.8 F1 (20M) |  | 1/2 |  |  | MW
Sep 2019 Update | DXB0094 | Baniyas Tower A | DXB0094 | DXB5094 | DXBL0094 |  | DXB | 25.2684 | 55.3064 | du | Commercial | IBS | Dubai North | DUBAI_AL RIGGA | 1011900 | 1CC |  | DXB_E3279M_11204_001001001 / DXB_E3279M_11204_001002001 | in | Locked | On Air | On Air |  | Huawei | 3G+4G | HW U2.1 F2 / U900 F1 | HW L1.8 F1 (20M) |  | 9 |  |  | MW
Sep 2019 Update | DXB0095 | Baniyas Tower B Dubai | DXB0095 | DXB5095 | DXBL0095 |  | DXB | 25.2684 | 55.3059 | du | Residential | IBS | Dubai North | DUBAI_AL RIGGA | 1011900 | 1CC |  | DXB_E3279M_10205_001001001 | in | Locked | On Air | On Air |  | Huawei | 3G+4G | HW U2.1 F2 / U900 F1 | HW L1.8 F1 (20M) |  | 9 |  |  | MW
| AAN0044 | Barari Outlet Mall | AAN0044 | AAN5044 | AANL0044 | AAN0044_N_BB2 | AUH | 24.0865 | 55.8298 | du | Mall | IBS | Al Ain | ABU DHABI_AL DHAHER | 8008100 | 2CC |  | AAN_E3766N_10003_001002003 | in | Locked | On Air | On Air | On Air | Ericsson | 3G+4G+5G | E/// U900 F1 | E/// L1.8 F1 (20M) + L800 F1 (15M) |  |  |  |  | IIB
Jan 2021 update | IDX0972C | Basement Parking & lifts KV Bldg 13 |  | IDX0972C | IDXL5972III |  | DXB | 25.1024 | 55.1614 | du | Commercial | ATOM | Dubai South | DUBAI_AL SAFOUH SECOND | 1038200 | 1CC |  | DXB_E3077J_10607_001001003 | in |  | On Air | On Air |  | Huawei | 3G+4G | HW U2.1 F2 | HW L1.8 F1 (20M) |  | 1 |  |  | dufix
Dec 2020 update | SHJ0069 | Bassam Tower (Al Mawarid) | SHJ0069 | SHJ5069 | SHJL0069 |  | NE | 25.3272 | 55.3784 | du | Residential | IBS | Sharjah | SHARJAH_AL MAZAJ THIRD | 3010500 | 2CC |  | SHJ_E3380P_10036_001035004 | in | Locked | On Air | On Air |  | Huawei | 3G+4G | HW U2.1 F2 / U900 F1 | HW L1.8 F1/F2 (20+10M) |  | 4/8 |  |  | IIB
| DXB0969 | Battuta Gate Hotel_Zone B | DXB0969 | DXB5969 | DXBL0969 |  | DXB | 25.0411 | 55.116 | ETC | Hotel | IBS | Dubai South | DUBAI_Discovery Gardens | 1059101 | 2CC |  | DXB_E3077W_10900_001007002 | in | Locked | On Air | On Air |  | Huawei | 3G+4G | HW U2.1 F2 / U900 F1 | HW L1.8 F1 (20M) + L800 F1 (15M) |  | 6 |  |  | IIB
| DXB0733 | Battuta Gate Hotel_Zone C1 | DXB0733 | DXB5733 | DXBL0733 |  | DXB | 25.0411 | 55.116 | ETC | Hotel | IBS | Dubai South | DUBAI_Discovery Gardens | 1059101 | 2CC |  | DXB_E3077W_10900_001003002 | in | Locked | On Air | On Air |  | Huawei | 3G+4G | HW U2.1 F2 / U900 F1 | HW L1.8 F1 (20M) + L800 F1 (15M) |  | 9 |  |  | IIB
| DXB0968 | Battuta Gate Hotel_Zone C2 | DXB0968 | DXB5968 | DXBL0968 |  | DXB | 25.0411 | 55.116 | ETC | Hotel | IBS | Dubai South | DUBAI_Discovery Gardens | 1059101 | 2CC |  | DXB_E3077W_10900_001005002 | in | Locked | On Air | On Air |  | Huawei | 3G+4G | HW U2.1 F2 / U900 F1 | HW L1.8 F1 (20M) + L800 F1 (15M) |  | 3 |  |  | IIB
| DXB0620 | Battuta Gate Office | DXB0620 | DXB5620 | DXBL0620 | DXBNR0620 | DXB | 25.0411 | 55.117 | du | Commercial | IBS | Dubai South | DUBAI_Discovery Gardens | 1059101 | 2CC |  | DXB_E3077W_10902_001015002 | in | Locked | On Air | On Air | On Air | Huawei | 3G+4G+5G | HW U2.1 F2 / U900 F1 | HW L1.8 F1 (20M) + L800 F1 (15M) | 1CC | 6 | 2/0 | N41 | IIB
| AUH0538 | Bawabat Al Sharq Mall_East Wing | AUH0538 | AUH5538 | AUHL0538 | AUHNR0538 | AUH | 24.3119 | 54.6212 | ETC | Mall | IBS | Abu Dhabi | ABU DHABI_BANIYAS | 2046100 | 1CC |  | AUH_E2569V_10723_001002002 | in | Locked | On Air | On Air | On Air | Huawei/Nokia | 3G+4G+5G | HW U2.1 F2 | NSN L18 F1 (20M) | 1CC | 10 | 5 | N41 | IIB
| AUH0770 | Bawabat Al Sharq Mall_West Wing | AUH0770 | AUH5770 | AUHL0770 | AUHNR0770 | AUH | 24.3119 | 54.6212 | ETC | Mall | IBS | Abu Dhabi | ABU DHABI_BANIYAS | 2046100 | 2CC |  | AUH_E2569V_10723_001002001 | in | On Air | On Air | On Air | On Air | Huawei/Nokia | 2G+3G+4G+5G | HW U2.1 F2 | NSN L18 F1/F2 (20+15M) | 1CC | 10 | 5 | N41 | IIB
| DXB0203 | Bay Central East Hotel | DXB0203 | DXB5203 | DXBL0203 |  | DXB | 25.0786 | 55.1379 | du | Commercial | IBS | Dubai South | DUBAI_MARSA DUBAI | 1039200 | 2CC |  | DXB_E3077N_10767_001034002 | in | Locked | On Air | On Air |  | Huawei | 3G+4G | HW U2.1 F2 / U900 F1 | HW L1.8 F1 (20M) + L800 F1 (15M) |  | 6/10 |  |  | IIB
| DXB0212 | Bay Gate Office Tower | DXB0212 | DXB5212 | DXBL0212 | DXBNR0212 | DXB | 25.1888 | 55.2629 | du | Commercial | IBS | Dubai North | DUBAI_BURJ KHALIFA (BUSINESS BAY) | 1034500 | 2CC |  | DXB_E3178J_11970_001003014 | in | Locked | On Air | On Air | On Air | Huawei | 3G+4G+5G | HW U2.1 F2 / U900 F1 | HW L1.8 F1 (20M) + L800 F1 (15M) | 1CC | 18 | 6/0 | N41 | IIB
| DXB0639 | Bay Square BB (B2, B3, B4, B6, B7) | DXB0639 | DXB5639 | DXBL0639 |  | DXB | 25.1854 | 55.2803 | du | Commercial | IBS | Dubai North | DUBAI_BURJ KHALIFA (BUSINESS BAY) | 1034500 | 2CC |  | DXB_E3278F_10407_001004002 | in | On Air | On Air | On Air |  | Huawei | 2G+3G+4G | HW U2.1 F2 / U900 F1 | HW L1.8 F1 (20M) + L800 F1 (15M) |  | 17 |  |  | IIB
| DXB0207 | Bay Square BB (BB01,BB08,BB09,BB10) | DXB0207 | DXB5207 | DXBL0207 |  | DXB | 25.1854 | 55.2803 | du | Residential | IBS | Dubai North | DUBAI_BURJ KHALIFA (BUSINESS BAY) | 1034500 | 2CC |  | DXB_E3278F_10415_001004002 | in | Locked | On Air | On Air |  | Huawei | 3G+4G | HW U2.1 F2 / U900 F1 | HW L1.8 F1 (20M) + L800 F1 (15M) |  | 17 |  |  | IIB
| DXB0150 | Bay Square BB (BB11,BB12&BB13) | DXB0150 | DXB5150 | DXBL0150 |  | DXB | 25.1854 | 55.2803 | du | Residential | IBS | Dubai North | DUBAI_BURJ KHALIFA (BUSINESS BAY) | 1034500 | 2CC |  | DXB_E3278F_10411_001004002 | in | On Air | On Air | On Air |  | Huawei | 2G+3G+4G | HW U2.1 F2 / U900 F1 | HW L1.8 F1 (20M) + L800 F1 (15M) |  | 9 |  |  | IIB
| IDX5287 | Bay’s Edge Tower Business Bay |  | IDX0287 | IDXl5287 |  | DXB | 25.1877 | 55.2698 | du | Hotel | IBS | Dubai North | DUBAI_BURJ KHALIFA (BUSINESS BAY) | 1034500 | 2CC |  | DXB_E3278F_10602_001011015 | in |  | On Air | On Air |  | Huawei | 3G+4G | HW U2.1 F2 / U900 F1 | HW L1.8 F1 (20M) + L800 F1 (15M) |  | 6 |  |  | IIB
Jan 2019 Update | AUH0422 | Baynunah Hilton Tower Hotel | AUH0422 | AUH5422 | AUHL0422 |  | AUH | 24.4824 | 54.3503 | du | Hotel | IBS | Abu Dhabi | ABU DHABI_Al Hosn | 2500300 | 2CC |  | AUH_E2271X_10465_001004001 | in | Locked | On Air | On Air |  | Nokia | 3G+4G | NSN U900 F1 | NSN L1800 F1 (20MHz) + L800 F1 (15Mhz) |  | 9 |  |  | IIB
| DXB0704 | Bayswater Tower | DXB0704 | DXB5704 | DXBL0704 | DXBNR0704 | DXB | 25.1839 | 55.2645 | du | Commercial | IBS | Dubai North | DUBAI_BURJ KHALIFA (BUSINESS BAY) | 1034500 | 2CC |  | DXB_E3278F_10401_001002002 | in | Locked | On Air | On Air | On Air | Huawei | 3G+4G+5G | HW U2.1 F2 / U900 F1 | HW L1.8 F1 (20M) + L800 F1 (15M) | 1CC | 9 | 3/0 | N41 | IIB
| DXB0159 | BBET Tower B Lower Part | DXB0159 | DXB5159 | DXBL0159 |  | DXB | 25.1929 | 55.2664 | ETC | Residential | IBS | Dubai North | DUBAI_BURJ KHALIFA (BUSINESS BAY) | 1034500 | 2CC |  | DXB_E3278F_10378_011018001 | in | Locked | On Air | On Air |  | Huawei | 3G+4G | HW U2.1 F2 / U900 F1 | HW L1.8 F1 (20M) + L800 F1 (15M) |  | 9 |  |  | IIB
| DXB0160 | BBET Tower B upper Part | DXB0160 | DXB5160 | DXBL0160 |  | DXB | 25.1929 | 55.2664 | ETC | Residential | IBS | Dubai North | DUBAI_BURJ KHALIFA (BUSINESS BAY) | 1034500 | 2CC |  | DXB_E3278F_10378_001034006 | in | Locked | On Air | On Air |  | Huawei | 3G+4G | HW U2.1 F2 | HW L1.8 F1 (20M) + L800 F1 (15M) |  | 9 |  |  | IIB
| DXB0182 | BBET Tower C | DXB0182 | DXB5182 | DXBL0182 |  | DXB | 25.1917 | 55.267 | ETC | Residential | IBS | Dubai North | DUBAI_BURJ KHALIFA (BUSINESS BAY) | 1034500 | 2CC |  | DXB_E3278F_10382_001002009 | in | Locked | On Air | On Air |  | Huawei | 3G+4G | HW U2.1 F2 | HW L1.8 F1 (20M) + L800 F1 (15M) |  | 9 |  |  | IIB
| DXB0183 | BBET Tower D | DXB0183 | DXB5183 | DXBL0183 |  | DXB | 25.1922 | 55.2662 | ETC | Residential | IBS | Dubai North | DUBAI_BURJ KHALIFA (BUSINESS BAY) | 1034500 | 3CC |  | DXB_E3278F_10381_001020007 | in | On Air | On Air | On Air |  | Huawei | 2G+3G+4G | HW U2.1 F2 / U900 F1 | HW L1.8 F1/F2 (20+5M) + L800 F1 (15M) |  | 12 |  |  | IIB
| DXB0184 | BBET Tower E | DXB0184 | DXB5184 | DXBL0184 |  | DXB | 25.1915 | 55.2661 | ETC | Residential | IBS | Dubai North | DUBAI_BURJ KHALIFA (BUSINESS BAY) | 1034500 | 2CC |  | DXB_E3278F_10269_001019005 | in | Locked | On Air | On Air |  | Huawei | 3G+4G | HW U2.1 F2 / U900 F1 | HW L1.8 F1 (20M) + L800 F1 (15M) |  | 9 |  |  | dufix
| DXB0193 | BBET Tower F | DXB0193 | DXB5193 | DXBL0193 |  | DXB | 25.191 | 55.2662 | ETC | Residential | IBS | Dubai North | DUBAI_BURJ KHALIFA (BUSINESS BAY) | 1034500 | 2CC |  | DXB_E3278F_10428_001002024 | in | Locked | On Air | On Air |  | Huawei | 3G+4G | HW U2.1 F2 / U900 F1 | HW L1.8 F1 (20M) + L800 F1 (15M) |  | 9 |  |  | dufix
| DXB0204 | BBET Tower G | DXB0204 | DXB5204 | DXBL0204 |  | DXB | 25.1905 | 55.2657 | ETC | Residential | IBS | Dubai North | DUBAI_BURJ KHALIFA (BUSINESS BAY) | 1034500 | 2CC |  | DXB_E3278F_10429_001016006 | in | Locked | On Air | On Air |  | Huawei | 3G+4G | HW U2.1 F2 / U900 F1 | HW L1.8 F1 (20M) + L800 F1 (15M) |  | 10 |  |  | IIB
| DXB0213 | BBET Tower H | DXB0213 | DXB5213 | DXBL0213 |  | DXB | 25.1901 | 55.2652 | ETC | Residential | IBS | Dubai North | DUBAI_BURJ KHALIFA (BUSINESS BAY) | 1034500 | 2CC |  | DXB_E3278F_10271_001016008 | in | Locked | On Air | On Air |  | Huawei | 3G+4G | HW U2.1 F2 / U900 F1 | HW L1.8 F1 (20M) + L800 F1 (15M) |  | 10 |  |  | IIB
| DXB0219 | BBET Tower J Lower Part | DXB0219 | DXB5219 | DXBL0219 |  | DXB | 25.1898 | 55.2646 | ETC | Residential | IBS | Dubai North | DUBAI_BURJ KHALIFA (BUSINESS BAY) | 1034500 | 2CC |  | DXB_E3278F_10430_001001003 | in | Locked | On Air | On Air |  | Huawei | 3G+4G | HW U2.1 F2 | HW L1.8 F1 (20M) + L800 F1 (15M) |  | 15 |  |  | IIB
| DXB0220 | BBET Tower J Upper Part | DXB0220 | DXB5220 | DXBL0220 |  | DXB | 25.1898 | 55.2646 | ETC | Residential | IBS | Dubai North | DUBAI_BURJ KHALIFA (BUSINESS BAY) | 1034500 | 2CC |  | DXB_E3278F_10430_001018008 | in | Locked | On Air | On Air |  | Huawei | 3G+4G | HW U2.1 F2 / U900 F1 | HW L1.8 F1 (20M) + L800 F1 (15M) |  | 10 |  |  | IIB
| DXB0227 | BBET Tower K | DXB0227 | DXB5227 | DXBL0227 |  | DXB | 25.1892 | 55.2644 | ETC | Residential | IBS | Dubai North | DUBAI_BURJ KHALIFA (BUSINESS BAY) | 1034500 | 2CC |  | DXB_E3278F_10431_001016004 | in | Locked | On Air | On Air |  | Huawei | 3G+4G | HW U2.1 F2 / U900 F1 | HW L1.8 F1 (20M) + L800 F1 (15M) |  | 10 |  |  | IIB
| DXB0232 | BBET Tower L | DXB0232 | DXB5232 | DXBL0232 |  | DXB | 25.1888 | 55.2642 | ETC | Residential | IBS | Dubai North | DUBAI_BURJ KHALIFA (BUSINESS BAY) | 1034500 | 2CC |  | DXB_E3278F_10433_001020004 | in | Locked | On Air | On Air |  | Huawei | 3G+4G | HW U2.1 F2 / U900 F1 | HW L1.8 F1 (20M) + L800 F1 (15M) |  | 10 |  |  | IIB
| DXB0235 | BBET Tower M | DXB0235 | DXB5235 | DXBL0235 |  | DXB | 25.1896 | 55.2633 | ETC | Residential | IBS | Dubai North | DUBAI_BURJ KHALIFA (BUSINESS BAY) | 1034500 | 2CC |  | DXB_E3278F_10432_001018008 | in | Locked | On Air | On Air |  | Huawei | 3G+4G | HW U2.1 F2 / U900 F1 | HW L1.8 F1 (20M) + L800 F1 (15M) |  | 10 |  |  | IIB
| DXB0239 | BBET Towers Common Podium | DXB0239 | DXB5239 | DXBL0239 |  | DXB | 25.1896 | 55.2633 | ETC | Car Park | IBS | Dubai North | DUBAI_BURJ KHALIFA (BUSINESS BAY) | 1034500 | 2CC |  | DXB_E3278F_10381_001003002 | in | Locked | On Air | On Air |  | Huawei | 3G+4G | HW U2.1 F2 / U900 F1 | HW L1.8 F1 (20M) + L800 F1 (15M) |  | 6 |  |  | IIB
Decomm | DXB0114 | Beach Center | DXB0114 | 0.Decomm | 0.Decomm |  | DXB | 25.225 | 55.2582 | du | Mall | IBS | Dubai North | DUBAI_JUMEIRA FIRST | 1033200 | 2CC |  | DXB_E3179Y_10747_001001001 | OUT | Locked |  |  |  | Huawei | 3G+4G | HW U2.1 F2 / U900 F1 | HW L1.8 F1 (20M) + L800 F1 (15M) |  | 3 |  |  | IIB
Apr 2022 update | SHJ0307 | Beach Tower 1 | SHJ0307 | SHJ5307 | SHJL0307 |  | NE | 25.3294 | 55.3657 | du | Residential | IBS | Sharjah | SHARJAH_AL KHAN | 3010300 | 2CC |  | SHJ_E3380P_10023_001002001 | in | Locked | On Air | On Air |  | Huawei | 3G+4G | HW U2.1 F2 / U900 F1 | HW L1.8 F1 (20M) + L800 F1 (15M) |  | 18 |  |  | IIB
Mar 2020 Update | SHJ0066 | Beach Tower 2 | SHJ0066 | SHJ5066 | SHJL0066 |  | NE | 25.3189 | 55.3751 | du | Residential | IBS | Sharjah | SHARJAH_AL KHAN | 3010300 | 2CC |  | SHJ_E3380U_10170_001049011 | in | Locked | On Air | On Air |  | Huawei | 3G+4G | HW U2.1 F2 / U900 F1 | HW L1.8 F1/F2 (20+10M) |  | 4/8 |  |  | IIB
| IDX5807 | Belgravia @ JVC |  | IDX0807 | IDXL5807 |  | DXB | 25.0477 | 55.2033 | du | Residential | IBS | Dubai South | DUBAI_AL BARSHA SOUTH FOURTH (JUMEIRAH VILLAGE SOUTH) | 1068100 | 2CC |  | DXB_E3177V_11074_001002035 | in |  | On Air | On Air |  | Huawei | 3G+4G | HW U2.1 F2 / U900 F1 | HW L1.8 F1 (20M) + L800 F1 (15M) |  | 4/4 |  |  | IIB
| DXB0811 | Belhoul European Hospital_Diyafah | DXB0811 | DXB5811 | DXBL0811 |  | DXB | 25.2369 | 55.2751 | du | Hospital | IBS | Dubai North | DUBAI_AL BADA (AL BADAA) | 1033300 | 2CC |  | DXB_E3279P_11005_001001001 | in | Locked | On Air | On Air |  | Huawei | 3G+4G | HW U2.1 F2 / U900 F1 | HW L1.8 F1 (20M) + L800 F1 (15M) |  | 8 |  |  | MW
| SHJ0389 | Belrashid Tower 2 | SHJ0389 | SHJ5389 | SHJL0389 |  | NE | 25.3348 | 55.3885 | du | Residential | IBS | Sharjah | SHARJAH_AL MAZAJ FIRST | 3010600 | 2CC |  | SHJ_E3380Q_10258_001001001 | in | Locked | On Air | On Air |  | Huawei | 3G+4G | HW U2.1 F2 / U900 F1 | HW L1.8 F1 (20M) + L800 F1 (15M) |  | 12 |  |  | MW
| DXB0975 | Bilhab Tower @ BB | DXB0975 | DXB5975 | DXBL0975 |  | DXB | 25.1812 | 55.2703 | du | Commercial | IBS | Dubai North | DUBAI_BURJ KHALIFA (BUSINESS BAY) | 1034500 | 2CC |  | DXB_E3278F_10535_001014011 | in | Locked | On Air | On Air |  | Huawei | 3G+4G | HW U2.1 F2 / U900 F1 | HW L1.8 F1 (20M) + L800 F1 (15M) |  | 9 |  |  | IIB
Decomm | AUH0812 | Bin Butti International Holding |  |  | 0.Decomm |  | AUH | 24.4671 | 54.3345 | du | Commercial | ATOM | Abu Dhabi | ABU DHABI_Al Khebeirah | 2500400 |  |  |  | OUT | [12 empty] | IIB
| SHJ0422 | Bin Dhaen Tower | SHJ0422 | SHJ5422 | SHJL0422 |  | NE | 25.3347 | 55.3757 | du | Residential | IBS | Sharjah | SHARJAH_AL MAZAJ THIRD | 3010500 | 2CC |  | SHJ_E3380P_10040_001007002 | in | Locked | On Air | On Air |  | Huawei | 3G+4G | HW U2.1 F2 / U900 F1 | HW L1.8 F1/F2 (20+10M) |  | 3/10 |  |  | IIB
Mar 2019 Update | SHJ0086 | Bin Ham Tower A | SHJ0086 | SHJ5086 | SHJL0086 |  | NE | 25.303 | 55.3643 | du | Residential | IBS | Sharjah | SHARJAH_AL MAMZAR | 3010400 | 2CC |  | SHJ_E3379A_10190_001036006 | in | Locked | On Air | On Air |  | Huawei | 3G+4G | HW U2.1 F2 / U900 F1 | HW L1.8 F1 (20M) + L800 F1 (15M) |  | 9 |  |  | IIB
| SHJ0087 | Bin Ham Tower B | SHJ0087 | SHJ5087 | SHJL0087 |  | NE | 25.303 | 55.3643 | du | Residential | IBS | Sharjah | SHARJAH_AL MAMZAR | 3010400 | 2CC |  | SHJ_E3379A_10219_001036007 | in | Locked | On Air | On Air |  | Huawei | 3G+4G | HW U2.1 F2 / U900 F1 | HW L1.8 F1 (20M) + L800 F1 (15M) |  | 12 |  |  | IIB
| SHJ0088 | Bin Ham Tower C | SHJ0088 | SHJ5088 | SHJL0088 |  | NE | 25.303 | 55.3643 | du | Residential | IBS | Sharjah | SHARJAH_AL MAMZAR | 3010400 | 2CC |  | SHJ_E3379A_10220_001036009 | in | Locked | On Air | On Air |  | Huawei | 3G+4G | HW U2.1 F2 / U900 F1 | HW L1.8 F1 (20M) + L800 F1 (15M) |  | 9 |  |  | IIB
| DXB0115 | Bin Sougat Center | DXB0115 | DXB5115 | DXBL0115 |  | DXB | 25.2329 | 55.3851 | du | Mall | IBS | Dubai North | DUBAI_AL RASHIDIYA | 1021600 | 2CC |  | DXB_E3379V_10028_001001001 | in | Locked | On Air | On Air |  | Huawei | 3G+4G | HW U2.1 F2 / U900 F1 | HW L1.8 F1 (20M) + L800 F1 (15M) |  | 6 |  |  | IIB
| IDX5786 | Binghatti Garden @ DSO |  | IDX0786 | IDXL5786 |  | DXB | 25.1235 | 55.3771 | du | Residential | IBS | Dubai North | DUBAI_NADD HESSA (DUBAI SILICON OASIS) | 1062600 | 2CC |  | DXB_E3377A_10189_001002010 | in |  | On Air | On Air |  | Huawei | 3G+4G | HW U2.1 F2 / U900 F1 | HW L1.8 F1 (20M) + L800 F1 (15M) |  | 4/4 |  |  | IIB
| IDX5806 | Binghatti Pearl @ DSO |  | IDX0806 | IDXL5806 |  | DXB | 25.108 | 55.3764 | du | Residential | IBS | Dubai North | DUBAI_NADD HESSA (DUBAI SILICON OASIS) | 1062600 | 2CC |  | DXB_E3377F_10528_001001013 | in |  | On Air | On Air |  | Huawei | 3G+4G | HW U2.1 F2 / U900 F1 | HW L1.8 F1 (20M) + L800 F1 (15M) |  | 4/4 |  |  | IIB
| SHJ0367 | BiNuna Building | SHJ0367 | SHJ5367 | SHJL0367 |  | NE | 25.3005 | 55.3721 | du | Residential | IBS | Sharjah | SHARJAH_AL NAHDA | 3010200 | 2CC |  | SHJ_E3379A_10207_001002001 | in | Locked | On Air | On Air |  | Huawei | 3G+4G | HW U2.1 F2 / U900 F1 | HW L1.8 F1 (20M) + L800 F1 (15M) |  | 3 |  |  | IIB
| AUH0784 | Bloom Central - Common Floors & Apartments |  | AUH5784 | AUHL0784 |  | AUH | 24.4708 | 54.3696 | du | Residential | IBS | Abu Dhabi | ABU DHABI_Al Karamah | 2501400 | 3CC |  | AUH_E2270E_12631_001001001 | in |  | On Air | On Air |  | Nokia | 3G+4G | NSN U900 F1 | NSN L1800 F1/F2 (20+15M) + L800 F1 (15M) |  | 6 |  |  | IIB
| AUH0909 | Bloom Central - Marriott Hotel Downtown |  | AUH5909 | AUHL0909 |  | AUH | 24.4708 | 54.3696 | du | Hotel | IBS | Abu Dhabi | ABU DHABI_Al Karamah | 2501400 | 2CC |  | AUH_E2270E_12631_001002001 | in |  | On Air | On Air |  | Nokia | 3G+4G | NSN U900 F1 | NSN L1800 F1 (20MHz) + L800 F1 (15Mhz) |  | 6 |  |  | IIB
| AUH5564A | Bloom Marina Mixed Development West |  | AUH5564A | AUHL0564I |  | AUH | 24.45177 | 54.3355 | ETC | Residential | IBS | Abu Dhabi | ABU DHABI_Al Bateen | 2500600 | 2CC |  | AUH_E2270H_11239_001001001 | in |  | On Air | On Air |  | Nokia | 3G+4G | NSN U900 F1 | NSN L1800 F1 (20MHz) + L800 F1 (15Mhz) |  |  |  |  | MW
| DXB0826 | Blue Bay Tower @ BB | DXB0826 | DXB5826 | DXBL0826 | DXBNR0826 | DXB | 25.1877 | 55.2706 | du | Commercial | IBS | Dubai North | DUBAI_BURJ KHALIFA (BUSINESS BAY) | 1034500 | 2CC |  | DXB_E3278F_10369_001002018 | in | Locked | On Air | On Air | On Air | Huawei | 3G+4G+5G | HW U2.1 F2 / U900 F1 | HW L1.8 F1 (20M) + L800 F1 (15M) | 1CC | 8 | 2/0 | N41 | IIB
| SHJ0184 | BM Twin Towers | SHJ0184 | SHJ5184 | SHJL0184 |  | NE | 25.3037 | 55.3717 | du | Residential | IBS | Sharjah | SHARJAH_AL NAHDA | 3010200 | 1CC |  | SHJ_E3379A_10185_001002001 | in | Locked | On Air | On Air |  | Huawei | 3G+4G | HW U2.1 F2 | HW L1.8 F1 (20M) |  | 10 |  |  | IIB
| DXB0325 | Bonnington Hotel | DXB0325 | DXB5325 | DXBL0325 |  | DXB | 25.0675 | 55.1421 | du | Hotel | IBS | Dubai South | DUBAI_Jumeirah Lakes Towers (JLT) | 1039301 | 1CC |  | DXB_E3077S_10085_001021014 | in | Locked | On Air | On Air |  | Huawei | 3G+4G | HW U2.1 F2 / U900 F1 | HW L1.8 F1 (20M) |  | 4/12 |  |  | IIB
| DXB0146 | Boutique 7 Hotel | DXB0146 | DXB5146 | DXBL0146 |  | DXB | 25.0981 | 55.1729 | du | Hotel | IBS | Dubai South | DUBAI_AL THANYAH FIRST (AL SAFOUH THIRD) | 1038300 | 2CC |  | DXB_E3279X_10659_001001002 | in | Locked | On Air | On Air |  | Huawei | 3G+4G | HW U2.1 F2 / U900 F1 | HW L1.8 F1 (20M) + L800 F1 (15M) |  | 4/4 |  |  | IIB
| AAN0033 | Boutique Mall | AAN0033 | AAN5033 | AANL0033 | AAN0033_N_BB2 | AUH | 24.2045 | 55.7622 | du | Mall | IBS | Al Ain | ABU DHABI_SANAIYA | 8002400 | 3CC |  | AAN_E3667J_10010_001005001 | in | Locked | On Air | On Air | On Air | Ericsson | 3G+4G+5G | E/// U900 F1 | E/// L1.8 F1/F2 (20+15M) + L800 F1 (15M) | 1CC |  |  |  | IIB
| DXB0837 | Boutique Studio 14 DSC - Noor Dubai | DXB0837 | DXB5837 | DXBL0837 |  | DXB | 25.0408 | 55.2514 | du | Commercial | IBS | Dubai South | DUBAI_AL HEBIAH SECOND (DUBAI LAND) | 1067500 |  |  | DXB_E3177Y_10570_001003003 | in | Locked | On Air |  |  | Huawei | 3G | 3G 2100 |  |  | 1 |  |  | IIB
| DXB0838 | Boutique Studio 15 DSC - Noor Dubai |  | DXB5838 |  |  | DXB | 25.0408 | 55.2517 | du | Commercial | IBS | Dubai South | DUBAI_AL HEBIAH SECOND (DUBAI LAND) | 1067500 |  |  | DXB_E3177Y_10015_001003003 | in |  | On Air |  |  | Huawei | 3G | 3G 2100 |  |  | 1 |  |  | IIB
Apr 2021 Update | DXB0839 | Boutique Studio 16 DSC - Noor Dubai | DXB0839 | DXB5839 | DXBL0839 |  | DXB | 25.041 | 55.2519 | du | Commercial | IBS | Dubai South | DUBAI_AL HEBIAH SECOND (DUBAI LAND) | 1067500 | 2CC |  | DXB_E3177Y_10568_001003003 | in | Locked | On Air | On Air |  | Huawei | 3G+4G | HW U2.1 F2 | HW L1.8 F1/F2 (20 + 10M) |  | 1/1 |  |  | IIB
Mar 2019 Update | SHJ0106 | Bu khamseen Tower_Lower | SHJ0106 | SHJ5106 | SHJL0106 |  | NE | 25.3248 | 55.3801 | du | Residential | IBS | Sharjah | SHARJAH_AL MAZAJ THIRD | 3010500 | 1CC |  | SHJ_E3380U_10020_001003001 | in | Locked | On Air | On Air |  | Huawei | 3G+4G | HW U2.1 F2 | HW L1.8 F1 (20M) |  | 6 |  |  | IIB
Apr 2019 Update | SHJ0156 | Bu khamseen Tower_Upper | SHJ0156 | SHJ5156 | SHJL0156 |  | NE | 25.3248 | 55.3801 | du | Residential | IBS | Sharjah | SHARJAH_AL MAZAJ THIRD | 3010500 | 1CC |  | SHJ_E3380U_10020_001002001 | in | Locked | On Air | On Air |  | Huawei | 3G+4G | HW U2.1 F2 | HW L1.8 F1 (20M) |  | 3/3 |  |  | IIB
| SHJ0152 | Buhaira National Insurance | SHJ0152 | SHJ5152 | SHJL0152 |  | NE | 25.3006 | 55.3806 | du | Residential | IBS | Sharjah | SHARJAH_AL NAHDA | 3010200 | 1CC |  | SHJ_E3379B_11415_001001001 | in | On Air | On Air | On Air |  | Huawei | 2G+3G+4G | HW U2.1 F2 | HW L1.8 F1 (20M) |  | 14 |  |  | IIB
| SHJ0151 | Buhaira National Insurance 2 | SHJ0151 | SHJ5151 | SHJL0151 |  | NE | 25.3122 | 55.3774 | du | Residential | IBS | Sharjah | SHARJAH_AL MAMZAR | 3010400 | 2CC |  | SHJ_E3380Q_10026_001039001 | in | Locked | On Air | On Air |  | Huawei | 3G+4G | HW U2.1 F2 / U900 F1 | HW L1.8 F1 (20M) + L800 F1 (15M) |  | 6 |  |  | IIB
Mar 2019 Update | SHJ0386 | BuKhatir Tower | SHJ0386 | SHJ5386 | SHJL0386 |  | NE | 25.3337 | 55.3755 | du | Residential | IBS | Sharjah | SHARJAH_AL MAZAJ THIRD | 3010500 | 1CC |  | SHJ_E3380P_10042_001031001 | in | Locked | On Air | On Air |  | Huawei | 3G+4G | HW U2.1 F2 | HW L1.8 F1 (20M) |  | 4/4 |  |  | IIB
| DXB0011 | Burj Al Arab , Beach Road, Jumeirah | DXB0011 | DXB5011 | DXBL0011 |  | DXB | 25.1411 | 55.1856 | du | Hotel | IBS | Dubai South | DUBAI_UMM SUQEIM THIRD | 1036600 | 1CC |  | DXB_E3178V_10915_001027001 | in | On Air | On Air | On Air |  | Huawei | 2G+3G+4G | HW U2.1 F2 | HW L1.8 F1 (20M) |  | 3/3 |  |  | IIB
| IDX5437 | Burj Al Arab North Deck |  | IDX0437 | IDXL5437 | IDXNR5437 | DXB | 25.1416 | 55.1842 | du | hotel | IBS | Dubai South | DUBAI_UMM SUQEIM THIRD | 1036600 | 1CC | Yes | DXB_E3178V_10915_001028001 | in |  | On Air | On Air | On Air | Huawei | 3G+4G+5G | HW U2.1 F2 | HW L1.8 F1 (20M) | 1CC | 2/2 | 2/0 | N41 | IIB
| SHJ0312 | burj al buhairah tower | SHJ0312 | SHJ5312 | SHJL0312 |  | NE | 25.3345 | 55.3889 | du | Commercial | IBS | Sharjah | SHARJAH_AL MAZAJ FIRST | 3010600 | 2CC |  | SHJ_E3380Q_10026_001001002 | in | Locked | On Air | On Air |  | Huawei | 3G+4G | HW U2.1 F2 / U900 F1 | HW L1.8 F1 (20M) + L800 F1 (15M) |  | 8/8 |  |  | IIB
| DXB0744 | Burj Al Noor | DXB0744 | DXB5744 | DXBL0744 |  | DXB | 25.2968 | 55.365 | du | Residential | IBS | Dubai North | DUBAI_AL NAHDA FIRST | 1023100 | 2CC |  | DXB_E3379A_10188_001002001 | in | Locked | On Air | On Air |  | Huawei | 3G+4G | HW U2.1 F2 / U900 F1 | HW L1.8 F1 (20M) + L800 F1 (15M) |  | 2/4 |  |  | IIB
| DXB0147 | Burj Al Salam_SZR Site 1 | DXB0147 | DXB5147 | DXBL0147 |  | DXB | 25.2294 | 55.2864 | du | Hotel | IBS | Dubai North | DUBAI_TRADE CENTER FIRST | 1033500 | 1CC |  | DXB_E3279V_11009_001041001 | in | On Air | On Air | On Air |  | Huawei | 2G+3G+4G | HW U2.1 F2 | HW L1.8 F1 (20M) |  | 4/4 |  |  | IIB
| DXB0260 | Burj Al Salam_SZR Site 2 | DXB0260 | DXB5260 | DXBL0260 |  | DXB | 25.2294 | 55.2864 | du | Hotel | IBS | Dubai North | DUBAI_TRADE CENTER FIRST | 1033500 | 2CC |  | DXB_E3279V_11009_001041006 | in | Locked | On Air | On Air |  | Huawei | 3G+4G | HW U2.1 F1+F2 | HW L1.8 F1 (20M) + L800 F1 (15M) |  | 8 |  |  | IIB
| AUH0744 | Burj Al Yaqut - Danet Abu Dhabi | AUH0744 | AUH5744 | AUHL0744 |  | AUH | 24.4306 | 54.4367 | du | Residential | IBS | Abu Dhabi | ABU DHABI_Al Zahra | 2501800 | 4CC |  | AUH_E2370M_12402_001001005 | in | Locked | On Air | On Air |  | Nokia | 3G+4G | NSN U900 F1 | NSN L18 F1/F2 (20+15M) + L800 F1 (15M) + L21 F1 (15M) |  | 4 |  |  | MW
| DXB0562 | Burj Dubai - Claren 1 50, 51 | DXB0562 | DXB5562 | DXBL0562 |  | DXB | 25.1907 | 55.272 | du | Residential | IBS | Dubai North | DUBAI_BURJ KHALIFA (BUSINESS BAY) | 1034500 | 2CC |  | DXB_E3278F_10511_001002007 | in | Locked | On Air | On Air |  | Huawei | 3G+4G | HW U2.1 F2 / U900 F1 | HW L1.8 F1 (20M) + L800 F1 (15M) |  | 12 |  |  | IIB
| DXB0447 | Burj Dubai - Boulevard Central 58, 59 | DXB0447 | DXB5447 | DXBL0447 |  | DXB | 25.1914 | 55.2739 | du | Residential | IBS | Dubai North | DUBAI_BURJ KHALIFA (BUSINESS BAY) | 1034500 | 2CC |  | DXB_E3278F_10338_001002003 | in | Locked | On Air | On Air |  | Huawei | 3G+4G | HW U2.1 F2 / U900 F1 | HW L1.8 F1 (20M) + L800 F1 (15M) |  | 18 |  |  | IIB
| DXB0313 | Burj Dubai - Burj Views - Podium | DXB0313 | DXB5313 | DXBL0313 |  | DXB | 25.1907 | 55.2816 | ETC | Car Park | IBS | Dubai North | DUBAI_BURJ KHALIFA (BUSINESS BAY) | 1034500 | 2CC |  | DXB_E3278F_10313_001009022 | in | Locked | On Air | On Air |  | Huawei | 3G+4G | HW U2.1 F2 / U900 F1 | HW L1.8 F1/F2 (20+10M) |  | 8/16 |  |  | IIB
| DXB0295 | Burj Dubai - Burj Views - Tower A | DXB0295 | DXB5295 | DXBL0295 |  | DXB | 25.1897 | 55.2811 | ETC | Residential | IBS | Dubai North | DUBAI_BURJ KHALIFA (BUSINESS BAY) | 1034500 | 2CC |  | DXB_E3278F_10313_001036007 | in | Locked | On Air | On Air |  | Huawei | 3G+4G | HW U2.1 F2 / U900 F1 | HW L1.8 F1 (20M) + L800 F1 (15M) |  | 9 |  |  | IIB
| DXB0305 | Burj Dubai - Burj Views - Tower B | DXB0305 | DXB5305 | DXBL0305 |  | DXB | 25.1901 | 55.2815 | ETC | Residential | IBS | Dubai North | DUBAI_BURJ KHALIFA (BUSINESS BAY) | 1034500 | 2CC |  | DXB_E3278F_10263_001036002 | in | Locked | On Air | On Air |  | Huawei | 3G+4G | HW U2.1 F2 / U900 F1 | HW L1.8 F1 (20M) + L800 F1 (15M) |  | 9 |  |  | IIB
| DXB0309 | Burj Dubai - Burj Views - Tower C | DXB0309 | DXB5309 | DXBL0309 |  | DXB | 25.1907 | 55.2816 | ETC | Residential | IBS | Dubai North | DUBAI_BURJ KHALIFA (BUSINESS BAY) | 1034500 | 2CC |  | DXB_E3278F_10393_001041002 | in | Locked | On Air | On Air |  | Huawei | 3G+4G | HW U2.1 F2 / U900 F1 | HW L1.8 F1 (20M) + L800 F1 (15M) |  | 10 |  |  | IIB
| IDX5538 | Burj Dubai - Old Town A1 Yansoon Buildings 4 & 5 |  | IDX0538 | IDXL5538 |  | DXB | 25.1918 | 55.2782 | ETC |  | IBS | Dubai North | DUBAI_BURJ KHALIFA (BUSINESS BAY) | 1034500 | 2CC |  | DXB_E3278F_10280_001001004 | in |  | On Air | On Air |  | Huawei | 3G+4G | HW U2.1 F2 / U900 F1 | HW L1.8 F1 (20M) + L800 F1 (15M) |  | 6 |  |  | dufix
| DXB0548 | Burj Dubai - Old Town Island (OTI) - Core B East Tajer | DXB0548 | DXB5548 | DXBL0548 |  | DXB | 25.1936 | 55.2775 | ETC | Mall | IBS | Dubai North | DUBAI_BURJ KHALIFA (BUSINESS BAY) | 1034500 | 2CC |  | DXB_E3278F_10571_001010002 | in | On Air | On Air | On Air |  | Huawei | 2G+3G+4G | HW U2.1 F2 / U900 F1 | HW L1.8 F1 (20M) + L800 F1 (15M) |  | 6 |  |  | IIB
Feb 2020 Update | DXB0578 | Burj Dubai - Old Town Island (OTI) - Core B West Attareen | DXB0578 | DXB5578 | DXBL0578 |  | DXB | 25.1921 | 55.2764 | ETC | Residential | IBS | Dubai North | DUBAI_BURJ KHALIFA (BUSINESS BAY) | 1034500 | 2CC |  | DXB_E3278F_10571_001006009 | in | Locked | On Air | On Air |  | Huawei | 3G+4G | HW U2.1 F2 / U900 F1 | HW L1.8 F1 (20M) + L800 F1 (15M) |  | 9 |  |  | IIB
| DXB0561 | Burj Dubai - Old Town Island (OTI) - Core D East Tajer | DXB0561 | DXB5561 | DXBL0561 |  | DXB | 25.1936 | 55.2775 | ETC | Mall | IBS | Dubai North | DUBAI_BURJ KHALIFA (BUSINESS BAY) | 1034500 | 2CC |  | DXB_E3278F_10573_001011005 | in | On Air | On Air | On Air |  | Huawei | 2G+3G+4G | HW U2.1 F2 / U900 F1 | HW L1.8 F1/F2 (20+10M) |  | 6 |  |  | IIB
| DXB0552 | Burj Dubai - Old Town Island (OTI) - Core F East Tajer | DXB0552 | DXB5552 | DXBL0552 |  | DXB | 25.1936 | 55.2775 | ETC | Mall | IBS | Dubai North | DUBAI_BURJ KHALIFA (BUSINESS BAY) | 1034500 | 2CC |  | DXB_E3278F_10575_001011004 | in | On Air | On Air | On Air |  | Huawei | 2G+3G+4G | HW U2.1 F2 / U900 F1 | HW L1.8 F1 (20M) + L800 F1 (15M) |  | 9 |  |  | IIB
Oct 2020 update | DXB0559 | Burj Dubai - Old Town Island (OTI) Residential - West -Attareen | DXB0559 | DXB5559 | DXBL0559 |  | DXB | 25.1921 | 55.2764 | ETC | Residential | IBS | Dubai North | DUBAI_BURJ KHALIFA (BUSINESS BAY) | 1034500 | 3CC |  | DXB_E3278F_10572_001005011 | in | Locked | On Air | On Air |  | Huawei | 3G+4G | HW U2.1 F2 / U900 F1 | HW L1.8 F1/F2 (20+10M) + L800 F1 (15M) |  | 3 |  |  | IIB
| DXB0299 | Burj Dubai Business Park Building 1 | DXB0299 | DXB5299 | DXBL0299 | DXBNR0299 | DXB | 25.2013 | 55.2725 | ETC | Commercial | IBS | Dubai North | DUBAI_BURJ KHALIFA (BUSINESS BAY) | 1034500 | 2CC |  | DXB_E3278A_11605_001012002 | in | Locked | On Air | On Air | On Air | Huawei | 3G+4G+5G | HW U2.1 F2 / U900 F1 | HW L1.8 F1 (20M) + L800 F1 (15M) | 1CC | 6 | 4/0 | N41 | IIB
| DXB0300 | Burj Dubai Business Park Building 2 | DXB0300 | DXB5300 | DXBL0300 |  | DXB | 25.2013 | 55.2725 | ETC | Commercial | IBS | Dubai North | DUBAI_BURJ KHALIFA (BUSINESS BAY) | 1034500 | 2CC |  | DXB_E3279L_11233_001003001 | in | Locked | On Air | On Air |  | Huawei | 3G+4G | HW U2.1 F2 / U900 F1 | HW L1.8 F1 (20M) + L800 F1 (15M) |  | 6 |  |  | IIB
| DXB0301 | Burj Dubai Business Park Building 3 | DXB0301 | DXB5301 | DXBL0301 |  | DXB | 25.2013 | 55.2725 | ETC | Commercial | IBS | Dubai North | DUBAI_BURJ KHALIFA (BUSINESS BAY) | 1034500 | 2CC |  | DXB_E3278A_11621_001012002 | in | Locked | On Air | On Air |  | Huawei | 3G+4G | HW U2.1 F2 | HW L1.8 F1 (20M) + L800 F1 (15M) |  | 6 |  |  | IIB
| DXB0302 | Burj Dubai Business Park Building 4 | DXB0302 | DXB5302 | DXBL0302 |  | DXB | 25.2013 | 55.2725 | ETC | Commercial | IBS | Dubai North | DUBAI_BURJ KHALIFA (BUSINESS BAY) | 1034500 | 2CC |  | DXB_E3278A_11606_003011001 | in | Locked | On Air | On Air |  | Huawei | 3G+4G | HW U2.1 F2 / U900 F1 | HW L1.8 F1 (20M) + L800 F1 (15M) |  | 6 |  |  | IIB
| DXB0303 | Burj Dubai Business Park Building 5 | DXB0303 | DXB5303 | DXBL0303 |  | DXB | 25.2013 | 55.2725 | ETC | Commercial | IBS | Dubai North | DUBAI_BURJ KHALIFA (BUSINESS BAY) | 1034500 | 1CC |  | DXB_E3278A_11623_001002001 | in | Locked | On Air | On Air |  | Huawei | 3G+4G | HW U2.1 F2 | HW L1.8 F1 (20M) |  | 2/2 |  |  | IIB
Mar 2019 Update | DXB0304 | Burj Dubai Business Park Building 6 | DXB0304 | DXB5304 | DXBL0304 |  | DXB | 25.2013 | 55.2725 | ETC | Commercial | IBS | Dubai North | DUBAI_BURJ KHALIFA (BUSINESS BAY) | 1034500 | 1CC |  | DXB_E3278A_11622_001012002 | in | Locked | On Air | On Air |  | Huawei | 3G+4G | HW U2.1 F2 | HW L1.8 F1 (20M) |  | 2/2 |  |  | IIB
| DXB0929 | Burj Dubai Development Plot 12 & 13 Tower 1 (Boulevard Plaza Tower 1) | DXB0929 | DXB5929 | DXBL0929 |  | DXB | 25.2003 | 55.275 | du | Commercial | IBS | Dubai North | DUBAI_BURJ KHALIFA (BUSINESS BAY) | 1034500 | 2CC |  | DXB_E3278A_11607_001001001 | in | Locked | On Air | On Air |  | Huawei | 3G+4G | HW U2.1 F2 / U900 F1 | HW L1.8 F1 (20M) + L800 F1 (15M) |  | 15 |  |  | IIB
Mar 2019 Update | DXB0533 | Burj Dubai Development Plot 12 & 13 Tower 2 (Boulevard Plaza Tower 2) | DXB0533 | DXB5533 | DXBL0533 |  | DXB | 25.2001 | 55.2737 | du | Commercial | IBS | Dubai North | DUBAI_BURJ KHALIFA (BUSINESS BAY) | 1034500 | 2CC |  | DXB_E3278A_11625_001002012 | in | Locked | On Air | On Air |  | Huawei | 3G+4G | HW U2.1 F2 / U900 F1 | HW L1.8 F1 (20M) + L800 F1 (15M) |  | 12 |  |  | IIB
| DXB0293 | Burj Dubai Lake Hotel_L3 | DXB0293 | DXB5293 | DXBL0293 |  | DXB | 25.194 | 55.279 | ETC | Hotel | IBS | Dubai North | DUBAI_BURJ KHALIFA (BUSINESS BAY) | 1034500 | 2CC |  | DXB_E3278F_10287_001004002 | in | Locked | On Air | On Air |  | Huawei | 3G+4G | HW U2.1 F2 / U900 F1 | HW L1.8 F1 (20M) + L800 F1 (15M) |  | 12 |  |  | IIB
| DXB0279 | Burj Dubai Mall Hotel (Address Hotel) | DXB0279 |  |  |  | DXB | 25.1998 | 55.2776 | du | Hotel | IBS | Dubai North | DUBAI_BURJ KHALIFA (BUSINESS BAY) | 1034500 |  |  | DXB_E3278A_11619_001003001 | in | On Air |  |  |  | Nokia | 2G |  |  |  | - |  |  | IIB
| DXB0347 | Burj Dubai Manzel Hotel | DXB0347 | DXB5347 | DXBL0347 |  | DXB | 25.1912 | 55.2778 | ETC | Hotel | IBS | Dubai North | DUBAI_BURJ KHALIFA (BUSINESS BAY) | 1034500 | 1CC |  | DXB_E3278F_10330_001006030 | in | Locked | On Air | On Air |  | Huawei | 3G+4G | HW U2.1 F2 | HW L1.8 F1 (20M) |  | 1/2 |  |  | IIB
Mar 2022 update | DXB0682 | Burj Dubai Medical center | DXB0682 | DXB5682 | DXBL0682 |  | DXB | 25.1976 | 55.2787 | ETC |  | IBS | Dubai North | DUBAI_BURJ KHALIFA (BUSINESS BAY) | 1034500 | 3CC |  | DXB_E3278F_10259_001010001 | in | On Air | On Air | On Air |  | Huawei | 2G+3G+4G | HW U900 F1 | HW L1.8 F1/F2 (20+10M) + L800 F1 (15M) |  | 2 |  |  | IIB
| IDX5537 | Burj Dubai Old Town-A1 Yansoon Buildings 1, 2 & 3 |  | IDX0537 | IDXL5537 |  | DXB | 25.1917 | 55.2783 | ETC | Residential | IBS | Dubai North | DUBAI_BURJ KHALIFA (BUSINESS BAY) | 1034500 | 2CC |  | DXB_E3278F_10280_001001003 | in |  | On Air | On Air |  | Huawei | 3G+4G | HW U2.1 F2 / U900 F1 | HW L1.8 F1 (20M) + L800 F1 (15M) |  | 9 |  |  | dufix
| IDX5539 | Burj Dubai Old Town-A1 Yansoon Buildings 6 & 7 |  | IDX0539 | IDXL5539 |  | DXB | 25.1914 | 55.2793 | ETC | Residential | IBS | Dubai North | DUBAI_BURJ KHALIFA (BUSINESS BAY) | 1034500 | 2CC |  | DXB_E3278F_10279_001001004 | in |  | On Air | On Air |  | Huawei | 3G+4G | HW U2.1 F2 / U900 F1 | HW L1.8 F1 (20M) + L800 F1 (15M) |  | 6 |  |  | dufix
| IDX5540 | Burj Dubai Old Town-A1 Yansoon Buildings 8 & 9 |  | IDX0540 | IDXL5540 |  | DXB | 25.1914 | 55.2792 | ETC |  | IBS | Dubai North | DUBAI_BURJ KHALIFA (BUSINESS BAY) | 1034500 | 2CC |  | DXB_E3278F_10279_001001003 | in |  | On Air | On Air |  | Huawei | 3G+4G | HW U2.1 F2 / U900 F1 | HW L1.8 F1 (20M) + L800 F1 (15M) |  | 9 |  |  | dufix
| IDX5555 | Burj Dubai Old Town-A2 Reehan Buildings 1, 2 & 3 |  | IDX0555 | IDXL5555 |  | DXB | 25.1903 | 55.2783 | ETC | Residential | IBS | Dubai North | DUBAI_BURJ KHALIFA (BUSINESS BAY) | 1034500 | 2CC |  | DXB_E3278F_10323_001001004 | in |  | On Air | On Air |  | Huawei | 3G+4G | HW U2.1 F2 / U900 F1 | HW L1.8 F1 (20M) + L800 F1 (15M) |  | 9 |  |  | dufix
| IDX5556 | Burj Dubai Old Town-A2 Reehan Buildings 4 & 5 |  | IDX0556 | IDXL5556 |  | DXB | 25.1902 | 55.2783 | ETC |  | IBS | Dubai North | DUBAI_BURJ KHALIFA (BUSINESS BAY) | 1034500 | 2CC |  | DXB_E3278F_10323_001001003 | in |  | On Air | On Air |  | Huawei | 3G+4G | HW U2.1 F2 / U900 F1 | HW L1.8 F1 (20M) + L800 F1 (15M) |  | 6 |  |  | dufix
| IDX5557 | Burj Dubai Old Town-A2 Reehan Buildings 6, 7 & 8 |  | IDX0557 | IDXL5557 |  | DXB | 25.1896 | 55.2768 | ETC |  | IBS | Dubai North | DUBAI_BURJ KHALIFA (BUSINESS BAY) | 1034500 | 2CC |  | DXB_E3278F_10320_001001004 | in |  | On Air | On Air |  | Huawei | 3G+4G | HW U2.1 F2 / U900 F1 | HW L1.8 F1 (20M) + L800 F1 (15M) |  | 9 |  |  | IIB
| IDX5541 | Burj Dubai Old Town-A2 Zaafaran Buildings 1, 2 & 3 |  | IDX0541 | IDXL5541 |  | DXB | 25.1904 | 55.2773 | ETC | Residential | IBS | Dubai North | DUBAI_BURJ KHALIFA (BUSINESS BAY) | 1034500 | 2CC |  | DXB_E3278F_10327_001001003 | in |  | On Air | On Air |  | Huawei | 3G+4G | HW U2.1 F2 / U900 F1 | HW L1.8 F1 (20M) + L800 F1 (15M) |  | 9 |  |  | dufix
| IDX5542 | Burj Dubai Old Town-A2 Zaafaran Buildings 4 & 5 |  | IDX0542 | IDXL5542 |  | DXB | 25.1904 | 55.2773 | ETC |  | IBS | Dubai North | DUBAI_BURJ KHALIFA (BUSINESS BAY) | 1034500 | 2CC |  | DXB_E3278F_10327_001001004 | in |  | On Air | On Air |  | Huawei | 3G+4G | HW U2.1 F2 / U900 F1 | HW L1.8 F1 (20M) + L800 F1 (15M) |  | 6 |  |  | IIB
| IDX5543 | Burj Dubai Old Town-Kamoon Buildings 1 & 2 |  | IDX0543 | IDXL5543 |  | DXB | 25.1897 | 55.2757 | ETC | Residential | IBS | Dubai North | DUBAI_BURJ KHALIFA (BUSINESS BAY) | 1034500 | 2CC |  | DXB_E3278F_10305_001001007 | in |  | On Air | On Air |  | Huawei | 3G+4G | HW U2.1 F2 / U900 F1 | HW L1.8 F1 (20M) + L800 F1 (15M) |  | 6 |  |  | IIB
| IDX5544 | Burj Dubai Old Town-Kamoon Buildings 3 & 4 |  | IDX0544 | IDXL5544 |  | DXB | 25.1898 | 55.2757 | ETC |  | IBS | Dubai North | DUBAI_BURJ KHALIFA (BUSINESS BAY) | 1034500 | 2CC |  | DXB_E3278F_10305_001001008 | in |  | On Air | On Air |  | Huawei | 3G+4G | HW U2.1 F2 / U900 F1 | HW L1.8 F1 (20M) + L800 F1 (15M) |  | 6 |  |  | IIB
| IDX5553 | Burj Dubai Old Town-Miska Buildings 1, 2 & 3 |  | IDX0553 | IDXL5553 |  | DXB | 25.1891 | 55.2761 | ETC | Residential | IBS | Dubai North | DUBAI_BURJ KHALIFA (BUSINESS BAY) | 1034500 | 2CC |  | DXB_E3278F_10301_001001004 | in |  | On Air | On Air |  | Huawei | 3G+4G | HW U2.1 F2 / U900 F1 | HW L1.8 F1 (20M) + L800 F1 (15M) |  | 9 |  |  | IIB
| IDX5554 | Burj Dubai Old Town-Miska Buildings 4 & 5 |  | IDX0554 | IDXL5554 |  | DXB | 25.189 | 55.276 | ETC |  | IBS | Dubai North | DUBAI_BURJ KHALIFA (BUSINESS BAY) | 1034500 | 2CC |  | DXB_E3278F_10301_001001003 | in |  | On Air | On Air |  | Huawei | 3G+4G | HW U2.1 F2 / U900 F1 | HW L1.8 F1 (20M) + L800 F1 (15M) |  | 6 |  |  | IIB
| IDX5545 | Burj Dubai Old Town-Zanzabeel Buildings 1 & 2 |  | IDX0545 | IDXL5545 |  | DXB | 25.1891 | 55.2748 | ETC | Residential | IBS | Dubai North | DUBAI_BURJ KHALIFA (BUSINESS BAY) | 1034500 | 2CC |  | DXB_E3278F_10294_001001003 | in |  | On Air | On Air |  | Huawei | 3G+4G | HW U2.1 F2 / U900 F1 | HW L1.8 F1 (20M) + L800 F1 (15M) |  | 6 |  |  | IIB
| IDX5546 | Burj Dubai Old Town-Zanzabeel Buildings 3 & 4 |  | IDX0546 | IDXL5546 |  | DXB | 25.1891 | 55.2748 | ETC |  | IBS | Dubai North | DUBAI_BURJ KHALIFA (BUSINESS BAY) | 1034500 | 2CC |  | DXB_E3278F_10294_001001004 | in |  | On Air | On Air |  | Huawei | 3G+4G | HW U2.1 F2 / U900 F1 | HW L1.8 F1 (20M) + L800 F1 (15M) |  | 6 |  |  | IIB
| DXB0444 | Burj Dubai Qamardine Hotel (VIDA Downtown Hotel) | DXB0444 | DXB5444 | DXBL0444 |  | DXB | 25.1901 | 55.2743 | ETC | Hotel | IBS | Dubai North | DUBAI_BURJ KHALIFA (BUSINESS BAY) | 1034500 | 2CC |  | DXB_E3278F_10306_001006040 | in | Locked | On Air | On Air |  | Huawei | 3G+4G | HW U2.1 F2 / U900 F1 | HW L1.8 F1 (20M) + L800 F1 (15M) |  | 5 |  |  | IIB
Jan 2019 Update | DXB0009 | Burj Dubai Residence8 Boulevard Walk | DXB0009 | DXB5009 | DXBL0009 |  | DXB | 25.1912 | 55.2698 | ETC | Residential | IBS | Dubai North | DUBAI_BURJ KHALIFA (BUSINESS BAY) | 1034500 | 2CC |  | DXB_E3278F_10264_001016012 | in | Locked | On Air | On Air |  | Huawei | 3G+4G | HW U2.1 F2 / U900 F1 | HW L1.8 F1 (20M) + L800 F1 (15M) |  | 8 |  |  | IIB
Dec 2020 update | IDX5077 | Burj Dubai Tower, higher | IDX5077 | IDX0077 | DXBL0712I | DXBNR0712I | DXB | 25.1971 | 55.2739 | ETC | Hotel | IBS | Dubai North | DUBAI_BURJ KHALIFA (BUSINESS BAY) | 1034500 | 1CC |  | DXB_E3278F_10315_001002003 | in | On Air | On Air | On Air | On Air | Huawei | 2G+3G+4G+5G | HW U2.1 F2 | HW L1.8 F1 (20M) | 2CC | 2/2 | 0/4 | N78 F1 + N78 F2 | IIB
| DXB0712 | Burj Dubai Tower, higher |  | DXB5712 | DXBL0712 |  | DXB | 25.1971 | 55.2739 | ETC | Commercial | IBS | Dubai North | DUBAI_BURJ KHALIFA (BUSINESS BAY) | 1034500 | 1CC |  | DXB_E3278F_10315_001022002 | in |  | On Air | On Air |  | Huawei | 3G+4G | HW U2.1 F2 | HW L1.8 F1 (20M) |  | 3/3 |  |  | IIB
| DXB0156 | Burj Dubai Tower, lower |  | DXB5156A | DXBL0156 |  | DXB | 25.1971 | 55.2739 | ETC | Commercial | IBS | Dubai North | DUBAI_BURJ KHALIFA (BUSINESS BAY) | 1034500 | 1CC |  | DXB_E3278F_10315_001002002 | in |  | On Air | On Air |  | Huawei | 3G+4G | HW U2.1 F2 | HW L1.8 F1 (20M) |  | 2/2 |  |  | IIB
| IDX5074 | Burj Dubai Tower, lower | IDX5074 | DXB5156B | DXBL0156II |  | DXB | 25.1971 | 55.2739 | ETC | Hotel | IBS | Dubai North | DUBAI_BURJ KHALIFA (BUSINESS BAY) | 1034500 | 1CC |  | DXB_E3278F_10315_001002004 | in | Locked | On Air | On Air |  | Huawei | 3G+4G | HW U2.1 F2 | HW L1.8 F1 (20M) |  | 2/2 |  |  | IIB
| IDX5076 | Burj Dubai Tower, lower | IDX5076 | IDX0076 | DXBL0156I |  | DXB | 25.1971 | 55.2739 | ETC | Hotel | IBS | Dubai North | DUBAI_BURJ KHALIFA (BUSINESS BAY) | 1034500 | 1CC |  | DXB_E3278F_10315_001002005 | in | On Air | On Air | On Air |  | Huawei | 2G+3G+4G | HW U2.1 F2 | HW L1.8 F1 (20M) |  | 3/3 |  |  | IIB
| DXB0349 | Burj Dubai_Souk Al Bahar_Core B | DXB0349 | DXB5349 | DXBL0349 | DXBNR0349 | DXB | 25.1939 | 55.2775 | ETC | Mall | IBS | Dubai North | DUBAI_BURJ KHALIFA (BUSINESS BAY) | 1034500 | 3CC |  | DXB_E3278F_10571_001011002 | in | On Air | On Air | On Air | On Air | Huawei | 2G+3G+4G+5G | HW U2.1 F2 / U900 F1 | HW L1.8 F1/F2 (20+10M) + L800 F1 (15M) | 1CC | 3/2 | 1/0 | N41 | IIB
| DXB0750 | Burj Dubai_Souk Al Bahar_Core D | DXB0750 | DXB5750 | DXBL0750 | DXBNR0750 | DXB | 25.1927 | 55.277 | ETC | Mall | IBS | Dubai North | DUBAI_BURJ KHALIFA (BUSINESS BAY) | 1034500 | 3CC |  | DXB_E3278F_10573_001004007 | in | On Air | On Air | On Air | On Air | Huawei | 2G+3G+4G+5G | HW U2.1 F2 / U900 F1 | HW L1.8 F1/F2 (20+10M) + L800 F1 (15M) | 1CC | 3/2 | 1/0 | N41 | IIB
| DXB0859 | Burj Dubai_The Palace Hotel_East Wing | DXB0859 | DXB5859 | DXBL0859 |  | DXB | 25.1927 | 55.277 | ETC | Hotel | IBS | Dubai North | DUBAI_BURJ KHALIFA (BUSINESS BAY) | 1034500 | 1CC |  | DXB_E3278F_10289_001007002 | in | Locked | On Air | On Air |  | Huawei | 3G+4G | HW U2.1 F2 / U900 F1 | HW L1.8 F1 (20M) |  | 3 |  |  | IIB
| DXB0858 | Burj Dubai_The Palace Hotel_West Wing | DXB0858 | DXB5858 | DXBL0858 |  | DXB | 25.1927 | 55.277 | ETC | Hotel | IBS | Dubai North | DUBAI_BURJ KHALIFA (BUSINESS BAY) | 1034500 | 1CC |  | DXB_E3278F_10289_001007001 | in | Locked | On Air | On Air |  | Huawei | 3G+4G | HW U2.1 F2 / U900 F1 | HW L1.8 F1 (20M) |  | 3 |  |  | IIB
| IDX5395 | Burj Vista_Tower 2 |  | IDX0395 | IDXL5395 |  | DXB | 25.1984 | 55.2707 | du | Hotel | IBS | Dubai North | DUBAI_BURJ KHALIFA (BUSINESS BAY) | 1034500 | 2CC | Yes | DXB_E3278A_11656_001025001 | in |  | On Air | On Air |  | Huawei | 3G+4G | HW U2.1 F2 / U900 F1 | HW L1.8 F1 (20M) + L800 F1 (15M) |  | 12 |  |  | IIB
| AUH0876 | Burjeel Hospital | AUH0876 | AUH5876 | AUHL0876 |  | AUH | 24.4787 | 54.3812 | du | Hospital | IBS | Abu Dhabi | ABU DHABI_Madinat Zayed(AD) | 2501200 | 3CC |  | AUH_E2270E_10953_001007001 | in | On Air | On Air | On Air |  | Nokia | 2G+3G+4G | NSN U2.1 F1+F2 / U900 F1 | NSN L18 F1 (20M) + L800 F1 (15M) + L21 F1 (15M) |  | 8 |  |  | MW
Sep 2019 Update | DXB0536 | Burjside Boulevard Tower - Downtown | DXB0536 | DXB5536 | DXBL0536 |  | DXB | 25.195 | 55.2837 | ETC | Residential | IBS | Dubai North | DUBAI_BURJ KHALIFA (BUSINESS BAY) | 1034500 | 2CC |  | DXB_E3278G_10200_001002001 | in | Locked | On Air | On Air |  | Huawei | 3G+4G | HW U2.1 F2 | HW L1.8 F1 (20M) + L800 F1 (15M) |  | 15 |  |  | IIB
| DXB0010 | Burjuman Centre | DXB0010 | DXB5010 | DXBL0010 | DXBNR0010B | DXB | 25.2541 | 55.3036 | du | Mall | IBS | Dubai North | DUBAI_MANKHOOL | 1031700 | 2CC |  | DXB_E3279M_11330_001001061 | in | On Air | On Air | On Air | On Air | Huawei | 2G+3G+4G+5G | HW U2.1 F2 / U900 F1 | HW L1.8 F1/F2 (20+10M) | 2CC | 8 | 0/74 | N78 F1 + N78 F2 | IIB
| DXB0010 | Burjuman Centre Lampsite |  |  |  | DXBNR0010A | DXB | 25.2541 | 55.3036 | du | Mall | IBS | Dubai North | DUBAI_MANKHOOL | 1031700 |  |  | DXB_E3279M_11330_001001061 | in |  |  |  | On Air | Huawei | 5G |  |  | 2CC | - | 0/164 | N78 F1 + N78 F2 | IIB
| DXB0947 | Burjuman Centre Old Mall | DXB0947 | DXB5947 | DXBL0947 | DXBNR0947 | DXB | 25.2526 | 55.302 | du | Mall | IBS | Dubai North | DUBAI_MANKHOOL | 1031700 | 3CC |  | DXB_E3279M_11330_001001009 | in | On Air | On Air | On Air | On Air | Huawei | 2G+3G+4G+5G | HW U2.1 F2 / U900 F1 | HW L1.8 F1/F2 (20+10M) + L800 F1 (15M) | 1CC | 12/8 | 4/0 | N41 | IIB
Mar 2020 Update | DXB0092 | Burjuman Enterprise | DXB0092 | DXB5092 | DXBL0092 | DXBNR0092 | DXB | 25.2513 | 55.3015 | du | Commercial | IBS | Dubai North | DUBAI_MANKHOOL | 1031700 | 2CC |  | DXB_E3279M_11330_001005001 | in | Locked | On Air | On Air | On Air | Huawei | 3G+4G+5G | HW U2.1 F2 / U900 F1 | HW L1.8 F1/F2 (20+10M) | 1CC | 5/10 | 5/0 | N41 | IIB
| DXB0126 | Burlinghton Tower @ BB | DXB0126 | DXB5126 | DXBL0126 | DXBNR0126 | DXB | 25.1852 | 55.2649 | du | Commercial | IBS | Dubai North | DUBAI_BURJ KHALIFA (BUSINESS BAY) | 1034500 | 2CC |  | DXB_E3278F_10403_001002021 | in | Locked | On Air | On Air | On Air | Huawei | 3G+4G+5G | HW U2.1 F2 / U900 F1 | HW L1.8 F1 (20M) + L800 F1 (15M) | 1CC | 17 | 5/0 | N41 | IIB
| DXB0209 | Business Avenue - Dubai Airport Road | DXB0209 | DXB5209 | DXBL0209 |  | DXB | 25.2586 | 55.3365 | du | Commercial | IBS | Dubai North | DUBAI_PORT SAEED | 1012900 | 1CC |  | DXB_E3279N_10802_001010001 | in | Locked | On Air | On Air |  | Huawei | 3G+4G | HW U2.1 F2 | HW L1.8 F1 (20M) |  | 2/2 |  |  | IIB
| DXB0271 | Business Bay - Dr. Kharbash Tower (Churchill Office Towers) | DXB0271 | DXB5271 | DXBL0271 | DXBNR0271 | DXB | 25.1812 | 55.2621 | ETC | Commercial | IBS | Dubai North | DUBAI_BURJ KHALIFA (BUSINESS BAY) | 1034500 | 2CC |  | DXB_E3178J_11972_001017012 | in | Locked | On Air | On Air | On Air | Huawei | 3G+4G+5G | HW U2.1 F2 / U900 F1 | HW L1.8 F1 (20M) + L800 F1 (15M) | 1CC | 11 | 3/0 | N41 | IIB
| DXB0274 | Business Bay -Deyaar Tower | DXB0274 | DXB5274 | DXBL0274 | DXBNR0274 | DXB | 25.1841 | 55.2606 | du | Commercial | IBS | Dubai North | DUBAI_BURJ KHALIFA (BUSINESS BAY) | 1034500 | 2CC |  | DXB_E3178J_11957_001004015 | in | Locked | On Air | On Air | On Air | Huawei | 3G+4G+5G | HW U2.1 F2 / U900 F1 | HW L1.8 F1 (20M) + L800 F1 (15M) | 1CC | 12 | 4/0 | N41 | IIB
| IDX5328 | Business Bay Hotel (Taj Hotel) | IDX5328 | IDX0328 | IDXL5328 |  | DXB | 25.1924 | 55.2676 | ETC | Hotel | IBS | Dubai North | DUBAI_BURJ KHALIFA (BUSINESS BAY) | 1034500 | 1CC |  | DXB_E3278F_10380_001042003 | in | Locked | On Air | On Air |  | Huawei | 3G+4G | HW U2.1 F2 | HW L1.8 F1 (20M) |  | 2/4 |  |  | IIB
| DXB0273 | Business Bay- Ontario Tower | DXB0273 | DXB5273 | DXBL0273 |  | DXB | 25.1859 | 55.2615 | du | Commercial | IBS | Dubai North | DUBAI_BURJ KHALIFA (BUSINESS BAY) | 1034500 | 2CC |  | DXB_E3178J_11937_001001004 | in | Locked | On Air | On Air |  | Huawei | 3G+4G | HW U2.1 F2 / U900 F1 | HW L1.8 F1 (20M) + L800 F1 (15M) |  | 8 |  |  | IIB
Mar 2020 Update | DXB0275 | Business bay- proposed Office Bldg (Grosvenor Tower @ BB) | DXB0275 | DXB5275 | DXBL0275 |  | DXB | 25.1879 | 55.2695 | du | Commercial | IBS | Dubai North | DUBAI_BURJ KHALIFA (BUSINESS BAY) | 1034500 | 2CC |  | DXB_E3177F_10099_001006004 | in | Locked | On Air | On Air |  | Huawei | 3G+4G | HW U2.1 F2 / U900 F1 | HW L1.8 F1/F2 (20+10M) |  | 2/4 |  |  | IIB
| DXB0485 | Business Central @ BB | DXB0485 | DXB5485 | DXBL0485 |  | DXB | 25.1894 | 55.289 | du | Commercial | IBS | Dubai North | DUBAI_BURJ KHALIFA (BUSINESS BAY) | 1034500 | 2CC |  | DXB_E3278G_10193_001002007 | in | Locked | On Air | On Air |  | Huawei | 3G+4G | HW U2.1 F2 / U900 F1 | HW L1.8 F1 (20M) + L800 F1 (15M) |  | 6 |  |  | IIB
| DXB0764 | Business Tower_Business Bay | DXB0764 | DXB5764 | DXBL0764 |  | DXB | 25.1807 | 55.2686 | du | Commercial | IBS | Dubai North | DUBAI_BURJ KHALIFA (BUSINESS BAY) | 1034500 | 2CC |  | DXB_E3278F_10356_001004002 | in | Locked | On Air | On Air |  | Huawei | 3G+4G | HW U2.1 F2 / U900 F1 | HW L1.8 F1 (20M) + L800 F1 (15M) |  | 8 |  |  | IIB
| DXB0544 | Business Village | DXB0544 | DXB5544A | DXBL0544 |  | DXB | 25.2572 | 55.3267 | du | Commercial | IBS | Dubai North | DUBAI_PORT SAEED | 1012900 | 2CC |  | DXB_E3279N_10890_001002002 | in | Locked | On Air | On Air |  | Huawei | 3G+4G | HW U2.1 F2 / U900 F1 | HW L1.8 F1 (20M) + L800 F1 (15M) |  | 20 |  |  | IIB
| DXB0544 | Business Village |  | DXB5544B |  |  | DXB | 25.2572 | 55.3267 | du | Commercial | IBS | Dubai North | DUBAI_PORT SAEED | 1012900 |  |  | DXB_E3279N_10890_001002002 | in |  | On Air |  |  | Huawei | 3G | 3G 2100 + 900 |  |  | 4 |  |  | IIB
Apr 2020 Update | SHJ0082 | Bustan Tower A | SHJ0082 | SHJ5082 | SHJL0082 |  | NE | 25.3084 | 55.3776 | du | Residential | IBS | Sharjah | SHARJAH_AL NAHDA | 3010200 | 1CC |  | SHJ_E3380U_10198_001002001 | in | Locked | On Air | On Air |  | Huawei | 3G+4G | HW U2.1 F2 / U900 F1 | HW L1.8 F1 (20M) |  | 1/2 |  |  | IIB
Mar 2020 Update | SHJ0083 | Bustan Tower B | SHJ0083 | SHJ5083 | SHJL0083 |  | NE | 25.3084 | 55.3776 | du | Residential | IBS | Sharjah | SHARJAH_AL NAHDA | 3010200 | 2CC |  | SHJ_E3380U_10198_001001001 | in | Locked | On Air | On Air |  | Huawei | 3G+4G | HW U2.1 F2 / U900 F1 | HW L1.8 F1/F2 (20+10M) |  | 1/2 |  |  | IIB
| SHJ0084 | Bustan Tower C | SHJ0084 | SHJ5084 | SHJL0084 |  | NE | 25.3084 | 55.3776 | du | Residential | IBS | Sharjah | SHARJAH_AL NAHDA | 3010200 | 1CC |  | SHJ_E3380U_10199_001001001 | in | Locked | On Air | On Air |  | Huawei | 3G+4G | HW U2.1 F2 / U900 F1 | HW L1.8 F1 (20M) |  | 1/4 |  |  | IIB
| IDX5569 | Bvlgari Hotel at Jumeirah Bay |  | IDX0569 | IDXL5569 | IDXNR5569 | DXB | 25.210429° | 55.235079° | ETC | Hotel | IBS | Dubai North | DUBAI_JUMEIRA ISLAND ONE | 1030100 | 2CC | Yes | DXB_E3178D_10357_001001002 | in |  | On Air | On Air | On Air | Huawei | 3G+4G+5G | HW U2.1 F2 / U900 F1 | HW L1.8 F1 (20M) + L800 F1 (15M) | 1CC | 6 | 2/0 | N41 | IIB
| DXB0613 | Byblos Hotel | DXB0613 | DXB5613 | DXBL0613 |  | DXB | 25.0975 | 55.1737 | du | Hotel | IBS | Dubai South | DUBAI_NAKHLAT JUMEIRA (THE PALM JUMEIRAH) | 1038100 | 2CC |  | DXB_E3177F_10055_001002002 | in | Locked | On Air | On Air |  | Huawei | 3G+4G | HW U2.1 F2 / U900 F1 | HW L1.8 F1 (20M) + L800 F1 (15M) |  | 2/4 |  |  | IIB
| AUH0855 | C1 Training Administration | AUH0855 | AUH5855 | AUHL0855 |  | AUH | 24.4297 | 54.4682 | du | Commercial | IBS | Abu Dhabi | ABU DHABI_Al Matar | 2501600 | 2CC |  | AUH_E2370O_10027_001001001 | in | Locked | On Air | On Air |  | Nokia | 3G+4G | NSN U900 F1 | NSN L1800 F1 (20MHz) + L800 F1 (15Mhz) |  | 2 |  |  | IIB
| AUH0856 | C2 Abu Dhabi Tourism Authority | AUH0856 | AUH5856 | AUHL0856 |  | AUH | 24.4301 | 54.4677 | du | Government | IBS | Abu Dhabi | ABU DHABI_Al Matar | 2501600 | 2CC |  | AUH_E2370O_10203_001003001 | in | Locked | On Air | On Air |  | Nokia | 3G+4G | NSN U900 F1 | NSN L1800 F1 (20MHz) + L800 F1 (15Mhz) |  | 2 |  |  | IIB
| DXB0810 | Canadian Specialist Hospital | DXB0810 | DXB5810 | DXBL0810 |  | DXB | 25.2773 | 55.3485 | ETC | Hospital | IBS | Dubai North | DUBAI_HOR AL ANZ EAST | 1013300 | 2CC |  | DXB_E3279J_11828_001008002 | in | Locked | On Air | On Air |  | Huawei | 3G+4G | HW U2.1 F2 / U900 F1 | HW L1.8 F1 (20M) + L800 F1 (15M) |  | 2/2 |  |  | MW
| DXB0395 | Capital Bay Tower | DXB0395 | DXB5395 | DXBL0395 |  | DXB | 25.1767 | 55.2719 | du | Commercial | IBS | Dubai North | DUBAI_BURJ KHALIFA (BUSINESS BAY) | 1034500 | 2CC |  | DXB_E3278K_10197_001003025 | in | Locked | On Air | On Air |  | Huawei | 3G+4G | HW U2.1 F2 / U900 F1 | HW L1.8 F1 (20M) + L800 F1 (15M) |  | 8 |  |  | IIB
Apr 2019 Update | RAK0531 | Capital Hotel | RAK0531 | RAK5531 | RAKL0531 |  | NE | 25.7744 | 55.9636 | du | Hotel | IBS | Ras Al Khaimah | RAS AL-KHAIMAH_AL GURM | 7031300 | 2CC |  | RKT_E3985U_10009_001005005 | in | Locked | On Air | On Air |  | Huawei | 3G+4G | HW U2.1 F2 / U900 F1 | HW L1.8 F1 (20M) + L800 F1 (15M) |  | 3 |  |  | IIB
| AUH0972 | Capital Mall_Left | AUH0972 | AUH5972 | AUHL0972 | AUHNR0972 | AUH | 24.3756 | 54.5304 | ETC | Mall | IBS | Abu Dhabi | ABU DHABI_Mussafah East | 2044802 | 1CC |  | AUH_E2469C_10348_001016001 | in | Locked | On Air | On Air |  | Huawei/Nokia | 3G+4G | HW U2.1 F2 | NSN L18 F1 (20M) |  | 2 |  |  | IIB
| AUH0973 | Capital Mall_Right | AUH0973 | AUH5973 | AUHL0973 |  | AUH | 24.3756 | 54.5304 | ETC | Mall | IBS | Abu Dhabi | ABU DHABI_Mussafah East | 2044802 | 1CC |  | AUH_E2469C_10348_001015001 | in | Locked | On Air | On Air |  | Huawei/Nokia | 3G+4G | HW U2.1 F2 | NSN L18 F1 (20M) |  | 2 |  |  | IIB
| AUH0759 | Capital Plaza Towers - Office |  | AUH5759 | AUHL0759 |  | AUH | 24.4993 | 54.3673 | ETC | Commercial | IBS | Abu Dhabi | ABU DHABI_Al Markaziyah | 2500200 | 1CC |  | AUH_E2271Y_11597_001013001 | in |  | On Air | On Air |  | Huawei/Nokia | 3G+4G | HW U2.1 F2 | NSN L18 F1 (20M) |  | 2 |  |  | MW
| AUH0756 | Capital Plaza Towers - Apartment A |  | AUH5756 | AUHL0756 |  | AUH | 24.4993 | 54.3681 | ETC | Residential | IBS | Abu Dhabi | ABU DHABI_Al Markaziyah | 2500200 | 2CC |  | AUH_E2271Y_11597_001011002 | in |  | On Air | On Air |  | Nokia | 3G+4G | NSN U900 F1 | NSN L1800 F1 (20MHz) + L800 F1 (15Mhz) |  | 4 |  |  | IIB
Mar 2019 Update | AUH0757 | Capital Plaza Towers - Apartment B | AUH0757 | AUH5757 | AUHL0757 |  | AUH | 24.499 | 54.3679 | ETC | Residential | IBS | Abu Dhabi | ABU DHABI_Al Markaziyah | 2500200 | 1CC |  | AUH_E2271Y_11597_001006001 | in | Locked | On Air | On Air |  | Nokia | 3G+4G | NSN U900 F1 | NSN L18 F1 (20M) |  | 4 |  |  | IIB
| AUH0758 | Capital Plaza Towers - Apartment C | AUH0758 | AUH5758 | AUHL0758 |  | AUH | 24.4988 | 54.3675 | ETC | Residential | IBS | Abu Dhabi | ABU DHABI_Al Markaziyah | 2500200 | 2CC |  | AUH_E2271Y_11597_001011001 | in | Locked | On Air | On Air |  | Nokia | 3G+4G | NSN U900 F1 | NSN L1800 F1 (20MHz) + L800 F1 (15Mhz) |  | 4 |  |  | IIB
| AUH0899 | Capital Plaza Towers - Common Floors | AUH0899 | AUH5899 | AUHL0899 |  | AUH | 24.4984 | 54.3678 | ETC | Commercial | IBS | Abu Dhabi | ABU DHABI_Al Markaziyah | 2500200 | 2CC |  | AUH_E2271Y_11597_001006002 | in | Locked | On Air | On Air |  | Nokia | 3G+4G | NSN U900 F1 | NSN L1800 F1 (20MHz) + L800 F1 (15Mhz) |  | 4 |  |  | IIB
| AUH0755 | Capital Plaza Towers - Sofitel Hotel | AUH0755 | AUH5755 | AUHL0755 |  | AUH | 24.4998 | 54.3678 | ETC | Hotel | IBS | Abu Dhabi | ABU DHABI_Tourist Club Area | 2500100 | 1CC |  | AUH_E2271Y_11597_001005001 | in | Locked | On Air | On Air |  | Huawei/Nokia | 3G+4G | HW U2.1 F2 | NSN L18 F1 (20M) |  | 8 |  |  | IIB
Decomm | AUH5458A | Capital Tower (Mubada Offices) |  | 0.Decomm | 0.Decomm |  | AUH | 24.4187 | 54.4428 | du | Commercial | ATOM | Abu Dhabi | ABU DHABI_Al Safarat | 2501901 |  |  |  | OUT | [12 empty] | IIB
Decomm | AUH5458B | Capital Tower (Mubada Offices) |  | 0.Decomm | 0.Decomm |  | AUH | 24.4187 | 54.4428 | du | Commercial | ATOM | Abu Dhabi | ABU DHABI_Al Safarat | 2501901 |  |  |  | OUT | [12 empty] | IIB
Dec 2018 Update | DXB0012 | CAPITOL HOTEL | DXB0012 | DXB5012 | DXBL0012 |  | DXB | 25.242 | 55.2753 | du | Hotel | IBS | Dubai North | DUBAI_MADINAT DUBAI AL MELAHEYAH (AL MINA) | 1032100 | 2CC |  | DXB_E3279P_11065_001001001 | in | Locked | On Air | On Air |  | Huawei | 3G+4G | HW U2.1 F2 / U900 F1 | HW L1.8 F1 (20M) + L800 F1 (15M) |  | 6 |  |  | IIB
Jan 2019 Update | DXB0083 | Capricorn | DXB0083 | DXB5083 | DXBL0083 |  | DXB | 25.216 | 55.2797 | du | Residential | IBS | Dubai North | DUBAI_TRADE CENTER SECOND | 1033600 | 2CC |  | DXB_E3278A_11554_001003001 | in | Locked | On Air | On Air |  | Huawei | 3G+4G | HW U2.1 F2 / U900 F1 | HW L1.8 F1 (20M) + L800 F1 (15M) |  | 15 |  |  | IIB
| SHJ0331 | Carlton Tower – Al Khan |  | SHJ5331 | SHJL0331 |  | NE | 25.3363 | 55.3608 | du | Residential | IBS | Sharjah | SHARJAH_AL KHALEDIA | 3007900 | 1CC |  | SHJ_E3380P_10265_001001001 | in |  | On Air | On Air |  | Huawei | 3G+4G | HW U2.1 F2 | HW L1.8 F1 (20M) |  | 2/2 |  |  | MW
| AUH0424 | Carrefour Airport Road | AUH0424 | AUH5424 | AUHL0424 |  | AUH | 24.4228 | 54.452 | du | Mall | IBS | Abu Dhabi | ABU DHABI_Al Madina Al Riyadiya | 2501700 | 1CC |  | AUH_E2370S_10297_001004002 | in | Locked | On Air | On Air |  | Huawei/Nokia | 3G+4G | HW U2.1 F2 | NSN L18 F1 (20M) |  | 4 |  |  | IIB
| IDX5492 | Carrefour Market @ DIP |  | IDX0492 | IDXL5492 |  | DXB | 24.9983 | 55.176 | du | Mall | IBS | Dubai South | DUBAI_Dubai Green Community | 1059802 | 2CC |  | DXB_E3176K_10009_001002001 | in |  | On Air | On Air |  | Huawei | 3G+4G | HW U2.1 F2 / U900 F1 | HW L1.8 F1 (20M) + L800 F1 (15M) |  | 2/2 |  |  | MW
| IDX5208 | Cassells Al Barsha Hotel | IDX5208 | IDX0208 | IDXL5208 |  | DXB | 25.1135 | 55.1915 | du | Hotel | IBS | Dubai South | DUBAI_AL BARSHA FIRST | 1037300 | 2CC |  | DXB_E3177B_10308_001001001 | in | Locked | On Air | On Air |  | Huawei | 3G+4G | HW U2.1 F2 / U900 F1 | HW L1.8 F1 (20M) + L800 F1 (15M) |  | 2/4 |  |  | IIB
Sep 2020 Update | SHJ0370 | CAT Warehouse | SHJ0370 | SHJ5370 | SHJL0370 |  | NE | 25.3054 | 55.4026 | du | Commercial | IBS | Sharjah | SHARJAH_INDUSTRIAL AREA 3 | 3009000 | 1CC |  | SHJ_E3379C_12175_001002001 | in | Locked | On Air | On Air |  | Huawei | 3G+4G | HW U2.1 F2 | HW L1.8 F1 (20M) |  | 4 |  |  | IIB
Mar 2019 Update | DXB0049 | Cayan Business Centre | DXB0049 | DXB5049 | DXBL0049 |  | DXB | 25.0954 | 55.176 | du | Commercial | IBS | Dubai South | DUBAI_AL THANYAH FIRST (AL SAFOUH THIRD) | 1038300 | 2CC |  | DXB_E3177F_10084_001005007 / DXB_E3177F_10084_001015008 | in | Locked | On Air | On Air |  | Huawei | 3G+4G | HW U2.1 F2 / U900 F1 | HW L1.8 F1 (20M) + L800 F1 (15M) |  | 8 |  |  | IIB
| DXB0962 | Cayan Tower Dubai Marina |  | DXB5962 | DXBL0962 |  | DXB | 25.0869 | 55.1453 | ETC | Residential | IBS | Dubai South | DUBAI_MARSA DUBAI | 1039200 | 2CC |  | DXB_E3077N_10721_001007007 | in |  | On Air | On Air |  | Huawei | 3G+4G | HW U2.1 F2 | HW L1.8 F1 (20M) + L800 F1 (15M) |  | 12/24 |  |  | IIB
| AUH0517 | Central Market - The Domain Tower (T2 - Lower Part) | AUH0517 | AUH5517 | AUHL0517 |  | AUH | 24.4881 | 54.357 | ETC | Residential | IBS | Abu Dhabi | ABU DHABI_Al Markaziyah | 2500200 | 1CC |  | AUH_E2271X_10776_001002001 | in | Locked | On Air | On Air |  | Huawei/Nokia | 3G+4G | HW U2.1 F2 | NSN L18 F1 (20M) |  | 4 |  |  | IIB
| AUH0792 | Central Market - The Domain Tower (T2 - Upper Part) | AUH0792 | AUH5792 | AUHL0792 | AUHNR0792 | AUH | 24.4881 | 54.357 | ETC | Commercial | IBS | Abu Dhabi | ABU DHABI_Al Markaziyah | 2500200 | 1CC |  | AUH_E2271X_10776_001001001 | in | On Air | On Air | On Air | On Air | Huawei/Nokia | 2G+3G+4G+5G | HW U2.1 F2 | NSN L18 F1 (20M) | 1CC | 4 | 8 | N41 | IIB
| AUH0521 | Central Market - The Emporium (Retail) | AUH0521 | AUH5521 | AUHL0521 | AUHNR0521 | AUH | 24.4875 | 54.3574 | ETC | Mall | IBS | Abu Dhabi | ABU DHABI_Al Markaziyah | 2500200 | 2CC |  | AUH_E2271X_10690_001058001 | in | On Air | On Air | On Air | On Air | Huawei/Nokia | 2G+3G+4G+5G | HW U2.1 F2 | NSN L1800 F1 (20MHz) + L800 F1 (15Mhz) | 1CC | 4 | 5 | N41 | IIB
| AUH0519 | Central Market - The Hotel Tower (Courtyard Marriott) | AUH0519 | AUH5519 | AUHL0519 |  | AUH | 24.4877 | 54.3565 | ETC | Hotel | IBS | Abu Dhabi | ABU DHABI_Al Markaziyah | 2500200 | 1CC |  | AUH_E2271X_10755_001006001 | in | On Air | On Air | On Air |  | Huawei/Nokia | 2G+3G+4G | HW U2.1 F2 | NSN L18 F1 (20M) |  | 3 |  |  | IIB
| AUH0775 | Central Market - The Souk East Wing | AUH0775 | AUH5775 | AUHL0775 | AUHNR0775 | AUH | 24.4893 | 54.356 | ETC | Mall | IBS | Abu Dhabi | ABU DHABI_Al Markaziyah | 2500200 | 3CC |  | AUH_E2271X_10474_001001002 | in | On Air | On Air | On Air | On Air | Nokia | 2G+3G+4G+5G | NSN U900 F1 | NSN L18 F1 (20M) + L800 F1 (15M) + L21 F1 (15M) | 1CC | 4 | 2 | N41 | IIB
| AUH0520 | Central Market - The Souk West Wing | AUH0520 | AUH5520 | AUHL0520 | AUHNR0520 | AUH | 24.4893 | 54.356 | ETC | Mall | IBS | Abu Dhabi | ABU DHABI_Al Markaziyah | 2500200 | 3CC |  | AUH_E2271X_10474_001001001 | in | On Air | On Air | On Air | On Air | Nokia | 2G+3G+4G+5G | NSN U900 F1 | NSN L18 F1 (20M) + L800 F1 (15M) + L21 F1 (15M) | 1CC | 6 | 2 | N41 | IIB
Feb 2019 Update | AUH0518 | Central Market - The Trust Tower (T3) |  | AUH5518 | AUHL0518 | AUHNR0518 | AUH | 24.4866 | 54.3578 | ETC | Commercial | IBS | Abu Dhabi | ABU DHABI_Al Markaziyah | 2500200 | 1CC |  | AUH_E2271X_10757_001027002 | in |  | On Air | On Air | On Air | Huawei/Nokia | 3G+4G+5G | HW U2.1 F2 | NSN L18 F1 (20M) | 1CC | 5 | 5 | N41 | IIB
| IDX5039 | Central Park 08 Office Tower 2 | IDX5039 | IDX0039 | IDXL5039 | IDXNR5039 | DXB | 25.2052 | 55.2752 | ETC | Commercial | IBS | Dubai North | DUBAI_ZAABEEL SECOND | 1033700 | 2CC |  | DXB_E3278A_11502_001004002 | in | Locked | On Air | On Air | On Air | Huawei | 3G+4G+5G | HW U2.1 F2 / U900 F1 | HW L1.8 F1 (20M) + L800 F1 (15M) | 1CC | 9 | 3/0 | N41 | IIB
| IDX5042 | Central Park 08 Residential Tower 1 | IDX5042 | IDX0042 | IDXL5042 |  | DXB | 25.2063 | 55.2751 | ETC | Residential | IBS | Dubai North | DUBAI_ZAABEEL SECOND | 1033700 | 2CC |  | DXB_E3278A_11635_001003002 | in | Locked | On Air | On Air |  | Huawei | 3G+4G | HW U2.1 F2 / U900 F1 | HW L1.8 F1 (20M) + L800 F1 (15M) |  | 9 |  |  | IIB
| IDX5041 | Central Prison New Building | IDX5041 | IDX0041 | IDXL5041 |  | DXB | 25.1479 | 55.5041 | du | Government | IBS | Dubai North | DUBAI_AL ROWAIYAH THIRD (800) | 1081400 | 1CC |  | DXB_E3478R_10283_001001001 | in | On Air | On Air | On Air |  | Huawei | 2G+3G+4G | HW U2.1 F2 | HW L1.8 F1 (20M) |  | 1/1 |  |  | IIB
| AUH0690 | Centrepoint Abu Dhabi Marina |  | AUH5690 | AUHL0690 |  | AUH | 24.4777 | 54.3219 | du | Mall | IBS | Abu Dhabi | ABU DHABI_Al Ras Al Akhdar | 2500500 | 3CC |  | AUH_E2270B_10044_001001001 | in |  | On Air | On Air |  | Nokia | 3G+4G | NSN U2.1 F1+F2 / U900 F1 | NSN L18 F1 (20M) + L800 F1 (15M) + L21 F1 (15M) |  | 2 |  |  | IIB
| DXB0808 | Centro Barsha Hotel | DXB0808 | DXB5808 | DXBL0808 |  | DXB | 25.113 | 55.1951 | du | Hotel | IBS | Dubai South | DUBAI_AL BARSHA FIRST | 1037300 | 2CC |  | DXB_E3177B_10514_001002001 | in | On Air | On Air | On Air |  | Huawei | 2G+3G+4G | HW U2.1 F2 / U900 F1 | HW L1.8 F1 (20M) + L800 F1 (15M) |  | 6 |  |  | IIB
| AUH0852 | Centro Rotana Al Manhal | AUH0852 | AUH5852 | AUHL0852 |  | AUH | 24.468 | 54.3732 | du |  | IBS | Abu Dhabi | ABU DHABI_Al Nahyan | 2501000 | 2CC |  | AUH_E2270E_12103_001017001 / AUH_E2270E_12103_001006002 | in | Locked | On Air | On Air |  | Nokia | 3G+4G | NSN U900 F1 | NSN L1800 F1 (20MHz) + L800 F1 (15Mhz) |  | 4 |  |  | IIB
| DXB0761 | Century Mall | DXB0761 | DXB5761 | DXBL0761 |  | DXB | 25.2903 | 55.3472 | du | Mall | IBS | Dubai North | DUBAI_AL MAMZAR | 1013400 | 2CC |  | DXB_E3279E_10516_001001001 | in | Locked | On Air | On Air |  | Huawei | 3G+4G | HW U2.1 F2 / U900 F1 | HW L1.8 F1 (20M) + L800 F1 (15M) |  | 2/2 |  |  | IIB
| IDX5714 | CEO building @DIP |  | IDX0714 | IDXL5714 |  | DXB | 24.9973 | 55.1742 | du | Commercial | IBS | Dubai South | DUBAI_Dubai Green Community | 1059802 | 1CC |  | DXB_E3176K_10007_001001002 | in |  | On Air | On Air |  | Huawei | 3G+4G | HW U2.1 F2 | HW L1.8 F1 (20M) |  | 1/1 |  |  | MW
| AUH0425 | Chamber of Commerce & Industry Building | AUH0425 | AUH5425 | AUHL0425 |  | AUH | 24.4887 | 54.3529 | du | Commercial | IBS | Abu Dhabi | ABU DHABI_Al Hosn | 2500300 | 2CC |  | AUH_E2271X_10400_001001001 | in | Locked | On Air | On Air |  | Nokia | 3G+4G | NSN U900 F1 | NSN L1800 F1 (20MHz) + L800 F1 (15Mhz) |  | 6 |  |  | IIB
| DXB0658 | Chelsea Hotel | DXB0658 | DXB5658 | DXBL0658 |  | DXB | 25.2118 | 55.2741 | du | Hotel | IBS | Dubai North | DUBAI_TRADE CENTER FIRST | 1033500 | 2CC |  | DXB_E3278A_11577_001001001 | in | Locked | On Air | On Air |  | Huawei | 3G+4G | HW U2.1 F2 | HW L1.8 F1/F2 (20+5M) |  | 5/5 |  |  | IIB
Feb 2019 Update | DXB0339 | Churchill Residential Tower Lower Part | DXB0339 | DXB5339 | DXBL0339 |  | DXB | 25.1812 | 55.2621 | ETC | Residential | IBS | Dubai North | DUBAI_BURJ KHALIFA (BUSINESS BAY) | 1034500 | 2CC |  | DXB_E3178J_11972_001065001 | in | Locked | On Air | On Air |  | Huawei | 3G+4G | HW U2.1 F2 / U900 F1 | HW L1.8 F1 (20M) + L800 F1 (15M) |  | 15 |  |  | IIB
Mar 2019 Update | DXB0653 | Churchill Residential Tower Upper Part | DXB0653 | DXB5653 | DXBL0653 |  | DXB | 25.1812 | 55.2621 | ETC | Residential | IBS | Dubai North | DUBAI_BURJ KHALIFA (BUSINESS BAY) | 1034500 | 2CC |  | DXB_E3178J_11972_001063002 | in | Locked | On Air | On Air |  | Huawei | 3G+4G | HW U2.1 F2 / U900 F1 | HW L1.8 F1 (20M) + L800 F1 (15M) |  | 15 |  |  | IIB
| DXB5648E | Cinema Car Park ATOM 1 |  | DXB5648E | DXBL0119 |  | DXB | 25.1976 | 55.2787 | du | Mall | ATOM | Dubai North | DUBAI_BURJ KHALIFA (BUSINESS BAY) | 1034500 | 2CC |  | DXB_E3278F_10259_001011001 | in |  | On Air | On Air |  | Huawei | 3G+4G | HW U2.1 F2 | HW L1.8 F1/F2 (20+10M) |  | 1/1 |  |  | IIB
| DXB5648F | Cinema Car Park ATOM 2 |  | DXB5648F |  |  | DXB | 25.1976 | 55.2787 | du | Mall | ATOM | Dubai North | DUBAI_BURJ KHALIFA (BUSINESS BAY) | 1034500 |  |  | DXB_E3278F_10259_001011002 | in |  | On Air |  |  | Huawei | 3G | 3G 2100 |  |  | 1 |  |  | IIB
| DXB5648G | Cinema Car Park ATOM 3 |  | DXB5648G |  |  | DXB | 25.1976 | 55.2787 | du | Mall | ATOM | Dubai North | DUBAI_BURJ KHALIFA (BUSINESS BAY) | 1034500 |  |  | DXB_E3278F_10259_001011003 | in |  | On Air |  |  | Huawei | 3G | 3G 2100 |  |  | 1 |  |  | IIB
| DXB5648H | Cinema Car Park ATOM 4 |  | DXB5648H |  |  | DXB | 25.1976 | 55.2787 | du | Mall | ATOM | Dubai North | DUBAI_BURJ KHALIFA (BUSINESS BAY) | 1034500 |  |  | DXB_E3278F_10259_001011004 | in |  | On Air |  |  | Huawei | 3G | 3G 2100 |  |  | 1 |  |  | IIB
| DXB5648I | Cinema Car Park ATOM 5 |  | DXB5648I |  |  | DXB | 25.1976 | 55.2787 | du | Mall | ATOM | Dubai North | DUBAI_BURJ KHALIFA (BUSINESS BAY) | 1034500 |  |  | DXB_E3278F_10259_001011005 | in |  | On Air |  |  | Huawei | 3G | 3G 2100 |  |  | 1 |  |  | IIB
July 2019 Update | DXB0189 | CISCO SYSTEMS | DXB0189 | DXB5189 | DXBL0189 |  | DXB | 25.0967 | 55.1638 | du | Commercial | IBS | Dubai South | DUBAI_AL SAFOUH SECOND | 1038200 | 2CC |  | DXB_E3077J_10152_001009001 | in | Locked | On Air | On Air |  | Huawei | 3G+4G | HW U2.1 F2 / U900 F1 | HW L1.8 F1 (20M) + L800 F1 (15M) |  | 4/4 |  |  | IIB
| AUH0795 | Citi Bank Building - AUH | AUH0795 | AUH5795 | AUHL0795 |  | AUH | 24.4986 | 54.3703 | du | Commercial | IBS | Abu Dhabi | ABU DHABI_Al Markaziyah | 2500200 | 3CC |  | AUH_E2271Y_11788_001004001 | in | Locked | On Air | On Air |  | Nokia | 3G+4G | NSN U900 F1 | NSN L18 F1 (20M) + L800 F1 (15M) + L21 F1 (10M) |  | 4 |  |  | MW
Dec 2018 Update | DXB0107 | CitiBank Tower - Garhoud | DXB0107 | DXB5107 | DXBL0107 |  | DXB | 25.2267 | 55.3218 | du | Commercial | IBS | Dubai North | DUBAI_UMM HURAIR SECOND | 1031500 | 1CC |  | DXB_E3279W_10659_001009001 | in | Locked | On Air | On Air |  | Huawei | 3G+4G | HW U2.1 F2 | HW L1.8 F1 (20M) |  | 4/4 |  |  | IIB
| DXB0632 | City Centre Shindaga Sector 2 | DXB0632 | DXB5632 | DXBL0632 |  | DXB | 25.2643 | 55.2868 | du | Mall | IBS | Dubai North | DUBAI_AL SHINDAGHA | 1031100 | 2CC |  | DXB_E3279L_10329_001001002 | in | Locked | On Air | On Air |  | Huawei | 3G+4G | HW U2.1 F2 / U900 F1 | HW L1.8 F1 (20M) + L800 F1 (15M) |  | 6 |  |  | MW
| AJM0943 | City Life Mall Al Khor |  | AJM5943 | AJML0943 |  | NE | 25.3986 | 55.4542 | du | Mall | IBS | Ajman | AJMAN_RASHIDEYA 1 | 4000200 | 2CC |  | AJM_E3381Y_13936_001001003 | in |  | On Air | On Air |  | Huawei | 3G+4G | HW U2.1 F2 / U900 F1 | HW L1.8 F1 (20M) + L800 F1 (15M) |  | 3 |  |  | IIB
| DXB0627 | City Max Hotel Bldg | DXB0627 | DXB5627 | DXBL0627 |  | DXB | 25.251 | 55.2951 | du | Hotel | IBS | Dubai North | DUBAI_MANKHOOL | 1031700 | 2CC |  | DXB_E3279Q_12299_001001001 | in | Locked | On Air | On Air |  | Huawei | 3G+4G | HW U2.1 F2 / U900 F1 | HW L1.8 F1 (20M) + L800 F1 (15M) |  | 9 |  |  | MW
| DXB0900 | City Premier Hotel Apartments_SZR | DXB0900 | DXB5900 | DXBL0900 |  | DXB | 25.1931 | 55.2631 | du | Hotel | IBS | Dubai North | DUBAI_BURJ KHALIFA (BUSINESS BAY) | 1034500 | 2CC |  | DXB_E3178J_11931_001045001 | in | Locked | On Air | On Air |  | Huawei | 3G+4G | HW U2.1 F2 / U900 F1 | HW L1.8 F1 (20M) + L800 F1 (15M) |  | 15 |  |  | IIB
| AJM0944 | City School Ajman |  | AJM5944 | AJML0944 |  | NE | 25.365 | 55.5074 | du | University | IBS | Ajman | AJMAN_TALLAH 2 | 4002900 | 1CC |  | AJM_E3480H_10535_001002001 | in |  | On Air | On Air |  | Huawei | 3G+4G | HW U2.1 F2 / U900 F1 | HW L1.8 F1 (20M) |  | 3/3 |  |  | IIB
| DXB0803 | City Seasons Hotel | DXB0803 | DXB5803 | DXBL0803 |  | DXB | 25.2562 | 55.3348 | du | Hotel | IBS | Dubai North | DUBAI_PORT SAEED | 1012900 | 1CC |  | DXB_E3279N_11649_001001001 | in | Locked | On Air | On Air |  | Huawei | 3G+4G | HW U2.1 F2 / U900 F1 | HW L1.8 F1 (20M) |  | 2/4 |  |  | IIB
July 2019 Update | DXB0763 | City Stay Hotel (Baron Apartment) | DXB0763 | DXB5763 | DXBL0763 |  | DXB | 25.1152 | 55.2061 | du | Hotel | IBS | Dubai South | DUBAI_AL BARSHA FIRST | 1037300 | 2CC |  | DXB_E3177C_10008_001003014 | in | Locked | On Air | On Air |  | Huawei | 3G+4G | HW U2.1 F2 / U900 F1 | HW L1.8 F1 (20M) + L800 F1 (15M) |  | 3 |  |  | IIB
| DXB0085 | City Tower 2 at Sheikh Zayed Road |  | DXB5085 | DXBL0085 | DXBNR0085 | DXB | 25.2193 | 55.2795 | du | Commercial | IBS | Dubai North | DUBAI_TRADE CENTER FIRST | 1033500 | 2CC |  | DXB_E3279U_12468_001020009 | in |  | On Air | On Air | On Air | Huawei | 3G+4G+5G | HW U2.1 F2 / U900 F1 | HW L1.8 F1 (20M) + L800 F1 (15M) | 1CC | 12 | 3/0 | N41 | IIB
| FUJ0633 | City Tower Hotel Fujairah |  | FUJ5633 | FUJL0633 |  | NE | 25.1225 | 56.3248 | ETC | Residential | IBS | Fujairah | FUJAIRAH_AL MUDHANNAB - Town Center | 6081203 | 1CC |  | FJR_E4277D_10457_001001001 | in |  | On Air | On Air |  | Huawei | 3G+4G | HW U2.1 F2 / U900 F1 | HW L1.8 F1 (20M) |  | 2/4 |  |  | IIB
| IDX5449 | City Walk - Clinic Building |  | IDX0449 | IDXL5449 |  | DXB | 25.2013 | 55.2628 | ETC | Hospital | IBS | Dubai North | DUBAI_AL WASL | 1034300 | 2CC |  | DXB_E3178E_13378_001004001 | in |  | On Air | On Air |  | Huawei | 3G+4G | HW U2.1 F2 / U900 F1 | HW L1.8 F1/F2 (20+10M) |  | 2/2 |  |  | GPON
Feb 2021 update | IDX5432 | City Walk 2 Mall - Buildings 1,2&4 |  | IDX0432 | IDXL5432 | IDXNR5432 | DXB | 25.2079 | 55.2632 | ETC | Mall | IBS | Dubai North | DUBAI_AL WASL | 1034300 | 4CC | Yes | DXB_E3178E_13381_001005001 | in |  | On Air | On Air | On Air | Huawei | 3G+4G+5G | HW U2.1 F2 / U900 F1 | HW L1.8 F1/F2 (20+10M) + L800 F1 (15M) +L21 (15M) | 1CC | 12 | 6/0 | N41 | IIB
| IDX5434 | City Walk 2 Mall - Buildings 3,5,6&7 |  | IDX0434 | IDXL5434 |  | DXB | 25.2083 | 55.2619 | ETC | Mall | IBS | Dubai North | DUBAI_AL WASL | 1034300 | 4CC | Yes | DXB_E3178E_13381_001001005 | in |  | On Air | On Air |  | Huawei | 3G+4G | HW U2.1 F2 / U900 F1 | HW L1.8 F1/F2 (20+10M) + L800 F1 (15M) +L21 (15M) |  | 8 |  |  | IIB
| IDX5435 | City Walk 2 Mall - Buildings 8,9,10,11&2 |  | IDX0435 | IDXL5435 |  | DXB | 25.2075 | 55.262 | ETC | Mall | IBS | Dubai North | DUBAI_AL WASL | 1034300 | 4CC | Yes | DXB_E3178E_13381_001001004 | in |  | On Air | On Air |  | Huawei | 3G+4G | HW U2.1 F2 / U900 F1 | HW L1.8 F1/F2 (20+10M) + L800 F1 (15M) +L21 (15M) |  | 8 |  |  | IIB
| IDX5600 | City Walk Green Planet Museum |  | IDX0600 | IDXL5600 |  | DXB | 25.2062 | 55.2605 | ETC | Museum | IBS | Dubai North | DUBAI_AL WASL | 1034300 | 2CC |  | DXB_E3178E_13389_001001001 | in |  | On Air | On Air |  | Huawei | 3G+4G | HW U2.1 F2 / U900 F1 | HW L1.8 F1/F2 (20+10M) |  | 1/2 |  |  | GPON
| IDX5599 | City Walk Hub Zero |  | IDX0599 | IDXL5599 | IDXNR5599 | DXB | 25.2064 | 55.2627 | ETC | Mall | IBS | Dubai North | DUBAI_AL WASL | 1034300 | 3CC |  | DXB_E3178E_13380_001003001 | in |  | On Air | On Air | On Air | Huawei | 3G+4G+5G | HW U2.1 F2 / U900 F1 | HW L1.8 F1/F2 (20+10M) + L800 F1 (15M) | 1CC | 4/2 | 1/0 | N41 | IIB
| IDX5577 | City Walk Plot 1 - Buildings L1-L5 |  | IDX0577 | IDXL5577 |  | DXB | 25.2062 | 55.2649 | ETC | Residential | IBS | Dubai North | DUBAI_AL WASL | 1034300 | 2CC |  | DXB_E3278A_11648_001001002 | in |  | On Air | On Air |  | Huawei | 3G+4G | HW U2.1 F2 / U900 F1 | HW L1.8 F1/F2 (20+10M) |  | 6/12 |  |  | GPON
| IDX5578 | City Walk Plot 2 - Buildings L6-L8 |  | IDX0578 | IDXL5578 |  | DXB | 25.2042 | 55.2636 | ETC | Residential | IBS | Dubai North | DUBAI_AL WASL | 1034300 | 2CC |  | DXB_E3278A_11643_001001002 | in |  | On Air | On Air |  | Huawei | 3G+4G | HW U2.1 F2 / U900 F1 | HW L1.8 F1/F2 (20+10M) |  | 2/8 |  |  | GPON
| IDX5579 | City Walk Plot 3 - Buildings L9-L10 |  | IDX0579 | IDXL5579 |  | DXB | 25.203 | 55.2627 | ETC | Residential | IBS | Dubai North | DUBAI_AL WASL | 1034300 | 2CC |  | DXB_E3178E_13383_001001002 | in |  | On Air | On Air |  | Huawei | 3G+4G | HW U2.1 F2 | HW L1.8 F1/F2 (20+10M) |  | 4/4 |  |  | GPON
| IDX5446 | City Walk Plot 4 - Building L11-2 |  | IDX0446 | IDXL5446 |  | DXB | 25.2025 | 55.2625 | ETC | Residential | IBS | Dubai North | DUBAI_AL WASL | 1034300 | 2CC |  | DXB_E3178E_13384_001001002 | in |  | On Air | On Air |  | Huawei | 3G+4G | HW U2.1 F2 / U900 F1 | HW L1.8 F1 (20M) + L800 F1 (15M) |  | 2/2 |  |  | GPON
| IDX5447 | City Walk Plot 5 - Block 18, 19, 20 & 21 |  | IDX0447 | IDXL5447 |  | DXB | 25.2025 | 55.261 | ETC | Residential | IBS | Dubai North | DUBAI_AL WASL | 1034300 | 2CC |  | DXB_E3178E_13386_001001002 | in |  | On Air | On Air |  | Huawei | 3G+4G | HW U2.1 F2 / U900 F1 | HW L1.8 F1/F2 (20+10M) |  | 4/4 |  |  | IIB
| IDX5448 | City Walk Plot 6 - Block 16 & 17 |  | IDX0448 | IDXL5448 |  | DXB | 25.2039 | 55.2616 | ETC | Residential | IBS | Dubai North | DUBAI_AL WASL | 1034300 | 2CC |  | DXB_E3178E_13387_001001002 | in |  | On Air | On Air |  | Huawei | 3G+4G | HW U2.1 F2 / U900 F1 | HW L1.8 F1/F2 (20+10M) |  | 2/2 |  |  | GPON
| IDX5583 | City Walk Plot 7 - Blocks 14 & 15 |  | IDX0583 | IDXL5583 |  | DXB | 25.2048 | 55.2622 | ETC | Residential | IBS | Dubai North | DUBAI_AL WASL | 1034300 | 2CC |  | DXB_E3178E_13388_001001002 | in |  | On Air | On Air |  | Huawei | 3G+4G | HW U2.1 F2 / U900 F1 | HW L1.8 F1/F2 (20+10M) |  | 4/8 |  |  | GPON
| IDX5585 | City Walk Plot A - Blocks 22 & 23 |  | IDX0585 | IDXL5585 |  | DXB | 25.2013 | 55.2617 | ETC | Residential | IBS | Dubai North | DUBAI_AL WASL | 1034300 | 2CC |  | DXB_E3178E_13385_001001002 | in |  | On Air | On Air |  | Huawei | 3G+4G | HW U2.1 F2 / U900 F1 | HW L1.8 F1/F2 (20+10M) |  | 2/4 |  |  | GPON
| IDX5586 | City Walk Plot B - Blocks 25, 26, 27 & 28 |  | IDX0586 | IDXL5586 |  | DXB | 25.2017 | 55.2638 | ETC | Residential | IBS | Dubai North | DUBAI_AL WASL | 1034300 | 2CC |  | DXB_E3278A_11647_001001002 | in |  | On Air | On Air |  | Huawei | 3G+4G | HW U2.1 F2 / U900 F1 | HW L1.8 F1/F2 (20+10M) |  | 4/6 |  |  | GPON
| IDX5580 | City Walk Plot C - Blocks 29, 30, 31 & 32 |  | IDX0580 | IDXL5580 |  | DXB | 25.2005 | 55.2645 | ETC |  | IBS | Dubai North | DUBAI_AL WASL | 1034300 | 2CC |  | DXB_E3278A_11645_001001002 | in |  | On Air | On Air |  | Huawei | 3G+4G | HW U2.1 F2 / U900 F1 | HW L1.8 F1/F2 (20+10M) |  | 3/8 |  |  | GPON
| IDX5581 | City Walk Plot D - Blocks 33 & 34 |  | IDX0581 | IDXL5581 |  | DXB | 25.2003 | 55.2635 | ETC | Residential | IBS | Dubai North | DUBAI_AL WASL | 1034300 | 2CC |  | DXB_E3278A_11646_001001002 | in |  | On Air | On Air |  | Huawei | 3G+4G | HW U2.1 F2 / U900 F1 | HW L1.8 F1/F2 (20+10M) |  | 2/2 |  |  | GPON
| IDX5582 | City Walk The Aveñue Hotel (La Ville Hotel and Suites) |  | IDX0582 | IDXL5582 |  | DXB | 25.2083 | 55.2607 | ETC | Hotel | IBS | Dubai North | DUBAI_AL WASL | 1034300 | 2CC | Yes | DXB_E3178E_13379_001001002 | in |  | On Air | On Air |  | Huawei | 3G+4G | HW U2.1 F2 / U900 F1 | HW L1.8 F1/F2 (20+10M) |  | 2/4 |  |  | GPON
Mar 2019 Update | DXB0933 | Clayton Tower @ BB | DXB0933 | DXB5933 | DXBL0933 |  | DXB | 25.1826 | 55.2824 | du | Residential | IBS | Dubai North | DUBAI_BURJ KHALIFA (BUSINESS BAY) | 1034500 | 2CC |  | DXB_E3278F_10390_001002017 | in | Locked | On Air | On Air |  | Huawei | 3G+4G | HW U2.1 F2 / U900 F1 | HW L1.8 F1 (20M) + L800 F1 (15M) |  | 9 |  |  | IIB
| AUH0992 | Cleveland Clinic Abu Dhabi - Clinic and ICU & Swing Building | AUH0992 | AUH5992 | AUHL0992 |  | AUH | 24.4976 | 54.3881 | ETC | Hospital | IBS | Abu Dhabi | ABU DHABI_AL MARYAH ISLAND | 2047400 | 2CC |  | AUH_E2371U_10054_001005001 | in | Locked | On Air | On Air |  | Nokia | 3G+4G | NSN U2.1 F1+F2 | NSN L1800 F1 (20MHz) + L800 F1 (15Mhz) |  | 8 |  |  | IIB
| AUH0993 | Cleveland Clinic Abu Dhabi - D & T Building | AUH0993 | AUH5993 | AUHL0993 |  | AUH | 24.4976 | 54.3881 | ETC | Hospital | IBS | Abu Dhabi | ABU DHABI_AL MARYAH ISLAND | 2047400 | 2CC |  | AUH_E2371U_10054_001004001 | in | Locked | On Air | On Air |  | Nokia | 3G+4G | NSN U2.1 F1+F2 | NSN L1800 F1 (20MHz) + L800 F1 (15Mhz) |  | 8 |  |  | IIB
| AUH0994 | Cleveland Clinic Abu Dhabi - Gallery & Patient Building | AUH0994 | AUH5994 | AUHL0994 |  | AUH | 24.4976 | 54.3881 | ETC | Hospital | IBS | Abu Dhabi | ABU DHABI_AL MARYAH ISLAND | 2047400 | 2CC |  | AUH_E2371U_10054_001003001 | in | On Air | On Air | On Air |  | Nokia | 2G+3G+4G | NSN U2.1 F1+F2 | NSN L1800 F1 (20MHz) + L800 F1 (15Mhz) |  | 8 |  |  | IIB
| FUJ0642 | Clifton international hotel |  | FUJ5642 | FUJL0642 |  | NE | 25.1226 | 56.3241 | du | Hotel | IBS | Fujairah | FUJAIRAH_AL MUDHANNAB - Town Center | 6081203 | 1CC |  | FJR_E4277D_10454_001001001 | in |  | On Air | On Air |  | Huawei | 3G+4G | HW U2.1 F2 | HW L1.8 F1 (20M) |  | 1/1 |  |  | IIB
| DXB0563 | Clover Bay @ BB | DXB0563 | DXB5563 | DXBL0563 | DXBNR0563 | DXB | 25.1892 | 55.2699 | du | Commercial | IBS | Dubai North | DUBAI_BURJ KHALIFA (BUSINESS BAY) | 1034500 | 2CC |  | DXB_E3278F_10435_001005011 | in | Locked | On Air | On Air | On Air | Huawei | 3G+4G+5G | HW U2.1 F2 / U900 F1 | HW L1.8 F1 (20M) + L800 F1 (15M) | 1CC | 11 | 3/0 | N41 | IIB
| DXB0202 | CNN Building, Dubai Media City Dubai | DXB0202 | DXB5202 | DXBL0202 |  | DXB | 25.0927 | 55.1517 | du | Commercial | IBS | Dubai South | DUBAI_AL SAFOUH SECOND | 1038200 | 2CC |  | DXB_E3077J_10063_001003013 | in | Locked | On Air | On Air |  | Huawei | 3G+4G | HW U2.1 F2 / U900 F1 | HW L1.8 F1 (20M) + L800 F1 (15M) |  | 2/2 |  |  | IIB
| DXB0894 | Comfort Inn Hotel | DXB0894 | DXB5894 | DXBL0894 |  | DXB | 25.1 | 55.1789 | du | Hotel | IBS | Dubai South | DUBAI_AL THANYAH FIRST (AL SAFOUH THIRD) | 1038300 | 2CC |  | DXB_E3177F_10918_001003002 | in | Locked | On Air | On Air |  | Huawei | 3G+4G | HW U2.1 F2 / U900 F1 | HW L1.8 F1 (20M) + L800 F1 (15M) |  | 4/4 |  |  | IIB
| AUH0499 | Commercial and residential Building --Abu Dhabi-sector W58- Plot NO C4 |  | AUH5499 | AUHL0499 |  | AUH | 24.4207 | 54.4483 | du | Commercial & Residential | IBS | Abu Dhabi | ABU DHABI_Al Madina Al Riyadiya | 2501700 | 2CC |  | AUH_E2370S_10413_001003001 | in |  | On Air | On Air |  | Nokia | 3G+4G | NSN U900 F1 | NSN L1800 F1 (20MHz) + L800 F1 (15Mhz) |  | 4 |  |  | IIB
| DXB0180 | Commercial bank of Dubai Ltd | DXB0180 | DXB5180 | DXBL0180 |  | DXB | 25.255 | 55.3314 | du | Commercial | IBS | Dubai North | DUBAI_PORT SAEED | 1012900 | 2CC |  | DXB_E3279N_10955_001001002 | in | Locked | On Air | On Air |  | Huawei | 3G+4G | HW U2.1 F2 / U900 F1 | HW L1.8 F1 (20M) + L800 F1 (15M) |  | 8/8 |  |  | IIB
Mar 2019 Update | DXB0084 | Commercial Square Tower (Damac Vogue Hotel) | DXB0084 | DXB5084 | DXBL0084 |  | DXB | 25.1925 | 55.289 | du | Commercial | IBS | Dubai North | DUBAI_BURJ KHALIFA (BUSINESS BAY) | 1034500 | 2CC |  | DXB_E3278G_10195_001010010 | in | Locked | On Air | On Air |  | Huawei | 3G+4G | HW U2.1 F2 / U900 F1 | HW L1.8 F1 (20M) + L800 F1 (15M) |  | 8 |  |  | IIB
| DXB0074 | Concord Tower (Formely Named Al Murjan) | DXB0074 | DXB5074 | DXBL0074 | DXBNR0074 | DXB | 25.0979 | 55.1565 | du | Commercial | IBS | Dubai South | DUBAI_AL SAFOUH SECOND | 1038200 | 2CC |  | DXB_E3077J_10012_001021015 | in | Locked | On Air | On Air | On Air | Huawei | 3G+4G+5G | HW U2.1 F2 / U900 F1 | HW L1.8 F1 (20M) + L800 F1 (15M) | 1CC | 10 | 2/0 | N41 | IIB
| DXB0277 | Conrad Hotel | DXB0277 | DXB5277 | DXBL0277 | DXBNR0277 | DXB | 25.2258 | 55.2839 | ETC | Hotel | IBS | Dubai North | DUBAI_TRADE CENTER FIRST | 1033500 | 2CC |  | DXB_E3279V_11013_001001001 | in | On Air | On Air | On Air | On Air | Huawei | 2G+3G+4G+5G | HW U2.1 F2 / U900 F1 | HW L1.8 F1 (20M) + L800 F1 (15M) | 1CC | 17 | 7/0 | N41 | IIB
| IDX5846 | Conrad Hotel Expansion Site |  | IDX0846 | IDXL5846 |  | DXB | 25.2258 | 55.2839 | du | Hotel | IBS | Dubai North | DUBAI_TRADE CENTER FIRST | 1033500 | 2CC | Yes | DXB_E3279V_11013_001001003 / DXB_E3279V_11013_001012009 | in |  | On Air | On Air |  | Huawei | 3G+4G | HW U2.1 F2 / U900 F1 | HW L1.8 F1 (20M) + L800 F1 (15M) |  | 4/4 |  |  | IIB
| IDX5859 | Continental Tower at Dubai Marina |  | IDX0859 | IDXL5859 |  | DXB | 25.0798 | 55.1393 | du | Residential | IBS | Dubai South | DUBAI_MARSA DUBAI | 1039200 | 2CC |  | DXB_E3077N_10763_001005013 | in |  | On Air | On Air |  | Huawei | 3G+4G | HW U2.1 F2 / U900 F1 | HW L1.8 F1 (20M) + L800 F1 (15M) |  | 4/4 |  |  | IIB
| DXB0930 | Convention Center_DWTC | DXB0930 | DXB5930 | DXBL0930 |  | DXB | 25.2223 | 55.2893 | du | Commercial | IBS | Dubai North | DUBAI_TRADE CENTER SECOND | 1033600 | 2CC |  | DXB_E3279V_10271_002015034 | in | Locked | On Air | On Air |  | Huawei | 3G+4G | HW U2.1 F2 / U900 F1 | HW L1.8 F1/F2 (20+10M) |  | 2/2 |  |  | IIB
| SHJ0171 | Cooperative Society Al Garaen | SHJ0171 | SHJ5171 | SHJL0171 |  | NE | 25.2913 | 55.5007 | du | Mall | IBS | Sharjah | SHARJAH_AL GHARAYEN | 3002400 | 2CC |  | SHJ_E3479C_10002_001002001 | in | Locked | On Air | On Air |  | Huawei | 3G+4G | HW U2.1 F2 / U900 F1 | HW L1.8 F1 (20M) + L800 F1 (15M) |  | 4 |  |  | IIB
| DXB0943 | Copthorne Hotel Dubai |  | DXB5943 | DXBL0943 |  | DXB | 25.2546 | 55.3279 | du | Hotel | IBS | Dubai North | DUBAI_PORT SAEED | 1012900 | 2CC |  | DXB_E3279N_11553_001006001 | in |  | On Air | On Air |  | Huawei | 3G+4G | HW U2.1 F2 / U900 F1 | HW L1.8 F1 (20M) + L800 F1 (15M) |  | 6 |  |  | MW
| SHJ0261 | Coral Beach | SHJ0261 | SHJ5261 | SHJL0261 |  | NE | 25.3964 | 55.4242 | du | Hotel | IBS | Sharjah | SHARJAH_AL RIFAAH | 3006800 | 2CC |  | SHJ_E3380D_10040_001001002 | in | Locked | On Air | On Air |  | Huawei | 3G+4G | HW U2.1 F2 / U900 F1 | HW L1.8 F1 (20M) + L800 F1 (15M) |  | 2/2 |  |  | IIB
| DXB0831 | Coral Deira Hotel | DXB0831 | DXB5831 | DXBL0831 |  | DXB | 25.2663 | 55.3258 | du | Hotel | IBS | Dubai North | DUBAI_AL MURAQQABAT | 1012400 | 2CC |  | DXB_E3279N_10394_001001001 | in | Locked | On Air | On Air |  | Huawei | 3G+4G | HW U2.1 F2 / U900 F1 | HW L1.8 F1 (20M) + L800 F1 (15M) |  | 2/2 |  |  | IIB
| IDX5210 | Coral ENI Tower Business Bay |  | IDX0210 | IDXL5210 |  | DXB | 25.1893 | 55.2843 | du | Residential | IBS | Dubai North | DUBAI_BURJ KHALIFA (BUSINESS BAY) | 1034500 | 2CC |  | DXB_E3278G_10169_001008001 | in |  | On Air | On Air |  | Huawei | 3G+4G | HW U2.1 F2 / U900 F1 | HW L1.8 F1 (20M) + L800 F1 (15M) |  | 8 |  |  | IIB
| AUH0813 | Corniche Apartments |  | AUH5813 | AUHL0813 |  | AUH | 24.4929 | 54.3599 | du | Commercial | IBS | Abu Dhabi | ABU DHABI_Al Markaziyah | 2500200 | 2CC |  | AUH_E2271X_10428_001006001 | in |  | On Air | On Air |  | Nokia | 3G+4G | NSN U900 F1 | NSN L1800 F1 (20MHz) + L800 F1 (15Mhz) |  | 4 |  |  | IIB
| AJM0886 | Corniche Tower Ajman lower Part |  | AJM5886 | AJML0886 |  | NE | 25.402863 | 55.429727 | du | Mixed Used | IBS | Ajman | AJMAN_RUMAILA 2 | 4000600 | 1CC |  | AJM_E3381X_12087_001056001 | in |  | On Air | On Air |  | Huawei | 3G+4G | HW U2.1 F2 | HW L1.8 F1 (20M) |  | 3/3 |  |  | IIB
| AJM0937 | Corniche Tower Ajman Upper Part |  | AJM5937 | AJML0937 |  | NE | 25.402863 | 55.429727 | du | Mixed Used | IBS | Ajman | AJMAN_RUMAILA 2 | 4000600 | 2CC |  | AJM_E3381X_12087_001027011 | in |  | On Air | On Air |  | Huawei | 3G+4G | HW U2.1 F2 / U900 F1 | HW L1.8 F1 (20M) + L800 F1 (15M) |  | 12 |  |  | IIB
| AUH0953 | Corniche Tower C | AUH0953 | AUH5953 | AUHL0953 |  | AUH | 24.4715 | 54.3411 | du | Residential | IBS | Abu Dhabi | ABU DHABI_Al Khalidiya | 2501300 | 3CC |  | AUH_E2270C_10047_001001002 | in | On Air | On Air | On Air |  | Nokia | 2G+3G+4G | NSN U900 F1 | NSN L1800 F1/F2 (20+15M) + L800 F1 (15M) |  | 2 |  |  | MW
| DXB0037 | Crescent Tower |  | DXB5037 | DXBL0037 |  | DXB | 25.0335 | 55.2025 | du | Residential | IBS | Dubai South | DUBAI_MEAISEM FIRST (JUMEIRAH GOLF ESTATE) | 1068500 | 2CC |  | DXB_E3176B_10002_001023003 | in |  | On Air | On Air |  | Huawei | 3G+4G | HW U2.1 F2 / U900 F1 | HW L1.8 F1 (20M) + L800 F1 (15M) |  | 12 |  |  | dufix
| DXB0950 | Crescent Tower Upper Part - 3G Only |  | DXB5950 | DXBL0950 |  | DXB | 25.0335 | 55.2025 | du | Residential | IBS | Dubai South | DUBAI_MEAISEM FIRST (JUMEIRAH GOLF ESTATE) | 1068500 | 1CC |  | DXB_E3176B_10002_001002002 | in |  | On Air | On Air |  | Huawei | 3G+4G | HW U2.1 F2 | HW L1.8 F1 (20M) |  | 6/6 |  |  | IIB
| DXB0870 | Crew Training College | DXB0870 | DXB5870 | DXBL0870 |  | DXB | 25.2408 | 55.3421 | du | Commercial | IBS | Dubai North | DUBAI_AL GARHOUD | 1021400 | 1CC |  | DXB_E3279T_10993_001001001 | in | Locked | On Air | On Air |  | Huawei | 3G+4G | HW U2.1 F2 | HW L1.8 F1 (20M) |  | 3/3 |  |  | IIB
| IDX5631 | Cricket Stadium Site 1 |  | IDX0631 | IDXL5631 | IDXNR5631 | DXB | 25.0467 | 55.2189 | du |  | IBS | Dubai South | DUBAI_AL HEBIAH FOURTH (DUBAI SPORTS CITY) | 1068200 | 4CC | Yes | DXB_E3177W_10117_001003002 | in |  | On Air | On Air | On Air | Huawei | 3G+4G+5G | HW U2.1 F2 / U900 F1 | HW L1.8 F1/F2 (20+10M) + L800 F1 (15M) | 1CC | 6 | 3/0 | N41 | IIB
| IDX5633 | Cricket Stadium Site 2 |  | IDX0633 | IDXL5633 |  | DXB | 25.0467 | 55.2189 | du |  | IBS | Dubai South | DUBAI_AL HEBIAH FOURTH (DUBAI SPORTS CITY) | 1068200 | 4CC | Yes | DXB_E3177W_10117_001003003 | in |  | On Air | On Air |  | Huawei | 3G+4G | HW U2.1 F2 / U900 F1 | HW L1.8 F1/F2 (20+10M) + L800 F1 (15M) |  | 6 |  |  | IIB
| IDX5635 | Cricket Stadium Site 3 |  | IDX0635 | IDXL5635 | IDXNR5635 | DXB | 25.0467 | 55.2189 | du |  | IBS | Dubai South | DUBAI_AL HEBIAH FOURTH (DUBAI SPORTS CITY) | 1068200 | 4CC | Yes | DXB_E3177W_10117_001003004 | in |  | On Air | On Air | On Air | Huawei | 3G+4G+5G | HW U2.1 F2 / U900 F1 | HW L1.8 F1/F2 (20+10M) + L800 F1 (15M) + L21 (10M) | 1CC | 6 | 3/0 | N41 | IIB
| IDX5637 | Cricket Stadium Site 4 |  | IDX0637 | IDXL5637 |  | DXB | 25.0467 | 55.2189 | du |  | IBS | Dubai South | DUBAI_AL HEBIAH FOURTH (DUBAI SPORTS CITY) | 1068200 | 4CC | Yes | DXB_E3177W_10117_001003005 | in |  | On Air | On Air |  | Huawei | 3G+4G | HW U2.1 F2 / U900 F1 | HW L1.8 F1/F2 (20+10M) + L800 F1 (15M) + L21 (10M) |  | 6 |  |  | IIB
| IDX5639 | Cricket Stadium Site 5 |  | IDX0639 | IDXL5639 | IDXNR5639 | DXB | 25.0467 | 55.2189 | du |  | IBS | Dubai South | DUBAI_AL HEBIAH FOURTH (DUBAI SPORTS CITY) | 1068200 | 4CC | Yes | DXB_E3177W_10117_001003006 | in |  | On Air | On Air | On Air | Huawei | 3G+4G+5G | HW U2.1 F2 / U900 F1 | HW L1.8 F1/F2 (20+10M) + L800 F1 (15M) | 1CC | 6 | 3/0 | N41 | IIB
| IDX5641 | Cricket Stadium Site 6 |  | IDX0641 | IDXL5641 |  | DXB | 25.0467 | 55.2189 | du |  | IBS | Dubai South | DUBAI_AL HEBIAH FOURTH (DUBAI SPORTS CITY) | 1068200 | 4CC | Yes | DXB_E3177W_10117_001003007 | in |  | On Air | On Air |  | Huawei | 3G+4G | HW U2.1 F2 / U900 F1 | HW L1.8 F1/F2 (20+10M) + L800 F1 (15M) + L21 (10M) |  | 6 |  |  | IIB
| IDX5643 | Cricket Stadium Site 7 |  | IDX0643 | IDXL5643 | IDXNR5643 | DXB | 25.0467 | 55.2189 | du |  | IBS | Dubai South | DUBAI_AL HEBIAH FOURTH (DUBAI SPORTS CITY) | 1068200 | 4CC | Yes | DXB_E3177W_10117_001003008 | in |  | On Air | On Air | On Air | Huawei | 3G+4G+5G | HW U2.1 F2 / U900 F1 | HW L1.8 F1/F2 (20+10M) + L800 F1 (15M) + L21 (10M) | 1CC | 6 | 3/0 | N41 | IIB
| IDX5645 | Cricket Stadium Site 8 |  | IDX0645 | IDXL5645 |  | DXB | 25.0467 | 55.2189 | du |  | IBS | Dubai South | DUBAI_AL HEBIAH FOURTH (DUBAI SPORTS CITY) | 1068200 | 4CC | Yes | DXB_E3177W_10117_001003009 | in |  | On Air | On Air |  | Huawei | 3G+4G | HW U2.1 F2 / U900 F1 | HW L1.8 F1/F2 (20+10M) + L800 F1 (15M) |  | 6 |  |  | IIB
| AUH0682 | Cristal Hotel Abu Dhabi |  | AUH5682 | AUHL0682 |  | AUH | 24.4847 | 54.3634 | ETC | Hotel | IBS | Abu Dhabi | ABU DHABI_Madinat Zayed(AD) | 2501200 | 2CC |  | AUH_E2271X_10697_001001001 | in |  | On Air | On Air |  | Nokia | 3G+4G | NSN U900 F1 | NSN L1800 F1 (20MHz) + L800 F1 (15Mhz) |  | 4 |  |  | MW
| DXB0868 | Crown Plaza Hotel_Business Bay | DXB0868 | DXB5868 | DXBL0868 |  | DXB | 25.187 | 55.2715 | du | Hotel | IBS | Dubai North | DUBAI_BURJ KHALIFA (BUSINESS BAY) | 1034500 | 2CC |  | DXB_E3278F_10374_001001002 | in | Locked | On Air | On Air |  | Huawei | 3G+4G | HW U2.1 F2 / U900 F1 | HW L1.8 F1 (20M) + L800 F1 (15M) |  | 9 |  |  | IIB
| DXB0491 | Crown Plaza JBR | DXB0491 | DXB5491 | DXBL0491 |  | DXB | 25.0733 | 55.1303 | du | Hotel | IBS | Dubai South | DUBAI_MARSA DUBAI | 1039200 | 2CC |  | DXB_E3077N_10284_001007002 | in | Locked | On Air | On Air |  | Huawei | 3G+4G | HW U2.1 F2 / U900 F1 | HW L1.8 F1 (20M) + L800 F1 (15M) |  | 12 |  |  | IIB
| SHJ0457 | Crown Prince of Sharjah Palace (Sheikh Villa ) |  | SHJ5457 | SHJL0457 |  | NE | 25.248 | 55.6845 | ETC | Residential | IBS | Sharjah | SHARJAH_Al Battayeh | 3000021 | 1CC |  | SHJ_E3679Q_10001_001001001 | in |  | On Air | On Air |  | Huawei | 3G+4G | HW U2.1 F2 | HW L1.8 F1 (20M) |  | 3/3 |  |  | MW
Apr 2020 Update | DXB0087 | Crowne Plaza Business Tower | 0.Decomm | 0.Decomm | 0.Decomm |  | DXB | 25.2202 | 55.2799 | du | Commercial | IBS | Dubai North | DUBAI_TRADE CENTER FIRST | 1033500 | 2CC |  | DXB_E3279U_13247_002021001 | OUT | Locked | [11 empty] | MW
| DXB0014 | Crowne Plaza Dubai | DXB0014 | DXB5014 | DXBL0014 |  | DXB | 25.2206 | 55.28 | du | Hotel | IBS | Dubai North | DUBAI_TRADE CENTER FIRST | 1033500 | 1CC |  | DXB_E3279U_13247_001001001 | in | Locked | On Air | On Air |  | Huawei | 3G+4G | HW U2.1 F2 | HW L1.8 F1 (20M) |  | 6 |  |  | MW
| AUH0429 | Crowne Plaza Hotel | AUH0429 | AUH5429 | AUHL0429 |  | AUH | 24.4909 | 54.3656 | du | Hotel | IBS | Abu Dhabi | ABU DHABI_Al Markaziyah | 2500200 | 2CC |  | AUH_E2271Y_11815_001022001 | in | Locked | On Air | On Air |  | Nokia | 3G+4G | NSN U900 F1 | NSN L1800 F1 (20MHz) + L800 F1 (15Mhz) |  | 6 |  |  | IIB
July 2020 update | DXB0568 | Crowne Plaza Hotel - DFC | DXB0568 | DXB5568 | DXBL0568 | DXBNR0568 | DXB | 25.224 | 55.349 | du | Hotel | IBS | Dubai North | DUBAI_AL KHEERAN (RAS AL HAMAR) | 1041200 | 3CC |  | DXB_E3279Y_10497_001001001 | in | Locked | On Air | On Air | On Air | Huawei | 3G+4G+5G | HW U2.1 F2 / U900 F1 | HW L1.8 F1/F2 (20+10M) + L800 F1 (15M) | 1CC | 9/6 | 0/60 | N78 F1 | IIB
| AUH0606 | Crowne Plaza Hotel (H3) - Yas Island | AUH0606 | AUH5606 | AUHL0606 |  | AUH | 24.4656 | 54.5975 | ETC | Hotel | IBS | Abu Dhabi | ABU DHABI_YAS ISLAND | 2004600 | 1CC |  | AUH_E2570F_10002_001002001 | in | On Air | On Air | On Air |  | Huawei/Nokia | 2G+3G+4G | HW U2.1 F2 | NSN L18 F1 (20M) |  | 1 |  |  | IIB
Sep 2019 Update | DXB0760 | Crystal Living Court Hotel Aprt | DXB0760 | DXB5760 | DXBL0760 |  | DXB | 25.0937 | 55.1748 | du | Hotel | IBS | Dubai South | DUBAI_AL THANYAH FIRST (AL SAFOUH THIRD) | 1038300 | 2CC |  | DXB_E3177F_10071_001001005 | in | Locked | On Air | On Air |  | Huawei | 3G+4G | HW U2.1 F2 / U900 F1 | HW L1.8 F1 (20M) + L800 F1 (15M) |  | 4/4 |  |  | IIB
Jan 2019 Update | SHJ0311 | Crystal Plaza Tower | SHJ0311 | SHJ5311 | SHJL0311 |  | NE | 25.3445 | 55.3864 | du | Commercial | IBS | Sharjah | SHARJAH_AL MAZAJ FIRST | 3010600 | 1CC |  | SHJ_E3380L_10043_001001001 | in | Locked | On Air | On Air |  | Huawei | 3G+4G | HW U2.1 F2 | HW L1.8 F1 (20M) |  | 8 |  |  | IIB
| DXB0794 | Crystal Tower @ BB |  | DXB5794 | DXBL0794 |  | DXB | 25.178 | 55.2737 | du | Commercial | IBS | Dubai North | DUBAI_BURJ KHALIFA (BUSINESS BAY) | 1034500 | 2CC |  | DXB_E3278K_10186_001003002 | in |  | On Air | On Air |  | Huawei | 3G+4G | HW U2.1 F2 / U900 F1 | HW L1.8 F1 (20M) + L800 F1 (15M) |  | 5 |  |  | IIB
| SHJ0214 | Culture Palace | SHJ0214 | SHJ5214 | SHJL0214 |  | NE | 25.356 | 55.4295 | du | Government | IBS | Sharjah | SHARJAH_AL FALAJ | 3003600 | 2CC |  | SHJ_E3380N_10010_001001001 | in | Locked | On Air | On Air |  | Huawei | 3G+4G | HW U2.1 F2 / U900 F1 | HW L1.8 F1 (20M) + L800 F1 (15M) |  | 2/4 |  |  | IIB
Mar 2020 Update | DXB0214 | Customs & Free Zone Corporations Bldg Port Rashid | DXB0214 | DXB5214 | DXBL0214 |  | DXB | 25.2559 | 55.2836 | du | Commercial | IBS | Dubai North | DUBAI_MADINAT DUBAI AL MELAHEYAH (AL MINA) | 1032100 | 2CC |  | DXB_E3279L_11740_001004001 | in | Locked | On Air | On Air |  | Huawei | 3G+4G | HW U2.1 F2 / U900 F1 | HW L1.8 F1/F2 (20+10M) |  | 4/8 |  |  | IIB
Dec 2018 Update | IDX5036 | D1 Tower_Lower Part (Culture Village) |  | IDX0036 | IDXL5036 |  | DXB | 25.2271 | 55.3431 | du | Hotel | IBS | Dubai North | DUBAI_AL JADAF | 1032600 | 2CC |  | DXB_E3279Y_10487_001003003 | in |  | On Air | On Air |  | Huawei | 3G+4G | HW U2.1 F2 / U900 F1 | HW L1.8 F1 (20M) + L800 F1 (15M) |  | 15 |  |  | IIB
| IDX5037 | D1 Tower_Upper Part (Culture Village) |  | IDX0037 | IDXL5037 |  | DXB | 25.2271 | 55.3431 | du | Hotel | IBS | Dubai North | DUBAI_AL JADAF | 1032600 | 2CC |  | DXB_E3279Y_10487_001064007 | in |  | On Air | On Air |  | Huawei | 3G+4G | HW U2.1 F2 / U900 F1 | HW L1.8 F1 (20M) + L800 F1 (15M) |  | 9 |  |  | IIB
| DXB0474 | DAFZA BLOCK E1 & E2 Building | DXB0474 | DXB5474 | DXBL0474 |  | DXB | 25.2597 | 55.3735 | du | Government | IBS | Dubai North | DUBAI_DUBAI INTL AIRPORT (DUBAI INTERNATIONAL AIRPORT) | 1022100 | 2CC |  | DXB_E3379K_11043_001002006 | in | Locked | On Air | On Air |  | Huawei | 3G+4G | HW U2.1 F2 / U900 F1 | HW L1.8 F1 (20M) + L800 F1 (15M) |  | 5 |  |  | IIB
Oct 2019 update | DXB0476 | DAFZA BLOCK E3 & BLOCK E4 Building | DXB0476 | DXB5476 | DXBL0476 |  | DXB | 25.2606 | 55.3746 | du | Commercial | IBS | Dubai North | DUBAI_DUBAI INTL AIRPORT (DUBAI INTERNATIONAL AIRPORT) | 1022100 | 2CC |  | DXB_E3379K_11745_001001027 | in | Locked | On Air | On Air |  | Huawei | 3G+4G | HW U2.1 F2 / U900 F1 | HW L1.8 F1 (20M) + L800 F1 (15M) |  | 9 |  |  | IIB
Mar 2019 Update | DXB0480 | DAFZA BLOCK E5 & BLOCK E6 Building | DXB0480 | DXB5480 | DXBL0480 |  | DXB | 25.2592 | 55.3739 | du | Commercial | IBS | Dubai North | DUBAI_DUBAI INTL AIRPORT (DUBAI INTERNATIONAL AIRPORT) | 1022100 | 2CC |  | DXB_E3379K_11748_001002013 | in | Locked | On Air | On Air |  | Huawei | 3G+4G | HW U2.1 F2 / U900 F1 | HW L1.8 F1 (20M) + L800 F1 (15M) |  | 12 |  |  | IIB
Sep 2020 Update | DXB0677 | DAFZA BLOCK W3 & BLOCK W4 Building | DXB0677 | DXB5677 | DXBL0677 |  | DXB | 25.2624 | 55.3717 | du | Government | IBS | Dubai North | DUBAI_DUBAI INTL AIRPORT (DUBAI INTERNATIONAL AIRPORT) | 1022100 | 2CC |  | DXB_E3379K_11697_001000001 | in | Locked | On Air | On Air |  | Huawei | 3G+4G | HW U2.1 F2 / U900 F1 | HW L1.8 F1/F2 (20+10M) |  | 3/6 |  |  | IIB
Dec 2018 Update | DXB0678 | DAFZA BLOCK W5& BLOCK W6 Building | DXB0678 | DXB5678 | DXBL0678 |  | DXB | 25.2604 | 55.3711 | du | Government | IBS | Dubai North | DUBAI_DUBAI INTL AIRPORT (DUBAI INTERNATIONAL AIRPORT) | 1022100 | 2CC |  | DXB_E3379K_11754_001002010 | in | Locked | On Air | On Air |  | Huawei | 3G+4G | HW U2.1 F2 / U900 F1 | HW L1.8 F1 (20M) + L800 F1 (15M) |  | 8/8 |  |  | IIB
| DXB0680 | DAFZA Main Building | DXB0680 | DXB5680 | DXBL0680 |  | DXB | 25.259 | 55.3725 | du | Government | IBS | Dubai North | DUBAI_DUBAI INTL AIRPORT (DUBAI INTERNATIONAL AIRPORT) | 1022100 | 2CC |  | DXB_E3177B_10357_001009004 | in | Locked | On Air | On Air |  | Huawei | 3G+4G | HW U2.1 F2 / U900 F1 | HW L1.8 F1 (20M) + L800 F1 (15M) |  | 3 |  |  | IIB
| IDX5292 | DAFZA New Plaza |  | IDX0292 | IDXL5292 |  | DXB | 25.2595 | 55.3715 | du | Government | IBS | Dubai North | DUBAI_DUBAI INTL AIRPORT (DUBAI INTERNATIONAL AIRPORT) | 1022100 | 2CC |  | DXB_E3379K_11767_001002001 | in |  | On Air | On Air |  | Huawei | 3G+4G | HW U2.1 F2 / U900 F1 | HW L1.8 F1 (20M) + L800 F1 (15M) |  | 5 |  |  | IIB
| DXB0511 | DAFZA W7 | DXB0511 | DXB5511 | DXBL0511 |  | DXB | 25.2624 | 55.3703 | du | Commercial | IBS | Dubai North | DUBAI_DUBAI INTL AIRPORT (DUBAI INTERNATIONAL AIRPORT) | 1022100 | 2CC |  | DXB_E3379K_11756_001003034 | in | Locked | On Air | On Air |  | Huawei | 3G+4G | HW U2.1 F2 / U900 F1 | HW L1.8 F1 (20M) + L800 F1 (15M) |  | 6 |  |  | IIB
| DXB0206 | DAFZA, Near Dubai Airport Terminal 2 | DXB0206 | DXB5206 | DXBL0206 |  | DXB | 25.2609 | 55.3716 | du | Commercial | IBS | Dubai North | DUBAI_DUBAI INTL AIRPORT (DUBAI INTERNATIONAL AIRPORT) | 1022100 | 2CC |  | DXB_E3379K_11046_001004008 | in | Locked | On Air | On Air |  | Huawei | 3G+4G | HW U2.1 F2 / U900 F1 | HW L1.8 F1 (20M) + L800 F1 (15M) |  | 3 |  |  | IIB
| AUH0493 | Dalma Mall Parking Bldg 2 |  | AUH5493 | AUHL0493 |  | AUH | 24.3331 | 54.5235 | ETC | Mall | IBS | Abu Dhabi | ABU DHABI_Industrial City AD 01 | 2600000 | 1CC |  | AUH_E2469Q_10320_001003005 | in |  | On Air | On Air |  | Huawei/Nokia | 3G+4G | HW U2.1 F2 | NSN L18 F1 (20M) |  | 3 |  |  | IIB
| AUH0546 | Dalma Mall_Left Wing | AUH0546 | AUH5546 | AUHL0546I | AUHNR0546 | AUH | 24.3329 | 54.5241 | ETC | Mall | IBS | Abu Dhabi | ABU DHABI_Industrial City AD 01 | 2600000 | 3CC |  | AUH_E2469Q_10320_001002002 | in | On Air | On Air | On Air | On Air | Nokia | 2G+3G+4G+5G | NSN U2.1 F2 / U900 F1 | NSN L1800 F1/F2 (20+15M) + L800 F1 (15M) | 1CC | 12 | 6 | N41 | IIB
| AUH0546 | Dalma Mall_Left Wing |  |  | AUHL0546II |  | AUH | 24.3329 | 54.5241 | ETC |  | IBS | Abu Dhabi | ABU DHABI_Industrial City AD 01 | 2600000 | 1CC |  | AUH_E2469Q_10320_001002002 | in |  |  | On Air |  | Nokia | 4G |  | NSN L18 F1 (20M) |  | 12 |  |  | IIB
| AUH0496 | Dalma Mall_Right Wing |  |  | AUHL0496II | AUHNR0496 | AUH | 24.3329 | 54.5241 | ETC |  | IBS | Abu Dhabi | ABU DHABI_Industrial City AD 01 | 2600000 | 1CC |  | AUH_E2469Q_10320_001002003 | in |  |  | On Air | On Air | Nokia | 4G+5G |  | NSN L18 F1 (20M) | 1CC | 12 | 6 | N41 | IIB
| AUH0496 | Dalma Mall_Right Wing | AUH0496 | AUH5496 | AUHL0496I |  | AUH | 24.3329 | 54.5241 | ETC | Mall | IBS | Abu Dhabi | ABU DHABI_Industrial City AD 01 | 2600000 | 3CC |  | AUH_E2469Q_10320_001002003 | in | On Air | On Air | On Air |  | Nokia | 2G+3G+4G | NSN U2.1 F2 / U900 F1 | NSN L1800 F1/F2 (20+15M) + L800 F1 (15M) |  | 12 |  |  | IIB
| AUH0496 | Dalma Mall Active 5G |  |  |  | AUHNR0496A | AUH | 24.3329 | 54.5241 | du | Mall | IBS | Abu Dhabi | ABU DHABI_Industrial City AD 01 | 2600000 |  |  | AUH_E2469Q_10320_001002003 | in |  |  |  | On Air | Nokia | 5G |  |  | 1CC | 12 | 32 | N78 | IIB
| AUH0496 | Dalma Mall Active 5G |  |  |  | AUHNR0496B | AUH | 24.3329 | 54.5241 | du | Mall | IBS | Abu Dhabi | ABU DHABI_Industrial City AD 01 | 2600000 |  |  | AUH_E2469Q_10320_001002003 | in |  |  |  | On Air | Nokia | 5G |  |  | 1CC | 12 | 30 | N78 | IIB
| AUH0496 | Dalma Mall Active 5G |  |  |  | AUHNR0496C | AUH | 24.3329 | 54.5241 | du | Mall | IBS | Abu Dhabi | ABU DHABI_Industrial City AD 01 | 2600000 |  |  | AUH_E2469Q_10320_001002003 | in |  |  |  | On Air | Nokia | 5G |  |  | 1CC | 12 | 40 | N78 | IIB
| AUH0496 | Dalma Mall Active 5G |  |  |  | AUHNR0496D | AUH | 24.3329 | 54.5241 | du | Mall | IBS | Abu Dhabi | ABU DHABI_Industrial City AD 01 | 2600000 |  |  | AUH_E2469Q_10320_001002003 | in |  |  |  | On Air | Nokia | 5G |  |  | 1CC | 12 | 28 | N78 | IIB
| IDX5672 | Damac Maison Upper Crest Tower @ Business Bay |  | IDX0672 | IDXL5672 |  | DXB | 25.193411 | 55.2846 | ETC | Residential | IBS | Dubai North | DUBAI_BURJ KHALIFA (BUSINESS BAY) | 1034500 | 2CC |  | DXB_E3278G_10229_001003001 | in |  | On Air | On Air |  | Huawei | 3G+4G | HW U2.1 F2 / U900 F1 | HW L1.8 F1 (20M) + L800 F1 (15M) |  | 10 |  |  | IIB
| DXB0393 | Daman Building | DXB0393 | DXB5393 | DXBL0393 | DXBNR0393 | DXB | 25.2108 | 55.2825 | du | Residential | IBS | Dubai North | DUBAI_ZAABEEL SECOND | 1033700 | 1CC |  | DXB_E3278A_11634_001005002 | in | Locked | On Air | On Air | On Air | Huawei | 3G+4G+5G | HW U2.1 F2 | HW L1.8 F1 (20M) | 2CC | 5/5 | 5/26 | N41+N78 F1+N78 F2 | IIB
| DXB0419 | Daman Residential Tower | DXB0419 | DXB5419 | DXBL0419 |  | DXB | 25.2108 | 55.2825 | du | Residential | IBS | Dubai North | DUBAI_ZAABEEL SECOND | 1033700 | 2CC |  | DXB_E3278A_11634_001020006 | in | Locked | On Air | On Air |  | Huawei | 3G+4G | HW U2.1 F2 / U900 F1 | HW L1.8 F1 (20M) + L800 F1 (15M) |  | 8/8 |  |  | IIB
| SHJ0346 | Damas 2 (Formerly Damas 57) | SHJ0346 | SHJ5346 | SHJL0346 |  | NE | 25.3037 | 55.3713 | du | Residential | IBS | Sharjah | SHARJAH_AL NAHDA | 3010200 | 1CC |  | SHJ_E3379A_10236_001002001 | in | Locked | On Air | On Air |  | Huawei | 3G+4G | HW U2.1 F2 | HW L1.8 F1 (20M) |  | 4 |  |  | IIB
| AJM0881 | Dana Beach Hotel | AJM0881 | AJM5881 | AJML0881 |  | NE | 25.4079 | 55.4326 | du | Hotel | IBS | Ajman | AJMAN_RUMAILA 1 | 4000500 | 2CC |  | AJM_E3381X_12093_001002001 | in | Locked | On Air | On Air |  | Huawei | 3G+4G | HW U2.1 F2 / U900 F1 | HW L1.8 F1 (20M) + L800 F1 (15M) |  | 4/4 |  |  | IIB
| AJM0807 | Dana Mall |  | AJM5807 | AJML0807 |  | NE | 25.3897 | 55.4584 | ETC | Mall | IBS | Ajman | AJMAN_RASHIDEYA 1 | 4000200 | 2CC |  | AJM_E3380E_13553_001002001 | in |  | On Air | On Air |  | Huawei | 3G+4G | HW U2.1 F2 / U900 F1 | L1.8 F1 / L800 F1 |  | 3 |  |  | IIB
| SHJ0131 | Dana Tower | SHJ0131 | SHJ5131 | SHJL0131 |  | NE | 25.3319 | 55.3754 | ETC | Residential | IBS | Sharjah | SHARJAH_AL MAZAJ THIRD | 3010500 | 2CC |  | SHJ_E3380P_10012_001003001 | in | Locked | On Air | On Air |  | Huawei | 3G+4G | HW U2.1 F2 / U900 F1 | HW L1.8 F1 (20M) + L800 F1 (15M) |  | 15 |  |  | IIB
| AAN0036 | Danat Al Ain Resort (Previously known as Al Ain Intercontinental Hotel) | AAN0036 | AAN5036 | AANL0036 |  | AUH | 24.208 | 55.8044 | ETC | Hotel | IBS | Al Ain | ABU DHABI_CENTRAL DISTRICT | 8001800 | 2CC |  | AAN_E3767G_10014_001002001 | in | Locked | On Air | On Air |  | Ericsson | 3G+4G | E/// U900 F1 | E/// L1.8 F1 (20M) + L800 F1 (15M) |  |  |  |  | MW
| AUH0563 | Danat Al Emarat Women & Children's Hospital | AUH0563 | AUH5563 | AUHL0563 |  | AUH | 24.3969 | 54.5009 | ETC | Hospital | IBS | Abu Dhabi | ABU DHABI_ABU DHABI GATE CITY | 2043900 | 3CC |  | AUH_E2470U_10956_001002001 | in | On Air | On Air | On Air |  | Nokia | 2G+3G+4G | NSN U900 F1 | NSN L1800 F1/F2 (20+15M) + L800 F1 (15M) |  | 4 |  |  | IIB
| AUH0814 | Dar Al Salam Building | AUH0814 | AUH5814 | AUHL0814 |  | AUH | 24.4915 | 54.3571 | du | Commercial | IBS | Abu Dhabi | ABU DHABI_Al Markaziyah | 2500200 | 2CC |  | AUH_E2271X_10436_001001001 | in | Locked | On Air | On Air |  | Nokia | 3G+4G | NSN U900 F1 | NSN L1800 F1 (20MHz) + L800 F1 (15Mhz) |  | 2 |  |  | IIB
| DXB0015 | DCCI | DXB0015 | DXB5015 | DXBL0015 |  | DXB | 25.2601 | 55.3153 | du | Commercial | IBS | Dubai North | DUBAI_RIGGAT AL BUTEEN | 1012500 | 1CC |  | DXB_E3279M_10449_001001001 | in | Locked | On Air | On Air |  | Huawei | 3G+4G | HW U2.1 F2 / U900 F1 | HW L1.8 F1 (20M) |  | 4/4 |  |  | IIB
| AUH0971 | Deerfields Town Square (Carrefour Shahama) | AUH0971 | AUH5971 | AUHL0971 | AUHNR0971 | AUH | 24.5235 | 54.6712 | ETC | Mall | IBS | Abu Dhabi | ABU DHABI_AL BAHYA | 2044200 | 4CC |  | AUH_E2571O_10897_001001038 | in | On Air | On Air | On Air | On Air | Nokia | 2G+3G+4G+5G | NSN U2.1 F1+F2 / U900 F1 | NSN L18 F1/F2 (20+10M) + L800 F1 (15M) + L21 F1 (15M) | 1CC | 14 | 7 | N41 | IIB
| DXB0623 | Deira City Center (Middle) | DXB0623 | DXB5623 | DXBL0623 | DXBNR0623 | DXB | 25.2517 | 55.3346 | du | Mall | IBS | Dubai North | DUBAI_PORT SAEED | 1012900 | 3CC |  | DXB_E3279S_10094_001002002 | in | Locked | On Air | On Air | On Air | Huawei | 3G+4G+5G | HW U2.1 F2 / U900 F1 | HW L1.8 F1/F2 (20+10M) + L800 F1 (15M) | 1CC | 4/4 | 2/0 | N41 | IIB
| DXB0621 | Deira City Centre (Left) | DXB0621 | DXB5621 | DXBL0621 | DXBNR0621 | DXB | 25.2517 | 55.3346 | du | Mall | IBS | Dubai North | DUBAI_PORT SAEED | 1012900 | 3CC |  | DXB_E3279S_10094_001002001 | in | Locked | On Air | On Air | On Air | Huawei | 3G+4G+5G | HW U2.1 F2 / U900 F1 | HW L1.8 F1/F2 (20+10M) + L800 F1 (15M) | 1CC | 4/4 | 2/0 | N41 | IIB
| DXB0644 | Deira City Centre (Right & Iconic) | DXB0644 | DXB5644 | DXBL0644 | DXBNR0644 | DXB | 25.2517 | 55.3346 | du | Mall | IBS | Dubai North | DUBAI_PORT SAEED | 1012900 | 3CC |  | DXB_E3279S_10094_001003001 | in | Locked | On Air | On Air | On Air | Huawei | 3G+4G+5G | HW U2.1 F2 | HW L1.8 F1/F2 (20+10M) + L800 F1 (15M) | 1CC | 6/3 | 3/0 | N41 | IIB
July 2019 Update | DXB0224 | Deira Creek Golf Club, Near Deira City Centre, Port Saeed, Dubai | DXB0224 | DXB5224 | DXBL0224 |  | DXB | 25.2417 | 55.3333 | du | Hotel | IBS | Dubai North | DUBAI_PORT SAEED | 1012900 | 2CC |  | DXB_E3279S_10240_001002001 | in | Locked | On Air | On Air |  | Huawei | 3G+4G | HW U2.1 F2 / U900 F1 | HW L1.8 F1 (20M) + L800 F1 (15M) |  | 3 |  |  | IIB
| DXB0093 | Deira Tower | DXB0093 | DXB5093 | DXBL0093 |  | DXB | 25.2682 | 55.307 | du | Commercial | IBS | Dubai North | DUBAI_AL RIGGA | 1011900 | 2CC |  | DXB_E3279M_11438_001001001 | in | On Air | On Air | On Air |  | Huawei | 2G+3G+4G | HW U2.1 F2 / U900 F1 | HW L1.8 F1 (20M) + L800 F1 (15M) |  | 6/6 |  |  | MW
| SHJ0358 | Dejaya Tower | SHJ0358 | SHJ5358 | SHJL0358 |  | NE | 25.3011 | 55.366 | du | Residential | IBS | Sharjah | SHARJAH_AL NAHDA | 3010200 | 1CC |  | SHJ_E3379A_10346_001020002 | in | Locked | On Air | On Air |  | Huawei | 3G+4G | HW U2.1 F2 | HW L1.8 F1 (20M) |  | 3/3 |  |  | IIB
| DXB0197 | Dell | DXB0197 | DXB5197 | DXBL0197 |  | DXB | 25.0937 | 55.1589 | du | Commercial | IBS | Dubai South | DUBAI_AL SAFOUH SECOND | 1038200 | 2CC |  | DXB_E3077J_10147_001002030 | in | Locked | On Air | On Air |  | Huawei | 3G+4G | HW U2.1 F2 / U900 F1 | HW L1.8 F1 (20M) + L800 F1 (15M) |  | 4 |  |  | IIB
May 2019 Update | AUH0891 | Delma Hospital - Al Gharbia Hospitals | AUH0891 | AUH5891 | AUHL0891 |  | AUH | 24.4756 | 52.3092 | du | Hospital | IBS | Abu Dhabi | ABU DHABI_DALMA ISLAND | 2003600 | 1CC |  | AUH_E0171O_10176_001001001 | in | Locked | On Air | On Air |  | Nokia | 3G+4G | NSN U900 F1 | NSN L18 F1 (20M) |  | 2 |  |  | VSAT
Jan 2019 Update | DXB0101 | Delta 1 Dubai Marina |  | DXB5101 | DXBL0101 |  | DXB | 25.079 | 55.1437 | du | Residential | IBS | Dubai South | DUBAI_MARSA DUBAI | 1039200 | 2CC |  | DXB_E3077N_10029_001025002 | in |  | On Air | On Air |  | Huawei | 3G+4G | HW U2.1 F2 / U900 F1 | HW L1.8 F1 (20M) + L800 F1 (15M) |  | 4/4 |  |  | IIB
| DXB0103 | Delta 2 Dubai Marina |  | DXB5103 | DXBL0103 |  | DXB | 25.0824 | 55.148 | du | Residential | IBS | Dubai South | DUBAI_MARSA DUBAI | 1039200 | 2CC |  | DXB_E3077O_11063_001024002 | in |  | On Air | On Air |  | Huawei | 3G+4G | HW U2.1 F2 / U900 F1 | HW L1.8 F1 (20M) + L800 F1 (15M) |  | 4/4 |  |  | IIB
| SHJ0262 | Department of Economic Development of Sharjah | SHJ0262 | SHJ5262 | SHJL0262 |  | NE | 25.3488 | 55.375 | du | Government | IBS | Sharjah | SHARJAH_AL LAYYEH | 3007800 | 1CC |  | SHJ_E3380K_10006_001003001 | in | Locked | On Air | On Air |  | Huawei | 3G+4G | HW U2.1 F2 | HW L1.8 F1 (20M) |  | 1/1 |  |  | IIB
| DXB0527 | DEPARTMENT OF NATURALIZATION AND RESIDENCE, | DXB0527 | DXB5527 | DXBL0527 |  | DXB | 25.2342 | 55.2908 | du | Government | IBS | Dubai North | DUBAI_AL JAFILIYA | 1032300 | 1CC |  | DXB_E3279V_10683_001004002 | in | Locked | On Air | On Air |  | Huawei | 3G+4G | HW U2.1 F2 | HW L1.8 F1 (20M) |  | 1/1 |  |  | IIB
| DXB0498 | DEPARTMENT OF TOURISM & COMMERCE MARKETING ((National Bank of DUBAI)) | DXB0498 | DXB5498 | DXBL0498 |  | DXB | 25.2608 | 55.3147 | du | Commercial | IBS | Dubai North | DUBAI_RIGGAT AL BUTEEN | 1012500 | 2CC |  | DXB_E3279M_10450_001004001 | in | Locked | On Air | On Air |  | Huawei | 3G+4G | HW U2.1 F2 / U900 F1 | HW L1.8 F1 (20M) + L800 F1 (15M) |  | 4/4 |  |  | IIB
| AUH0581 | Department of Transport Qaryat Al Beri | AUH0581 | AUH5581 | AUHL0581 |  | AUH | 24.4134 | 54.4915 | du | Government | IBS | Abu Dhabi | ABU DHABI_AL MAQTA AREA | 2044000 | 2CC |  | AUH_E2470P_10491_001003001 | in | Locked | On Air | On Air |  | Nokia | 3G+4G | NSN U900 F1 | NSN L1800 F1 (20MHz) + L800 F1 (15Mhz) |  | 5 |  |  | IIB
| AUH0456 | Department Supreme Council for National Security |  | AUH5456 | AUHL0456 |  | AUH | 24.4542 | 54.3068 | ETC | Government | IBS | Abu Dhabi | ABU DHABI_Al Ras Al Akhdar | 2500500 | 1CC |  | AUH_E2270F_10066_001001001 | in |  | On Air | On Air |  | Huawei/Nokia | 3G+4G | HW U2.1 F2 | NSN L18 F1 (20M) |  | 2 |  |  | IIB
| AUH0191 | Desert Island Resort & Spa - Sir Baniyas Island | AUH0191 | AUH5191 |  |  | AUH | 24.3661 | 52.5946 | ETC |  | IBS | WR | ABU DHABI_SIR BANIYAS ISLAND | 2003200 |  |  | AUH_E0470X_10006_001001001 | in | On Air | On Air |  |  | Nokia | 2G+3G | 3G 2100 | [5 empty] | MW
| IDX5369 | DEWA 400KV Tunnel | IDX5369 |  |  |  | DXB | 25.2967 | 55.3489 | du | Government | IBS | Dubai North | DUBAI_AL MAMZAR | 1013400 |  |  | DXB_E3279E_10908_001002001 | in | On Air |  |  |  | Nokia | 2G |  |  |  | - |  |  | IIB
Jan 2019 Update | DXB0765 | DEWA Building | DXB0765 | DXB5765 | DXBL0765 |  | DXB | 25.2269 | 55.3239 | ETC | Commercial | IBS | Dubai North | DUBAI_UMM HURAIR SECOND | 1031500 | 1CC |  | DXB_E3279X_10261_001001001 | in | Locked | On Air | On Air |  | Huawei | 3G+4G | HW U2.1 F2 | HW L1.8 F1 (20M) |  | 1/2 |  |  | IIB
| DXB0686 | Dewa Customer Care Center Al Qouz | DXB0686 | DXB5686 | DXBL0686 |  | DXB | 25.1541 | 55.2325 | ETC | Government | IBS | Dubai South | DUBAI_AL QOUZE IND.FIRST (AL QUOZ IND. FIRST) | 1036400 | 1CC |  | DXB_E3178S_11210_001003001 | in | Locked | On Air | On Air |  | Huawei | 3G+4G | HW U2.1 F2 | HW L1.8 F1 (20M) |  | 1/1 |  |  | IIB
| DXB0056 | Dewa Office Al Warsan | DXB0056 | DXB5056 | DXBL0056 |  | DXB | 25.147 | 55.4338 | ETC | Government | IBS | Dubai North | DUBAI_WARSAN SECOND | 1062200 | 1CC |  | DXB_E3378S_10205_001001002 | in | Locked | On Air | On Air |  | Huawei | 3G+4G | HW U2.1 F2 | HW L1.8 F1 (20M) |  | 2/3 |  |  | IIB
| IDX5422 | DFC Mall_Basement |  | IDX0422 | IDXL5422 |  | DXB | 25.2227 | 55.3517 | ETC | Mall | IBS | Dubai North | DUBAI_AL KHEERAN (RAS AL HAMAR) | 1041200 | 3CC |  | DXB_E3279Y_10486_001002002 | in |  | On Air | On Air |  | Huawei | 3G+4G | HW U2.1 F2 / U900 F1 | HW L1.8 F1/F2 (20+10M) + L800 F1 (15M) |  | 12/24 |  |  | IIB
| IDX5425 | DFC Mall_Left Part |  | IDX0425 | IDXL5425 | IDXNR5425 | DXB | 25.223 | 55.3512 | ETC | Mall | IBS | Dubai North | DUBAI_AL KHEERAN (RAS AL HAMAR) | 1041200 | 3CC | Yes | DXB_E3279Y_10486_001007001 | in |  | On Air | On Air | On Air | Huawei | 3G+4G+5G | HW U2.1 F2 / U900 F1 | HW L1.8 F1/F2 (20+10M) + L800 F1 (15M) | 1CC | 6/6 | 3/0 | N41 | IIB
| IDX5429 | DFC Mall_Middle Part 1 |  | IDX0427 | IDXL5427 | IDXNR5427 | DXB | 25.2218 | 55.3528 | ETC | Mall | IBS | Dubai North | DUBAI_AL KHEERAN (RAS AL HAMAR) | 1041200 | 2CC | Yes | DXB_E3279Y_10486_001004232 | in |  | On Air | On Air | On Air | Huawei | 3G+4G+5G | HW U2.1 F2 / U900 F1 | HW L1.8 F1/F2 (20+10M) | 1CC | 4/4 | 2/0 | N41 | IIB
| IDX5428 | DFC Mall_Middle Part 2 |  | IDX0428 | IDXL5428 | IDXNR5428 | DXB | 25.2216 | 55.3518 | ETC | Mall | IBS | Dubai North | DUBAI_AL KHEERAN (RAS AL HAMAR) | 1041200 | 2CC | Yes | DXB_E3279Y_10486_001004233 | in |  | On Air | On Air | On Air | Huawei | 3G+4G+5G | HW U2.1 F2 / U900 F1 | HW L1.8 F1/F2 (20+10M) | 1CC | 4/4 | 2/0 | N41 | IIB
| IDX5429 | DFC Mall_Right Part |  | IDX0429 | IDXL5429 | IDXNR5429 | DXB | 25.2218 | 55.3527 | ETC | Mall | IBS | Dubai North | DUBAI_AL KHEERAN (RAS AL HAMAR) | 1041200 | 3CC | Yes | DXB_E3279Y_10486_001005052 | in |  | On Air | On Air | On Air | Huawei | 3G+4G+5G | HW U2.1 F2 / U900 F1 | HW L1.8 F1/F2 (20+10M) + L800 F1 (15M) | 1CC | 6/6 | 3/0 | N41 | IIB
| AUH0895 | DFMC Hospital - Al Gharbia Hospitals | AUH0895 | AUH5895 | AUHL0895 |  | AUH | 23.6406 | 53.7081 | du | Hospital | IBS | Abu Dhabi | ABU DHABI_MADINAT ZAYED(WR) | 2031200 | 1CC |  | AUH_E1561E_10438_001001001 | in | Locked | On Air | On Air |  | Nokia | 3G+4G | NSN U2.1 F1+F2 | NSN L18 F1 (20M) |  | 1 |  |  | IIB
| SHJ0366 | Dhafra Building | SHJ0366 | SHJ5366 | SHJl0366 |  | NE | 25.3002 | 55.372 | du | Residential | IBS | Sharjah | SHARJAH_AL NAHDA | 3010200 | 2CC |  | SHJ_E3379A_10212_001002001 | in | Locked | On Air | On Air |  | Huawei | 3G+4G | HW U2.1 F2 / U900 F1 | HW L1.8 F1 (20M) + L800 F1 (15M) |  | 4 |  |  | IIB
July 2019 Update | DXB0145 | DHCC 25 and 27 | DXB0145 | DXB5145 | DXBL0145 |  | DXB | 25.2327 | 55.3263 | du | Commercial | IBS | Dubai North | DUBAI_UMM HURAIR SECOND | 1031500 | 2CC |  | DXB_E3279X_10011_001003020 | in | Locked | On Air | On Air |  | Huawei | 3G+4G | HW U2.1 F2 / U900 F1 | HW L1.8 F1 (20M) + L800 F1 (15M) |  | 2/2 |  |  | IIB
July 2019 Update | DXB0862 | DHCC 26 | DXB0862 | DXB5862 | DXBL0862 |  | DXB | 25.2327 | 55.3263 | du | Commercial | IBS | Dubai North | DUBAI_UMM HURAIR SECOND | 1031500 | 1CC |  | DXB_E3279X_10011_001003021 | in | Locked | On Air | On Air |  | Huawei | 3G+4G | HW U2.1 F2 / U900 F1 | HW L1.8 F1 (20M) |  | 1/2 |  |  | IIB
| IDX5003 | DHCC 39 | IDX5003 | IDX0003 | IDXL5003 |  | DXB | 25.2303 | 55.3248 | du | commercial | IBS | Dubai North | DUBAI_UMM HURAIR SECOND | 1031500 | 2CC |  | DXB_E3279X_10012_001002003 | in | Locked | On Air | On Air |  | Huawei | 3G+4G | HW U2.1 F2 / U900 F1 | HW L1.8 F1 (20M) + L800 F1 (15M) |  | 2/2 |  |  | IIB
July 2019 Update | DXB0154 | DHCC 40 |  | DXB5154 | DXBL0154 |  | DXB | 25.2303 | 55.3248 | du | Commercial | IBS | Dubai North | DUBAI_UMM HURAIR SECOND | 1031500 | 2CC |  | DXB_E3279X_10012_001002004 | in |  | On Air | On Air |  | Huawei | 3G+4G | HW U2.1 F2 / U900 F1 | HW L1.8 F1 (20M) + L800 F1 (15M) |  | 3 |  |  | IIB
| DXB0143 | DHCC 41 | DXB0143 | DXB5143 | DXBL0143 |  | DXB | 25.2303 | 55.3248 | du | Commercial | IBS | Dubai North | DUBAI_UMM HURAIR SECOND | 1031500 | 2CC |  | DXB_E3279X_10019_001001012 | in | Locked | On Air | On Air |  | Huawei | 3G+4G | HW U2.1 F2 / U900 F1 | HW L1.8 F1 (20M) + L800 F1 (15M) |  | 2/2 |  |  | IIB
Sep 2019 Update | IDX5015 | DHCC 47 | IDX5015 | IDX0015 | IDXL5015 |  | DXB | 25.2293 | 55.3222 | du | Commercial | IBS | Dubai North | DUBAI_UMM HURAIR SECOND | 1031500 | 2CC |  | DXB_E3279X_10013_001004008 | in | Locked | On Air | On Air |  | Huawei | 3G+4G | HW U2.1 F2 / U900 F1 | HW L1.8 F1 (20M) + L800 F1 (15M) |  | 2/2 |  |  | IIB
| DXB0244 | DHCC 49 | DXB0244 | DXB5244 | DXBL0244 |  | DXB | 25.2293 | 55.3222 | du | Hospital | IBS | Dubai North | DUBAI_UMM HURAIR SECOND | 1031500 | 2CC |  | DXB_E3279W_10024_001002011 | in | Locked | On Air | On Air |  | Huawei | 3G+4G | HW U2.1 F2 / U900 F1 | HW L1.8 F1 (20M) + L800 F1 (15M) |  | 2/2 |  |  | IIB
| DXB0786 | DHCC 51 |  | DXB5786 | DXBL0786 |  | DXB | 25.2325 | 55.3219 | du | Commercial | IBS | Dubai North | DUBAI_UMM HURAIR SECOND | 1031500 | 2CC |  | DXB_E3279W_10019_001003010 | in |  | On Air | On Air |  | Huawei | 3G+4G | HW U2.1 F2 / U900 F1 | HW L1.8 F1 (20M) + L800 F1 (15M) |  | 3 |  |  | IIB
Jun 2020 Update | IDX5004 | DHCC 52 | IDX5004 | IDX0004 | IDXL5004 |  | DXB | 25.2325 | 55.3219 | du | Commercial | IBS | Dubai North | DUBAI_UMM HURAIR SECOND | 1031500 | 2CC |  | DXB_E3279W_10018_001002008 | in | Locked | On Air | On Air |  | Huawei | 3G+4G | HW U2.1 F2 / U900 F1 | HW L1.8 F1/F2 (20+10M) |  | 1/2 |  |  | IIB
| DXB0905 | DHCC 59 | DXB0905 | DXB5905 | DXBL0905 |  | DXB | 25.2319 | 55.3198 | du | Hospital | IBS | Dubai North | DUBAI_UMM HURAIR SECOND | 1031500 | 1CC |  | DXB_E3279Y_10487_001004004 | in | Locked | On Air | On Air |  | Huawei | 3G+4G | HW U2.1 F2 | HW L1.8 F1 (20M) |  | 1/1 |  |  | IIB
| DXB0492 | DHCC AP 34 | DXB0492 | DXB5492 | DXBL0492 |  | DXB | 25.2306 | 55.3233 | du | Commercial | IBS | Dubai North | DUBAI_UMM HURAIR SECOND | 1031500 | 1CC |  | DXB_E3279X_10005_001003002 | in | Locked | On Air | On Air |  | Huawei | 3G+4G | HW U2.1 F2 | HW L1.8 F1 (20M) |  | 1/1 |  |  | IIB
| DXB0546 | DHCC AP16 | DXB0546 | DXB5546 | DXBL0546 |  | DXB | 25.2333 | 55.3256 | du | Commercial | IBS | Dubai North | DUBAI_UMM HURAIR SECOND | 1031500 | 1CC |  | DXB_E3279X_10023_001002002 | in | Locked | On Air | On Air |  | Huawei | 3G+4G | HW U2.1 F2 | HW L1.8 F1 (20M) |  | 4 |  |  | IIB
| DXB0483 | DHCC Dr. Sulaiman Al Habib - Building 55 | DXB0483 | DXB5483 | DXBL0483 |  | DXB | 25.2316 | 55.3206 | du | Hospital | IBS | Dubai North | DUBAI_UMM HURAIR SECOND | 1031500 | 2CC |  | DXB_E3377Q_10010_001001004 | in | Locked | On Air | On Air |  | Huawei | 3G+4G | HW U2.1 F2 / U900 F1 | HW L1.8 F1 (20M) + L800 F1 (15M) |  | 2/2 |  |  | IIB
| DXB0582 | DHCC Dr. Sulaiman Al Habib - Building 57 | DXB0582 | DXB5582 | DXBL0582 |  | DXB | 25.232567 | 55.3209 | du | Hospital | IBS | Dubai North | DUBAI_UMM HURAIR SECOND | 1031500 | 2CC |  | DXB_E3279W_10017_001011003 | in | Locked | On Air | On Air |  | Huawei | 3G+4G | HW U2.1 F2 / U900 F1 | HW L1.8 F1/F2 (20+10M) |  | 1/4 |  |  | IIB
| IDX5059 | DHCC Jumeirah Al Khor - Common Floor | IDX5059 | IDX0059 | IDXL5059 |  | DXB | 25.234 | 55.3238 | ETC | Car Park | IBS | Dubai North | DUBAI_UMM HURAIR SECOND | 1031500 | 1CC |  | DXB_E3279X_10698_001002001 | in | Locked | On Air | On Air |  | Huawei | 3G+4G | HW U2.1 F2 | HW L1.8 F1 (20M) |  | 2/2 |  |  | IIB
| IDX5058 | DHCC Jumeirah Al Khor - Hyatt Regency Hotel | IDX5058 | IDX0058 | IDXL5058 |  | DXB | 25.2342 | 55.3242 | ETC | Hotel | IBS | Dubai North | DUBAI_UMM HURAIR SECOND | 1031500 | 2CC |  | DXB_E3279X_10698_001001001 | in | Locked | On Air | On Air |  | Huawei | 3G+4G | HW U2.1 F2 / U900 F1 | HW L1.8 F1 (20M) + L800 F1 (15M) |  | 6 |  |  | IIB
Apr 2019 Update | IDX5057 | DHCC Jumeirah Al Khor - Service Apartment |  | IDX0057 | IDXL5057 |  | DXB | 25.2343 | 55.3235 | ETC | Residential | IBS | Dubai North | DUBAI_UMM HURAIR SECOND | 1031500 | 2CC |  | DXB_E3279X_10025_001004003 | in |  | On Air | On Air |  | Huawei | 3G+4G | HW U2.1 F2 / U900 F1 | HW L1.8 F1 (20M) + L800 F1 (15M) |  | 4/4 |  |  | IIB
Mar 2019 Update | DXB0327 | Dhow Palace Hotel | DXB0327 | DXB5327 | DXBL0327 |  | DXB | 25.2508 | 55.2924 | du | Hotel | IBS | Dubai North | DUBAI_MANKHOOL | 1031700 | 2CC |  | DXB_E3279Q_12296_001002001 | in | Locked | On Air | On Air |  | Huawei | 3G+4G | HW U2.1 F2 / U900 F1 | HW L1.8 F1 (20M) + L800 F1 (15M) |  | 2/4 |  |  | MW
| DXB0028 | Diamond and Gold Park Building | DXB0028 | DXB5028 | DXBL0028 |  | DXB | 25.1262 | 55.2081 | du | Commercial | IBS | Dubai South | DUBAI_AL QOUZE IND.THIRD (AL QUOZ IND. THIRD) | 1036800 | 1CC |  | DXB_E3178W_10974_001002003 | in | On Air | On Air | On Air |  | Huawei | 2G+3G+4G | HW U2.1 F2 | HW L1.8 F1 (20M) |  | 3/3 |  |  | IIB
Sep 2019 Update | DXB0438 | Diamond and Gold Park Building 2 | DXB0438 | DXB5438 | DXBL0438 |  | DXB | 25.1262 | 55.2081 | du | Commercial | IBS | Dubai South | DUBAI_AL QOUZE IND.THIRD (AL QUOZ IND. THIRD) | 1036800 | 2CC |  | DXB_E3178W_10569_001001001 | in | On Air | On Air | On Air |  | Huawei | 2G+3G+4G | HW U2.1 F2 / U900 F1 | HW L1.8 F1 (20M) + L800 F1 (15M) |  | 3 |  |  | IIB
Sep 2020 Update | DXB0439 | Diamond and Gold Park Building 3 | DXB0439 | DXB5439 | DXBL0439 |  | DXB | 25.1262 | 55.2081 | du | Commercial | IBS | Dubai South | DUBAI_AL QOUZE IND.THIRD (AL QUOZ IND. THIRD) | 1036800 | 2CC |  | DXB_E3178W_11695_001001027 | in | On Air | On Air | On Air |  | Huawei | 2G+3G+4G | HW U2.1 F2 / U900 F1 | HW L1.8 F1 (20M) + L800 F1 (15M) |  | 3 |  |  | IIB
| FUJ0628 | Dibba Hospital | FUJ0628 | FUJ5628 | FUJL0628 |  | NE | 25.5883 | 56.2662 | du | Hospital | IBS | Fujairah | FUJAIRAH_Dibbah - Al Rifah | 6000002 | 2CC |  | FJR_E4283U_10008_001004002 | in | Locked | On Air | On Air |  | Huawei | 3G+4G | HW U2.1 F2 / U900 F1 | HW L1.8 F1 (20M) + L800 F1 (15M) |  | 4/4 |  |  | IIB
| IDX5143 | DIC Building 1 | IDX5143 | IDX0143 | IDXL5143 |  | DXB | 25.0951 | 55.1605 | du | Commercial | IBS | Dubai South | DUBAI_AL SAFOUH SECOND | 1038200 | 2CC |  | DXB_E3077J_10148_001001024 | in | Locked | On Air | On Air |  | Huawei | 3G+4G | HW U2.1 F2 / U900 F1 | HW L1.8 F1 (20M) + L800 F1 (15M) |  | 2/2 |  |  | IIB
| IDX5138 | DIC Building 11 | IDX5138 | IDX0138 | IDXL5138 |  | DXB | 25.0971 | 55.164 | du | Commercial | IBS | Dubai South | DUBAI_AL SAFOUH SECOND | 1038200 | 2CC |  | DXB_E3077J_10153_001006021 | in | Locked | On Air | On Air |  | Huawei | 3G+4G | HW U2.1 F2 / U900 F1 | HW L1.8 F1 (20M) + L800 F1 (15M) |  | 2/2 |  |  | IIB
Apr 2019 Update | DXB0668 | DIC Building 14 | DXB0668 | DXB5668 | DXBL0668 |  | DXB | 25.0983 | 55.1631 | du | Commercial | IBS | Dubai South | DUBAI_AL SAFOUH SECOND | 1038200 | 2CC |  | DXB_E3077J_10151_001002018 | in | Locked | On Air | On Air |  | Huawei | 3G+4G | HW U2.1 F2 / U900 F1 | HW L1.8 F1 (20M) + L800 F1 (15M) |  | 2/2 |  |  | IIB
Sep 2019 Update | DXB0198 | DIC Building 6 - Siemens | DXB0198 | DXB5198 | DXBL0198 |  | DXB | 25.0937 | 55.1611 | du | Commercial | IBS | Dubai South | DUBAI_AL SAFOUH SECOND | 1038200 | 2CC |  | DXB_E3077J_10081_001001017 | in | Locked | On Air | On Air |  | Huawei | 3G+4G | HW U2.1 F2 / U900 F1 | HW L1.8 F1 (20M) + L800 F1 (15M) |  | 2/2 |  |  | dufix
| IDX5416 | DIC Building 9 - Canon Building |  | IDX0416 | IDXL5416 |  | DXB | 25.0954 | 55.1618 | du | Commercial | IBS | Dubai South | DUBAI_AL SAFOUH SECOND | 1038200 | 2CC |  | DXB_E3077J_10022_001004027 | in |  | On Air | On Air |  | Huawei | 3G+4G | HW U2.1 F2 / U900 F1 | HW L1.8 F1 (20M) + L800 F1 (15M) |  | 2/2 |  |  | dufix
| DXB0861 | DICC Extension | DXB0861 | DXB5861 | DXBL0861 | DXBNR0861 | DXB | 25.2254 | 55.2869 | du | Exhibition | IBS | Dubai North | DUBAI_TRADE CENTER SECOND | 1033600 | 4CC | Yes | DXB_E3279V_10271_001005001 | in | Locked | On Air | On Air | On Air | Huawei | 3G+4G+5G | HW U2.1 F2 / U900 F1 | HW L1.8 F1/F2 (20+10M) + L800 F1 (15M) + L21 (10M) | 2CC | 2/4 | 0/8 | N78 F1 + N78 F2 | IIB
| DXB0861 | DICC Extension |  | DXB5861A | DXBL0861I |  | DXB | 25.2254 | 55.2869 | du | Exhibition | IBS | Dubai North | DUBAI_TRADE CENTER SECOND | 1033600 | 4CC | Yes | DXB_E3279V_10271_001005001 | in |  | On Air | On Air |  | Huawei | 3G+4G | HW U2.1 F2 / U900 F1 | HW L1.8 F1/F2 (20+10M) + L800 F1 (15M) + L21 (10M) |  | 2/4 |  |  | IIB
| DXB0942 | DICC Extension Arena Hall |  | DXB5942 | DXBL0942 |  | DXB | 25.2261 | 55.2873 | du | Exhibition | IBS | Dubai North | DUBAI_TRADE CENTER SECOND | 1033600 | 4CC | Yes | DXB_E3279V_10271_001003001 | in |  | On Air | On Air |  | Huawei | 3G+4G | HW U2.1 F2 / U900 F1 | HW L1.8 F1/F2 (20+10M) + L800 F1 (15M) + L21 (10M) |  | 2/4 |  |  | IIB
| DXB0381 | DICC Hall 3 and 4 (3G only) |  | DXB5381 | DXBL0381 | DXBNR0381 | DXB | 25.2244 | 55.2873 | du | Exhibition | IBS | Dubai North | DUBAI_TRADE CENTER SECOND | 1033600 | 4CC | Yes | DXB_E3279V_10271_004002004 | in |  | On Air | On Air | On Air | Huawei | 3G+4G+5G | HW U2.1 F2 / U900 F1 | HW L1.8 F1/F2 (20+10M) + L800 F1 (15M) + L21 (10M) | 2CC | 6/4 | 0/31 | N78 F1 + N78 F2 | IIB
| DXB0381 | DICC Hall 3 and 4 (3G only) |  | DXB5381A |  |  | DXB | 25.2244 | 55.2873 | du | Exhibition | IBS | Dubai North | DUBAI_TRADE CENTER SECOND | 1033600 |  | Yes | DXB_E3279V_10271_004002004 | in |  | On Air |  |  | Huawei | 3G | 3G 2100 + 900 |  |  | 4 |  |  | IIB
| DXB0774 | DICC Halls 1-4 & Zabeel Hall | DXB0774 | DXB5999 | DXBL0999 |  | DXB | 25.2255 | 55.288 | du | Exhibition | IBS | Dubai North | DUBAI_TRADE CENTER SECOND | 1033600 | 4CC | Yes | DXB_E3279V_10271_004002003 | in | Locked | On Air | On Air |  | Huawei | 3G+4G | HW U2.1 F2 / U900 F1 | HW L1.8 F1/F2 (20+10M) + L800 F1 (15M) + L21 (10M) |  | 4/4 |  |  | IIB
| DXB0122 | DICC Halls 5-8 & Maktoum Hall |  |  | DXBL0122II | DXBNR0122B | DXB | 25.2256 | 55.2888 | du |  | IBS | Dubai North | DUBAI_TRADE CENTER SECOND | 1033600 | 3CC | Yes | DXB_E3279V_10271_003001040 | in |  |  | On Air | On Air | Huawei | 4G+5G |  | HW L1.8 F1/F2 (20+10M) + L800 F1 (15M) | 2CC | 6 | 0/36 | N78 F1 + N78 F2 | IIB
| DXB0122 | DICC Halls 5-8 & Maktoum Hall |  | DXB5122A | DXBL0122I | DXBNR0122A | DXB | 25.2256 | 55.2888 | du | Exhibition | IBS | Dubai North | DUBAI_TRADE CENTER SECOND | 1033600 | 3CC | Yes | DXB_E3279V_10271_003001040 | in |  | On Air | On Air | On Air | Huawei | 3G+4G+5G | HW U2.1 F2 / U900 F1 | HW L1.8 F1/F2 (20+10M) + L800 F1 (15M) | 2CC | 4/4 | 0/9 | N78 F1 + N78 F2 | IIB
| DXB0122 | DICC Halls 5-8 & Maktoum Hall | DXB0122 | DXB5122 | DXBL0122 |  | DXB | 25.2256 | 55.2888 | du | Exhibition | IBS | Dubai North | DUBAI_TRADE CENTER SECOND | 1033600 | 4CC | Yes | DXB_E3279V_10271_003001040 | in | Locked | On Air | On Air |  | Huawei | 3G+4G | HW U2.1 F2 / U900 F1 | HW L1.8 F1/F2 (20+10M) + L800 F1 (15M) |  | 2/4 |  |  | IIB
| IDX5117 | DICC Maktoum Hall |  | IDX0117 |  |  | DXB | 25.2219 | 55.2878 | du |  | IBS | Dubai North | DUBAI_TRADE CENTER SECOND | 1033600 |  | Yes | DXB_E3279V_11001_001004126 | in |  | On Air |  |  | Huawei | 3G | 3G 2100 + 900 |  |  | 2 |  |  | IIB
Dec 2020 update | DXB0953 | DICC Zabeel Hall_1 |  | DXB5953 | DXBL0953 | DXBNR0953 | DXB | 25.2259 | 55.2896 | du | Exhibition | IBS | Dubai North | DUBAI_TRADE CENTER SECOND | 1033600 | 4CC | Yes | DXB_E3279V_10271_003001041 | in |  | On Air | On Air | On Air | Huawei | 3G+4G+5G | HW U2.1 F2 / U900 F1 | HW L1.8 F1/F2 (20+10M) + L800 F1 (15M) + L21 (10M) | 2CC | 2/4 | 0/8 | N78 F1 + N78 F2 | IIB
| DXB0956 | DICC Zabeel Hall_2 |  | DXB5956 |  |  | DXB | 25.226 | 55.2899 | du |  | IBS | Dubai North | DUBAI_TRADE CENTER SECOND | 1033600 |  | Yes | DXB_E3279V_10271_004002002 | in |  | On Air |  |  | Huawei | 3G | 3G 2100 + 900 |  |  | 4 |  |  | IIB
| DXB0957 | DICC Zabeel Hall_3 |  | DXB5957 | DXBL0957 | DXBNR0957 | DXB | 25.2263 | 55.2901 | du | Exhibition | IBS | Dubai North | DUBAI_TRADE CENTER SECOND | 1033600 | 4CC | Yes | DXB_E3279V_10271_003001042 | in |  | On Air | On Air | On Air | Huawei | 3G+4G+5G | HW U2.1 F2 / U900 F1 | HW L1.8 F1/F2 (20+10M) + L800 F1 (15M) + L21 (10M) | 2CC | 2/4 | 0/12 | N78 F1 + N78 F2 | IIB
| DXB0122 | DICC Zabeel Hall_3 |  | DXB5957A |  |  | DXB | 25.2263 | 55.2901 | du | Exhibition | IBS | Dubai North | DUBAI_TRADE CENTER SECOND | 1033600 |  |  | DXB_E3279V_10271_003001040 | in |  | On Air |  |  | Huawei | 3G | 3G 2100 |  |  | 1 |  |  | IIB
| DXB0502 | DIFC - Precincts | DXB0502 | DXB5502A | DXBL0502 | DXBNR0502 | DXB | 25.2144 | 55.2808 | du | Commercial | IBS | Dubai North | DUBAI_ZAABEEL SECOND | 1033700 | 1CC |  | DXB_E3278A_11632_001008001 | in | Locked | On Air | On Air | On Air | Huawei | 3G+4G+5G | HW U2.1 F2 | HW L1.8 F1 (20M) | 1CC | 6/6 | 8/0 | N41 | IIB
Feb 2019 Update | DXB0502 | DIFC - PRECINCTS |  | DXB5502B | DXBL0502I |  | DXB | 25.2144 | 55.2808 | du | Commercial | IBS | Dubai North | DUBAI_ZAABEEL SECOND | 1033700 | 2CC |  | DXB_E3278A_11632_001008001 | in |  | On Air | On Air |  | Huawei | 3G+4G | HW U2.1 F2 / U900 F1 | HW L1.8 F1 (20M) + L800 F1 (15M) |  | 4/4 |  |  | IIB
July 2020 update | DXB0018 | DIFC Gate | DXB0018 | DXB5018A | DXBL0018 | DXBNR0018 | DXB | 25.2146 | 55.2815 | du | Commercial | IBS | Dubai North | DUBAI_ZAABEEL SECOND | 1033700 | 2CC |  | DXB_E3278A_11541_007005042 | in | Locked | On Air | On Air | On Air | Huawei | 3G+4G+5G | HW U2.1 F2 | HW L1.8 F1/F2 (20+5M) | 1CC | 6/6 | 4/16 | N41+N78 F1 | IIB
| DXB0018 | DIFC Gate |  |  | DXBL0018I |  | DXB | 25.2146 | 55.2815 | du |  | IBS | Dubai North | DUBAI_ZAABEEL SECOND | 1033700 | 1CC |  | DXB_E3278A_11541_007005042 | in |  |  | On Air |  | Huawei | 4G |  | HW L1.8 F1 (20M) |  | 1 |  |  | IIB
| DXB0018 | DIFC Gate |  | DXB5018B |  |  | DXB | 25.2146 | 55.2815 | du | Commercial | IBS | Dubai North | DUBAI_ZAABEEL SECOND | 1033700 |  |  | DXB_E3278A_11541_007005042 | in |  | On Air |  |  | Huawei | 3G | 3G 2100 |  |  | 1 |  |  | IIB
| DXB0281 | DIFC Gate Village 1 | DXB0281 | DXB5281 | DXBL0281 |  | DXB | 25.2141 | 55.2833 | du | Residential | IBS | Dubai North | DUBAI_ZAABEEL SECOND | 1033700 | 2CC |  | DXB_E3278A_11544_001012010 | in | Locked | On Air | On Air |  | Huawei | 3G+4G | HW U2.1 F2 / U900 F1 | HW L1.8 F1 (20M) + L800 F1 (15M) |  | 8 |  |  | IIB
| DXB0292 | DIFC Gate Village 10 | DXB0292 | DXB5292 | DXBL0292 |  | DXB | 25.2128 | 55.2821 | du | Residential | IBS | Dubai North | DUBAI_ZAABEEL SECOND | 1033700 | 2CC |  | DXB_E3278A_11548_001009013 | in | Locked | On Air | On Air |  | Huawei | 3G+4G | HW U2.1 F2 / U900 F1 | HW L1.8 F1 (20M) + L800 F1 (15M) |  | 15 |  |  | IIB
| DXB0284 | DIFC Gate Village 2 | DXB0284 | DXB5284 | DXBL0284 |  | DXB | 25.2139 | 55.2836 | du | Residential | IBS | Dubai North | DUBAI_ZAABEEL SECOND | 1033700 | 2CC |  | DXB_E3278A_11545_001008005 | in | Locked | On Air | On Air |  | Huawei | 3G+4G | HW U2.1 F2 / U900 F1 | HW L1.8 F1 (20M) + L800 F1 (15M) |  | 8 |  |  | IIB
| DXB0285 | DIFC Gate Village 3 | DXB0285 | DXB5285 | DXBL0285 |  | DXB | 25.2139 | 55.2827 | du | Residential | IBS | Dubai North | DUBAI_ZAABEEL SECOND | 1033700 | 2CC |  | DXB_E3278A_11546_001004002 | in | Locked | On Air | On Air |  | Huawei | 3G+4G | HW U2.1 F2 / U900 F1 | HW L1.8 F1 (20M) + L800 F1 (15M) |  | 4/4 |  |  | IIB
| DXB0286 | DIFC Gate Village 4 | DXB0286 | DXB5286 | DXBL0286 |  | DXB | 25.2136 | 55.2831 | du | Residential | IBS | Dubai North | DUBAI_ZAABEEL SECOND | 1033700 | 2CC |  | DXB_E3278A_11547_001008005 | in | Locked | On Air | On Air |  | Huawei | 3G+4G | HW U2.1 F2 / U900 F1 | HW L1.8 F1 (20M) + L800 F1 (15M) |  | 8 |  |  | IIB
| DXB0287 | DIFC Gate Village 5 | DXB0287 | DXB5287 | DXBL0287 |  | DXB | 25.2134 | 55.2834 | du | Residential | IBS | Dubai North | DUBAI_ZAABEEL SECOND | 1033700 | 2CC |  | DXB_E3278B_10805_001012016 | in | Locked | On Air | On Air |  | Huawei | 3G+4G | HW U2.1 F2 / U900 F1 | HW L1.8 F1 (20M) + L800 F1 (15M) |  | 8 |  |  | IIB
| DXB0288 | DIFC Gate Village 6 | DXB0288 | DXB5288 | DXBL0288 |  | DXB | 25.2135 | 55.2825 | du | Residential | IBS | Dubai North | DUBAI_ZAABEEL SECOND | 1033700 | 2CC |  | DXB_E3278B_10803_001012013 | in | Locked | On Air | On Air |  | Huawei | 3G+4G | HW U2.1 F2 / U900 F1 | HW L1.8 F1 (20M) + L800 F1 (15M) |  | 8 |  |  | IIB
| DXB0289 | DIFC Gate Village 7 | DXB0289 | DXB5289 | DXBL0289 |  | DXB | 25.2132 | 55.2829 | du | Residential | IBS | Dubai North | DUBAI_ZAABEEL SECOND | 1033700 | 2CC |  | DXB_E3278B_10804_001012010 | in | Locked | On Air | On Air |  | Huawei | 3G+4G | HW U2.1 F2 / U900 F1 | HW L1.8 F1 (20M) + L800 F1 (15M) |  | 8 |  |  | IIB
| DXB0290 | DIFC Gate Village 8 | DXB0290 | DXB5290 | DXBL0290 |  | DXB | 25.2131 | 55.2823 | du | Residential | IBS | Dubai North | DUBAI_ZAABEEL SECOND | 1033700 | 2CC |  | DXB_E3278A_11542_001008005 | in | Locked | On Air | On Air |  | Huawei | 3G+4G | HW U2.1 F2 / U900 F1 | HW L1.8 F1 (20M) + L800 F1 (15M) |  | 8 |  |  | IIB
| IDX5607 | DIFC Index Tower |  | IDX0607 | IDXL5607 | IDXNR5607 | DXB | 25.207 | 55.2779 | ETC | Residential | IBS | Dubai North | DUBAI_ZAABEEL SECOND | 1033700 | 2CC |  | DXB_E3278A_11525_001004002 | in |  | On Air | On Air | On Air | Huawei | 3G+4G+5G | HW U2.1 F2 / U900 F1 | HW L1.8 F1 (20M) + L800 F1 (15M) | 1CC | 25 | 7/0 | N41 | IIB
| DXB0560 | DIFC Precinct Building # 6 | DXB0560 | DXB5560 | DXBL0560 | DXBNR0560 | DXB | 25.2153 | 55.2806 | du | Commercial | IBS | Dubai North | DUBAI_ZAABEEL SECOND | 1033700 | 2CC |  | DXB_E3278A_11628_001006003 | in | Locked | On Air | On Air | On Air | Huawei | 3G+4G+5G | HW U2.1 F2 / U900 F1 | HW L1.8 F1 (20M) + L800 F1 (15M) | 1CC | 4 | 1/0 | N41 | IIB
| DXB0490 | DIFC Truck Tunnel Site 1 | DXB0490 | DXB5490 | DXBL0490 |  | DXB | 25.2142 | 55.2823 | du | Tunnel | IBS | Dubai North | DUBAI_ZAABEEL SECOND | 1033700 | 2CC |  | DXB_E3278A_11547_001005002 | in | On Air | On Air | On Air |  | Huawei | 2G+3G+4G | HW U2.1 F2 / U900 F1 | HW L1.8 F1 (20M) + L800 F1 (15M) |  | 4 |  |  | IIB
| DXB0820 | DIFC Truck Tunnel Site 2 | DXB0820 | DXB5820 | DXBL0820 |  | DXB | 25.2142 | 55.2823 | du | Tunnel | IBS | Dubai North | DUBAI_ZAABEEL SECOND | 1033700 | 2CC |  | DXB_E3278A_11547_001005003 | in | On Air | On Air | On Air |  | Huawei | 2G+3G+4G | HW U2.1 F2 / U900 F1 | HW L1.8 F1 (20M) + L800 F1 (15M) |  | 4 |  |  | IIB
| DXB0892 | DIFC Truck Tunnel Site 3 | DXB0892 | DXB5892 | DXBL0892 |  | DXB | 25.2142 | 55.2823 | du | Tunnel | IBS | Dubai North | DUBAI_ZAABEEL SECOND | 1033700 | 2CC |  | DXB_E3278A_11547_001005004 | in | On Air | On Air | On Air |  | Huawei | 2G+3G+4G | HW U2.1 F2 / U900 F1 | HW L1.8 F1 (20M) + L800 F1 (15M) |  | 4 |  |  | IIB
| DXB0616 | DIFC_Precents_bldg 1 | DXB0616 | DXB5616 | DXBL0616 | DXBNR0616 | DXB | 25.2147 | 55.2822 | du | Commercial | IBS | Dubai North | DUBAI_ZAABEEL SECOND | 1033700 | 2CC |  | DXB_E3278A_11629_001001004 | in | On Air | On Air | On Air | On Air | Huawei | 2G+3G+4G+5G | HW U2.1 F2 / U900 F1 | HW L1.8 F1 (20M) + L800 F1 (15M) | 1CC | 2/2 | 1/0 | N41 | IIB
| DXB0262 | DIP HQ | DXB0262 | DXB5262 |  |  | DXB | 24.9994 | 55.169 | ETC | Commercial | IBS | Dubai South | DUBAI_Dubai Green Community | 1059802 |  |  | DXB_E3176F_10137_001001002 | in | Locked | On Air |  |  | Huawei | 3G | 3G 2100 + 900 |  |  | 6 |  |  | MW
| IDX0960C | District Cooling Plant 1 |  | IDX0960C | IDXL5960III |  | DXB | 25.1969 | 55.2822 | du | Commercial | ATOM | Dubai North | DUBAI_BURJ KHALIFA (BUSINESS BAY) | 1034500 | 1CC |  | DXB_E3278F_10259_001005256 | in |  | On Air | On Air |  | Huawei | 3G+4G | HW U2.1 F2 | HW L1.8 F1 (20M) |  | 1 |  |  | IIB
| IDX0960D | District Cooling Plant 2 |  | IDX0960D | IDXL5960IV |  | DXB | 25.1876 | 55.2763 | du | Commercial | ATOM | Dubai North | DUBAI_BURJ KHALIFA (BUSINESS BAY) | 1034500 | 1CC |  | DXB_E3278F_10298_001002001 | in |  | On Air | On Air |  | Huawei | 3G+4G | HW U2.1 F2 | HW L1.8 F1 (20M) |  | 1 |  |  | IIB
| AJM0929 | Diwan Towers |  | AJM5929 | AJML0929 |  | NE | 25.4158 | 55.4422 | du | Mixed Used | IBS | Ajman | AJMAN_NAKHEEL 2 | 4001000 | 3CC |  | AJM_E3381Y_13267_001005002 | in |  | On Air | On Air |  | Huawei | 3G+4G | HW U2.1 F2 / U900 F1 | HW L1.8 F1/F2 (20+10M) + L800 F1 (15M) |  | 12/12 |  |  | IIB
| IDX5318 | DLC Office Park A11 A12 B11 B12 B13 |  | IDX0318 | IDXL5318 |  | DXB | 24.9096 | 55.1168 | ETC | Commercial | IBS | Dubai South | DUBAI_MADINAT AL MATAAR | 1052100 | 2CC |  | DXB_E3075H_10021_001001017 | in |  | On Air | On Air |  | Huawei | 3G+4G | HW U2.1 F2 / U900 F1 | HW L1.8 F1 (20M) + L800 F1 (15M) |  | 15 |  |  | MW
| IDX5320 | DLC Office Park A21 A22 B21 B22 B23 |  | IDX0320 | IDXL5320 | IDXNR5320 | DXB | 24.9098 | 55.118 | ETC | Commercial | IBS | Dubai South | DUBAI_MADINAT AL MATAAR | 1052100 | 2CC |  | DXB_E3075H_10020_001001015 | in |  | On Air | On Air | On Air | Huawei | 3G+4G+5G | HW U2.1 F2 / U900 F1 | HW L1.8 F1 (20M) + L800 F1 (15M) | 1CC | 15 | 5/0 | N41 | IIB
| DXB5643F | DM Atom: 1F Chili’s and shops |  | DXB5643F |  |  | DXB | 25.1976 | 55.2787 | du | Mall | ATOM | Dubai North | DUBAI_BURJ KHALIFA (BUSINESS BAY) | 1034500 |  |  | DXB_E3278F_10259_001005389 | in |  | On Air |  |  | Huawei | 3G | 3G 2100 |  |  | 1 |  |  | dufix
| DXB5642C | DM Atom: 1F Debenhams |  | DXB5642C | DXBL0642I |  | DXB | 25.1976 | 55.2787 | du | Mall | ATOM | Dubai North | DUBAI_BURJ KHALIFA (BUSINESS BAY) | 1034500 | 1CC |  | DXB_E3278F_10259_001005388 | in |  | On Air | On Air |  | Huawei | 3G+4G | HW U2.1 F2 | HW L1.8 F1 (20M) |  | 1/1 |  |  | dufix
| DXB5642A | DM Atom: 1F Forever 21 |  | DXB5642A |  |  | DXB | 25.1976 | 55.2787 | du | Mall | ATOM | Dubai North | DUBAI_BURJ KHALIFA (BUSINESS BAY) | 1034500 |  |  | DXB_E3278F_10259_001005390 | in |  | On Air |  |  | Huawei | 3G | 3G 2100 |  |  | 1 |  |  | dufix
| DXB5643E | DM Atom: 1F Mudo City |  | DXB5643E |  |  | DXB | 25.1976 | 55.2787 | du | Mall | ATOM | Dubai North | DUBAI_BURJ KHALIFA (BUSINESS BAY) | 1034500 |  |  | DXB_E3278F_10259_001005391 | in |  | On Air |  |  | Huawei | 3G | 3G 2100 |  |  | 1 |  |  | dufix
| DXB5643D | DM Atom: 1F Paris Gallery |  | DXB5643D | DXBL0241I |  | DXB | 25.1976 | 55.2787 | du | Mall | ATOM | Dubai North | DUBAI_BURJ KHALIFA (BUSINESS BAY) | 1034500 | 1CC |  | DXB_E3278F_10259_001003553 | in |  | On Air | On Air |  | Huawei | 3G+4G | HW U2.1 F2 | HW L1.8 F1 (20M) |  | 1/1 |  |  | dufix
| DXB5643B | DM Atom: 1F_Amouage |  | DXB5643B |  |  | DXB | 25.1976 | 55.2787 | du | Mall | ATOM | Dubai North | DUBAI_BURJ KHALIFA (BUSINESS BAY) | 1034500 |  |  | DXB_E3278F_10259_001005392 | in |  | On Air |  |  | Huawei | 3G | 3G 2100 |  |  | 1 |  |  | IIB
| DXB5642B | DM Atom: 1F_Dubai ice Rink(Adidas) |  | DXB5642B | DXBL0937II |  | DXB | 25.1976 | 55.2787 | du | Mall | ATOM | Dubai North | DUBAI_BURJ KHALIFA (BUSINESS BAY) | 1034500 | 1CC |  | DXB_E3278F_10259_001005387 | in |  | On Air | On Air |  | Huawei | 3G+4G | HW U2.1 F2 | HW L1.8 F1 (20M) |  | 1/1 |  |  | dufix
| DXB5646C | DM Atom: 1F_Elie Saab |  | DXB5646C |  |  | DXB | 25.1976 | 55.2787 | du | Mall | ATOM | Dubai North | DUBAI_BURJ KHALIFA (BUSINESS BAY) | 1034500 |  |  | DXB_E3278F_10259_001005393 | in |  | On Air |  |  | Huawei | 3G | 3G 2100 |  |  | 1 |  |  | dufix
| DXB5643A | DM Atom: 1F_Fanes |  | DXB5643A |  |  | DXB | 25.1976 | 55.2787 | du | Mall | ATOM | Dubai North | DUBAI_BURJ KHALIFA (BUSINESS BAY) | 1034500 |  |  | DXB_E3278F_10259_001005394 | in |  | On Air |  |  | Huawei | 3G | 3G 2100 |  |  | 1 |  |  | IIB
| DXB5643C | DM Atom: 1F_Lafayette |  | DXB5643C |  |  | DXB | 25.1976 | 55.2787 | du | Mall | ATOM | Dubai North | DUBAI_BURJ KHALIFA (BUSINESS BAY) | 1034500 |  |  | DXB_E3278F_10259_001005395 | in |  | On Air |  |  | Huawei | 3G | 3G 2100 |  |  | 1 |  |  | IIB
| DXB5119H | DM Atom: 1F_Marks and Spencer |  | DXB5119H |  |  | DXB | 25.1976 | 55.2787 | du | Mall | ATOM | Dubai North | DUBAI_BURJ KHALIFA (BUSINESS BAY) | 1034500 |  |  | DXB_E3278F_10259_001005396 | in |  | On Air |  |  | Huawei | 3G | 3G 2100 |  |  | 1 |  |  | dufix
| DXB5647B | DM Atom: 1F_New Yorker |  | DXB5647B |  |  | DXB | 25.1976 | 55.2787 | du | Mall | ATOM | Dubai North | DUBAI_BURJ KHALIFA (BUSINESS BAY) | 1034500 |  |  | DXB_E3278F_10259_001005397 | in |  | On Air |  |  | Huawei | 3G | 3G 2100 |  |  | 1 |  |  | dufix
| DXB5647A | DM Atom: 1F_SwaroSki |  | DXB5647A |  |  | DXB | 25.1976 | 55.2787 | du | Mall | ATOM | Dubai North | DUBAI_BURJ KHALIFA (BUSINESS BAY) | 1034500 |  |  | DXB_E3278F_10259_001005398 | in |  | On Air |  |  | Huawei | 3G | 3G 2100 |  |  | 1 |  |  | dufix
| DXB5646E | DM Atom: 1F_Top shop Top Man |  | DXB5646E |  |  | DXB | 25.1976 | 55.2787 | du | Mall | ATOM | Dubai North | DUBAI_BURJ KHALIFA (BUSINESS BAY) | 1034500 |  |  | DXB_E3278F_10259_001005399 | in |  | On Air |  |  | Huawei | 3G | 3G 2100 |  |  | 1 |  |  | dufix
| DXB5646D | DM Atom: 1F_Villari |  | DXB5646D |  |  | DXB | 25.1976 | 55.2787 | du | Mall | ATOM | Dubai North | DUBAI_BURJ KHALIFA (BUSINESS BAY) | 1034500 |  |  | DXB_E3278F_10259_001005400 | in |  | On Air |  |  | Huawei | 3G | 3G 2100 |  |  | 1 |  |  | dufix
| DXB5642H | DM Atom: 2F Baby Shop |  | DXB5642H |  |  | DXB | 25.1976 | 55.2787 | du | Mall | ATOM | Dubai North | DUBAI_BURJ KHALIFA (BUSINESS BAY) | 1034500 |  |  | DXB_E3278F_10259_001007386 | in |  | On Air |  |  | Huawei | 3G | 3G 2100 |  |  | 1 |  |  | dufix
| DXB5123H | DM Atom: 2F Bloomingdale |  | DXB5123H | DXBL0123I |  | DXB | 25.1976 | 55.2787 | du | Mall | ATOM | Dubai North | DUBAI_BURJ KHALIFA (BUSINESS BAY) | 1034500 | 1CC |  | DXB_E3278F_10259_001003555 | in |  | On Air | On Air |  | Huawei | 3G+4G | HW U2.1 F2 | HW L1.8 F1 (20M) |  | 1/1 |  |  | dufix
| DXB5241J | DM Atom: 2F Harman Kardon |  | DXB5241J |  |  | DXB | 25.1976 | 55.2787 | du | Mall | ATOM | Dubai North | DUBAI_BURJ KHALIFA (BUSINESS BAY) | 1034500 |  |  | DXB_E3278F_10259_001007387 | in |  | On Air |  |  | Huawei | 3G | 3G 2100 |  |  | 1 |  |  | dufix
| DXB5937I | DM Atom: 2F Kidzania |  | DXB5937I | DXBL0241 |  | DXB | 25.1976 | 55.2787 | du | Mall | ATOM | Dubai North | DUBAI_BURJ KHALIFA (BUSINESS BAY) | 1034500 | 2CC |  | DXB_E3278F_10259_001007388 | in |  | On Air | On Air |  | Huawei | 3G+4G | HW U2.1 F2 | HW L1.8 F1/F2 (20+10M) |  | 6/1 |  |  | dufix
| DXB5123J | DM Atom: 2F Lafayette |  | DXB5123J |  |  | DXB | 25.1976 | 55.2787 | du | Mall | ATOM | Dubai North | DUBAI_BURJ KHALIFA (BUSINESS BAY) | 1034500 |  |  | DXB_E3278F_10259_001007389 | in |  | On Air |  |  | Huawei | 3G | 3G 2100 |  |  | 1 |  |  | IIB
| DXB5123I | DM Atom: 2F Max |  | DXB5123I |  |  | DXB | 25.1976 | 55.2787 | du | Mall | ATOM | Dubai North | DUBAI_BURJ KHALIFA (BUSINESS BAY) | 1034500 |  |  | DXB_E3278F_10259_001007390 | in |  | On Air |  |  | Huawei | 3G | 3G 2100 |  |  | 1 |  |  | IIB
| DXB5123F | DM Atom: 2F Mother care |  | DXB5123F |  |  | DXB | 25.1976 | 55.2787 | du | Mall | ATOM | Dubai North | DUBAI_BURJ KHALIFA (BUSINESS BAY) | 1034500 |  |  | DXB_E3278F_10259_001007391 | in |  | On Air |  |  | Huawei | 3G | 3G 2100 |  |  | 1 |  |  | dufix
| DXB5642G | DM Atom: 2F Plug in |  | DXB5642G | DXBL0123II |  | DXB | 25.1976 | 55.2787 | du | Mall | ATOM | Dubai North | DUBAI_BURJ KHALIFA (BUSINESS BAY) | 1034500 | 1CC |  | DXB_E3278F_10259_001003556 | in |  | On Air | On Air |  | Huawei | 3G+4G | HW U2.1 F2 | HW L1.8 F1 (20M) |  | 1/1 |  |  | dufix
| DXB5241H | DM Atom: 2F Sharaf DG & Go Sport |  | DXB5241H |  |  | DXB | 25.1976 | 55.2787 | du | Mall | ATOM | Dubai North | DUBAI_BURJ KHALIFA (BUSINESS BAY) | 1034500 |  |  | DXB_E3278F_10259_001007392 | in |  | On Air |  |  | Huawei | 3G | 3G 2100 |  |  | 1 |  |  | dufix
| DXB5241I | DM Atom: 2F Virgin Megastore |  | DXB5241I |  |  | DXB | 25.1976 | 55.2787 | du | Mall | ATOM | Dubai North | DUBAI_BURJ KHALIFA (BUSINESS BAY) | 1034500 |  |  | DXB_E3278F_10259_001007393 | in |  | On Air |  |  | Huawei | 3G | 3G 2100 |  |  | 1 |  |  | dufix
| DXB5119J | DM Atom: 2F_Cinema Entrance |  | DXB5119J |  |  | DXB | 25.1976 | 55.2787 | du | Mall | ATOM | Dubai North | DUBAI_BURJ KHALIFA (BUSINESS BAY) | 1034500 |  |  | DXB_E3278F_10259_001007394 | in |  | On Air |  |  | Huawei | 3G | 3G 2100 |  |  | 1 |  |  | dufix
| DXB5937J | DM Atom: 2F_Dior |  | DXB5937J |  |  | DXB | 25.1976 | 55.2787 | du | Mall | ATOM | Dubai North | DUBAI_BURJ KHALIFA (BUSINESS BAY) | 1034500 |  |  | DXB_E3278F_10259_001007395 | in |  | On Air |  |  | Huawei | 3G | 3G 2100 |  |  | 1 |  |  | dufix
| DXB5646B | DM Atom: 2F_Disney |  | DXB5646B |  |  | DXB | 25.1976 | 55.2787 | du | Mall | ATOM | Dubai North | DUBAI_BURJ KHALIFA (BUSINESS BAY) | 1034500 |  |  | DXB_E3278F_10259_001007396 | in |  | On Air |  |  | Huawei | 3G | 3G 2100 |  |  | 1 |  |  | dufix
| DXB5646J | DM Atom: 2F_Dubai Aquarium |  | DXB5646J |  |  | DXB | 25.1976 | 55.2787 | du | Mall | ATOM | Dubai North | DUBAI_BURJ KHALIFA (BUSINESS BAY) | 1034500 |  |  | DXB_E3278F_10259_001007397 | in |  | On Air |  |  | Huawei | 3G | 3G 2100 |  |  | 1 |  |  | dufix
| DXB5119I | DM Atom: 2F_Food Court 1 |  | DXB5119I |  |  | DXB | 25.1976 | 55.2787 | du | Mall | ATOM | Dubai North | DUBAI_BURJ KHALIFA (BUSINESS BAY) | 1034500 |  |  | DXB_E3278F_10259_001007398 | in |  | On Air |  |  | Huawei | 3G | 3G 2100 |  |  | 1 |  |  | dufix
| DXB5123E | DM Atom: 2F_Food Court 2 |  | DXB5123E |  |  | DXB | 25.1976 | 55.2787 | du | Mall | ATOM | Dubai North | DUBAI_BURJ KHALIFA (BUSINESS BAY) | 1034500 |  |  | DXB_E3278F_10259_001007399 | in |  | On Air |  |  | Huawei | 3G | 3G 2100 |  |  | 1 |  |  | dufix
| DXB5241E | DM Atom: 2F_Hamley's |  | DXB5241E |  |  | DXB | 25.1976 | 55.2787 | du | Mall | ATOM | Dubai North | DUBAI_BURJ KHALIFA (BUSINESS BAY) | 1034500 |  |  | DXB_E3278F_10259_001007400 | in |  | On Air |  |  | Huawei | 3G | 3G 2100 |  |  | 1 |  |  | dufix
| DXB5648C | DM Atom: 2F_Hershey’s |  | DXB5648C |  |  | DXB | 25.1976 | 55.2787 | du | Mall | ATOM | Dubai North | DUBAI_BURJ KHALIFA (BUSINESS BAY) | 1034500 |  |  | DXB_E3278F_10259_001007401 | in |  | On Air |  |  | Huawei | 3G | 3G 2100 |  |  | 1 |  |  | dufix
| DXB5642I | DM Atom: 2F_Jacky’s & Samsung |  | DXB5642I |  |  | DXB | 25.1976 | 55.2787 | du | Mall | ATOM | Dubai North | DUBAI_BURJ KHALIFA (BUSINESS BAY) | 1034500 |  |  | DXB_E3278F_10259_001007402 | in |  | On Air |  |  | Huawei | 3G | 3G 2100 |  |  | 1 |  |  | dufix
| DXB5119G | DM Atom: 2F_Sega Republic |  | DXB5119G |  |  | DXB | 25.1976 | 55.2787 | du | Mall | ATOM | Dubai North | DUBAI_BURJ KHALIFA (BUSINESS BAY) | 1034500 |  |  | DXB_E3278F_10259_001007403 | in |  | On Air |  |  | Huawei | 3G | 3G 2100 |  |  | 1 |  |  | dufix
| DXB5642J | DM Atom: 2F_Splash |  | DXB5642J |  |  | DXB | 25.1976 | 55.2787 | du | Mall | ATOM | Dubai North | DUBAI_BURJ KHALIFA (BUSINESS BAY) | 1034500 |  |  | DXB_E3278F_10259_001007404 | in |  | On Air |  |  | Huawei | 3G | 3G 2100 |  |  | 1 |  |  | IIB
| DXB5646H | DM Atom: GF Armani Cafe |  | DXB5646H | DXBL0648 |  | DXB | 25.1976 | 55.2787 | du | Mall | ATOM | Dubai North | DUBAI_BURJ KHALIFA (BUSINESS BAY) | 1034500 | 2CC |  | DXB_E3278F_10259_001003557 | in |  | On Air | On Air |  | Huawei | 3G+4G | HW U2.1 F2 | HW L1.8 F1/F2 (20+10M) |  | 7/1 |  |  | dufix
| DXB5646F | DM Atom: GF GANT |  | DXB5646F | DXBL0642II |  | DXB | 25.1976 | 55.2787 | du | Mall | ATOM | Dubai North | DUBAI_BURJ KHALIFA (BUSINESS BAY) | 1034500 | 1CC |  | DXB_E3278F_10259_001003554 | in |  | On Air | On Air |  | Huawei | 3G+4G | HW U2.1 F2 | HW L1.8 F1 (20M) |  | 1/1 |  |  | dufix
| DXB5646A | DM Atom: GF Gap |  | DXB5646A |  |  | DXB | 25.1976 | 55.2787 | du | Mall | ATOM | Dubai North | DUBAI_BURJ KHALIFA (BUSINESS BAY) | 1034500 |  |  | DXB_E3278F_10259_001003560 | in |  | On Air |  |  | Huawei | 3G | 3G 2100 |  |  | 1 |  |  | dufix
| DXB5643I | DM Atom: GF Grand Atrium |  | DXB5643I |  |  | DXB | 25.1976 | 55.2787 | du | Mall | ATOM | Dubai North | DUBAI_BURJ KHALIFA (BUSINESS BAY) | 1034500 |  |  | DXB_E3278F_10259_001003561 | in |  | On Air |  |  | Huawei | 3G | 3G 2100 |  |  | 1 |  |  | IIB
| DXB5643J | DM Atom: GF Paris Gallery |  | DXB5643J | DXBL0241II |  | DXB | 25.1976 | 55.2787 | du | Mall | ATOM | Dubai North | DUBAI_BURJ KHALIFA (BUSINESS BAY) | 1034500 | 1CC |  | DXB_E3278F_10259_001003562 | in |  | On Air | On Air |  | Huawei | 3G+4G | HW U2.1 F2 | HW L1.8 F1 (20M) |  | 1/1 |  |  | dufix
| DXB0646 | DM Atom: GF Watch Gallery |  | DXB5643H | DXBL0646 |  | DXB | 25.1976 | 55.2787 | du | Mall | ATOM | Dubai North | DUBAI_BURJ KHALIFA (BUSINESS BAY) | 1034500 | 2CC |  | 0 | in |  | On Air | On Air |  | Huawei | 3G+4G | HW U2.1 F2 | HW L1.8 F1/F2 (20+10M) |  | 5/1 |  |  | IIB
| DXB5241F | DM Atom: GF Water Fall |  | DXB5241F |  |  | DXB | 25.1976 | 55.2787 | du | Mall | ATOM | Dubai North | DUBAI_BURJ KHALIFA (BUSINESS BAY) | 1034500 |  |  | DXB_E3278F_10259_001003564 | in |  | On Air |  |  | Huawei | 3G | 3G 2100 |  |  | 1 |  |  | dufix
| DXB0642 | DM Atom: GF Zara |  | DXB5646G | DXBL0642 |  | DXB | 25.1976 | 55.2787 | du | Mall | ATOM | Dubai North | DUBAI_BURJ KHALIFA (BUSINESS BAY) | 1034500 | 2CC |  | 0 | in |  | On Air | On Air |  | Huawei | 3G+4G | HW U2.1 F2 | HW L1.8 F1/F2 (20+10M) |  | 6/1 |  |  | dufix
| DXB5999F | DM Atom: GF_Cheesecake Factory |  | DXB5999F |  |  | DXB | 25.1976 | 55.2787 | du | Mall | ATOM | Dubai North | DUBAI_BURJ KHALIFA (BUSINESS BAY) | 1034500 |  |  | DXB_E3278F_10259_001003566 | in |  | On Air |  |  | Huawei | 3G | 3G 2100 |  |  | 1 |  |  | dufix
| DXB5937H | DM Atom: GF_Dubai Aquarium |  | DXB5937H |  |  | DXB | 25.1976 | 55.2787 | du | Mall | ATOM | Dubai North | DUBAI_BURJ KHALIFA (BUSINESS BAY) | 1034500 |  |  | DXB_E3278F_10259_001003567 | in |  | On Air |  |  | Huawei | 3G | 3G 2100 |  |  | 1 |  |  | dufix
| DXB5119F | DM Atom: GF_Dubai Ice Rink (and Adidas, Lacoste) |  | DXB5119F | DXBL0119I |  | DXB | 25.1976 | 55.2787 | du | Mall | ATOM | Dubai North | DUBAI_BURJ KHALIFA (BUSINESS BAY) | 1034500 | 1CC |  | DXB_E3278F_10259_001003558 | in |  | On Air | On Air |  | Huawei | 3G+4G | HW U2.1 F2 | HW L1.8 F1 (20M) |  | 1/1 |  |  | dufix
| DXB0647 | DM Atom: GF_Lafayette |  | DXB5123G | DXBL0647 |  | DXB | 25.1976 | 55.2787 | du | Mall | ATOM | Dubai North | DUBAI_BURJ KHALIFA (BUSINESS BAY) | 1034500 | 2CC |  | 0 | in |  | On Air | On Air |  | Huawei | 3G+4G | HW U2.1 F2 | HW L1.8 F1/F2 (20+10M) |  | 5/1 |  |  | IIB
| DXB5647C | DM Atom: GF_Sephora |  | DXB5647C |  |  | DXB | 25.1976 | 55.2787 | du | Mall | ATOM | Dubai North | DUBAI_BURJ KHALIFA (BUSINESS BAY) | 1034500 |  |  | DXB_E3278F_10259_001003569 | in |  | On Air |  |  | Huawei | 3G | 3G 2100 |  |  | 1 |  |  | dufix
| DXB5647D | DM Atom: GF_Shoe District |  | DXB5647D |  |  | DXB | 25.1976 | 55.2787 | du | Mall | ATOM | Dubai North | DUBAI_BURJ KHALIFA (BUSINESS BAY) | 1034500 |  |  | DXB_E3278F_10259_001003570 | in |  | On Air |  |  | Huawei | 3G | 3G 2100 |  |  | 1 |  |  | dufix
| DXB5642E | DM Atom: GF_Shops-Nike |  | DXB5642E | DXBL0119II |  | DXB | 25.1976 | 55.2787 | du | Mall | ATOM | Dubai North | DUBAI_BURJ KHALIFA (BUSINESS BAY) | 1034500 | 1CC |  | DXB_E3278F_10259_001003559 | in |  | On Air | On Air |  | Huawei | 3G+4G | HW U2.1 F2 | HW L1.8 F1 (20M) |  | 1/1 |  |  | dufix
| DXB5643G | DM Atom: GF_Souk 1 |  | DXB5643G |  |  | DXB | 25.1976 | 55.2787 | du | Mall | ATOM | Dubai North | DUBAI_BURJ KHALIFA (BUSINESS BAY) | 1034500 |  |  | DXB_E3278F_10259_001003571 | in |  | On Air |  |  | Huawei | 3G | 3G 2100 |  |  | 1 |  |  | IIB
| DXB5642D | DM Atom: GF_Souk 2 |  | DXB5642D |  |  | DXB | 25.1976 | 55.2787 | du | Mall | ATOM | Dubai North | DUBAI_BURJ KHALIFA (BUSINESS BAY) | 1034500 |  |  | DXB_E3278F_10259_001003572 | in |  | On Air |  |  | Huawei | 3G | 3G 2100 |  |  | 1 |  |  | dufix
| DXB5648A | DM Atom: LGF Camel Company |  | DXB5648A |  |  | DXB | 25.1976 | 55.2787 | du | Mall | ATOM | Dubai North | DUBAI_BURJ KHALIFA (BUSINESS BAY) | 1034500 |  |  | DXB_E3278F_10259_001001336 | in |  | On Air |  |  | Huawei | 3G | 3G 2100 |  |  | 1 |  |  | dufix
| DXB5241G | DM Atom: LGF Food court 2 |  | DXB5241G |  |  | DXB | 25.1976 | 55.2787 | du | Mall | ATOM | Dubai North | DUBAI_BURJ KHALIFA (BUSINESS BAY) | 1034500 |  |  | DXB_E3278F_10259_001001337 | in |  | On Air |  |  | Huawei | 3G | 3G 2100 |  |  | 1 |  |  | dufix
| DXB5648B | DM Atom: LGF Marina Home |  | DXB5648B |  |  | DXB | 25.1976 | 55.2787 | du | Mall | ATOM | Dubai North | DUBAI_BURJ KHALIFA (BUSINESS BAY) | 1034500 |  |  | DXB_E3278F_10259_001001338 | in |  | On Air |  |  | Huawei | 3G | 3G 2100 |  |  | 1 |  |  | dufix
| DXB5647J | DM Atom: LGF Texas |  | DXB5647J | DXBL0643I |  | DXB | 25.1976 | 55.2787 | du | Mall | ATOM | Dubai North | DUBAI_BURJ KHALIFA (BUSINESS BAY) | 1034500 | 2CC |  | DXB_E3278F_10259_001001339 | in |  | On Air | On Air |  | Huawei | 3G+4G | HW U2.1 F2 | HW L1.8 F1/F2 (20+10M) |  | 5/1 |  |  | dufix
| DXB5642F | DM Atom: LGF Waitrose & Du Shop |  | DXB5642F | DXBL0937I |  | DXB | 25.1976 | 55.2787 | du | Mall | ATOM | Dubai North | DUBAI_BURJ KHALIFA (BUSINESS BAY) | 1034500 | 1CC |  | DXB_E3278F_10259_001001340 | in |  | On Air | On Air |  | Huawei | 3G+4G | HW U2.1 F2 | HW L1.8 F1 (20M) |  | 1/1 |  |  | dufix
| DXB5646I | DM Atom: LGF Water Fall & Cafe |  | DXB5646I |  |  | DXB | 25.1976 | 55.2787 | du | Mall | ATOM | Dubai North | DUBAI_BURJ KHALIFA (BUSINESS BAY) | 1034500 |  |  | DXB_E3278F_10259_001001341 | in |  | On Air |  |  | Huawei | 3G | 3G 2100 |  |  | 1 |  |  | dufix
| DXB5241D | DM Atom: LGF_Bloomingdale |  | DXB5241D |  |  | DXB | 25.1976 | 55.2787 | du | Mall | ATOM | Dubai North | DUBAI_BURJ KHALIFA (BUSINESS BAY) | 1034500 |  |  | DXB_E3278F_10259_001001342 | in |  | On Air |  |  | Huawei | 3G | 3G 2100 |  |  | 1 |  |  | dufix
| DXB5647E | DM Atom: LGF_Dubai Government offices 1 |  | DXB5647E |  |  | DXB | 25.1976 | 55.2787 | du | Mall | ATOM | Dubai North | DUBAI_BURJ KHALIFA (BUSINESS BAY) | 1034500 |  |  | DXB_E3278F_10259_001001343 | in |  | On Air |  |  | Huawei | 3G | 3G 2100 |  |  | 1 |  |  | dufix
| DXB5647F | DM Atom: LGF_Dubai Government offices 2 |  | DXB5647F |  |  | DXB | 25.1976 | 55.2787 | du | Mall | ATOM | Dubai North | DUBAI_BURJ KHALIFA (BUSINESS BAY) | 1034500 |  |  | DXB_E3278F_10259_001001344 | in |  | On Air |  |  | Huawei | 3G | 3G 2100 |  |  | 1 |  |  | IIB
| DXB5647H | DM Atom: LGF_Emirates NBD |  | DXB5647H |  |  | DXB | 25.1976 | 55.2787 | du | Mall | ATOM | Dubai North | DUBAI_BURJ KHALIFA (BUSINESS BAY) | 1034500 |  |  | DXB_E3278F_10259_001001345 | in |  | On Air |  |  | Huawei | 3G | 3G 2100 |  |  | 1 |  |  | dufix
| DXB5937F | DM Atom: LGF_Foodcourt |  | DXB5937F |  |  | DXB | 25.1976 | 55.2787 | du | Mall | ATOM | Dubai North | DUBAI_BURJ KHALIFA (BUSINESS BAY) | 1034500 |  |  | DXB_E3278F_10259_001001346 | in |  | On Air |  |  | Huawei | 3G | 3G 2100 |  |  | 1 |  |  | dufix
| DXB5937G | DM Atom: LGF_Restaurants |  | DXB5937G |  |  | DXB | 25.1976 | 55.2787 | du | Mall | ATOM | Dubai North | DUBAI_BURJ KHALIFA (BUSINESS BAY) | 1034500 |  |  | DXB_E3278F_10259_001001347 | in |  | On Air |  |  | Huawei | 3G | 3G 2100 |  |  | 1 |  |  | dufix
| DXB0643 | DM Atom: LGF_The Dubai Mall |  | DXB5647G | DXBL0643 |  | DXB | 25.1976 | 55.2787 | du | Mall | ATOM | Dubai North | DUBAI_BURJ KHALIFA (BUSINESS BAY) | 1034500 | 2CC |  | 0 | in |  | On Air | On Air |  | Huawei | 3G+4G | HW U2.1 F2 | HW L1.8 F1/F2 (20+10M) |  | 6/1 |  |  | dufix
| DXB5937E | DM Atom: LGF_Water Front Atrium |  | DXB5937E | DXBL0937 |  | DXB | 25.1976 | 55.2787 | du | Mall | ATOM | Dubai North | DUBAI_BURJ KHALIFA (BUSINESS BAY) | 1034500 | 2CC |  | DXB_E3278F_10259_001001349 | in |  | On Air | On Air |  | Huawei | 3G+4G | HW U2.1 F2 | HW L1.8 F1/F2 (20+10M) |  | 7/1 |  |  | dufix
| DXB5647I | DM Atom: LGF_West ELM |  | DXB5647I |  |  | DXB | 25.1976 | 55.2787 | du | Mall | ATOM | Dubai North | DUBAI_BURJ KHALIFA (BUSINESS BAY) | 1034500 |  |  | DXB_E3278F_10259_001001350 | in |  | On Air |  |  | Huawei | 3G | 3G 2100 |  |  | 1 |  |  | dufix
| DXB5682A | DM LGF Police Control and Cinema Parking LGF-1F |  | DXB5682A |  |  | DXB | 25.1976 | 55.2787 | du | Hospital | IBS | Dubai North | DUBAI_BURJ KHALIFA (BUSINESS BAY) | 1034500 |  |  | DXB_E3278F_10259_001001325 | in |  | On Air |  |  | Huawei | 3G | 3G 2100 |  |  | 3 |  |  | IIB
| IDX5377 | DMC 1 |  | IDX0377 | IDXL5377 |  | DXB | 25.0923 | 55.1513 | du | Commercial | IBS | Dubai South | DUBAI_AL SAFOUH SECOND | 1038200 | 2CC |  | DXB_E3077J_10065_001006006 | in |  | On Air | On Air |  | Huawei | 3G+4G | HW U2.1 F2 / U900 F1 | HW L1.8 F1 (20M) + L800 F1 (15M) |  | 2/2 |  |  | dufix
| IDX5387 | DMC Building 10 |  | IDX0387 | IDXL5387 |  | DXB | 25.1023 | 55.1697 | du | Commercial | IBS | Dubai South | DUBAI_AL SAFOUH SECOND | 1038200 | 2CC |  | DXB_E3177F_10193_001003049 | in |  | On Air | On Air |  | Huawei | 3G+4G | HW U2.1 F2 / U900 F1 | HW L1.8 F1 (20M) + L800 F1 (15M) |  | 2/2 |  |  | IIB
Apr 2019 Update | DXB0428 | DMC Building 14 | DXB0428 | DXB5428 | DXBL0428 |  | DXB | 25.0954 | 55.1554 | du | Residential | IBS | Dubai South | DUBAI_AL SAFOUH SECOND | 1038200 | 2CC |  | DXB_E3077J_10015_001006002 | in | Locked | On Air | On Air |  | Huawei | 3G+4G | HW U2.1 F2 / U900 F1 | HW L1.8 F1 (20M) + L800 F1 (15M) |  | 4 |  |  | IIB
| IDX5402 | DMC Building 4 |  | IDX0402 | IDXL5402 |  | DXB | 25.0959 | 55.1557 | du | Commercial | IBS | Dubai South | DUBAI_AL SAFOUH SECOND | 1038200 | 2CC |  | DXB_E3077J_10030_001002016 | in |  | On Air | On Air |  | Huawei | 3G+4G | HW U2.1 F2 / U900 F1 | HW L1.8 F1 (20M) + L800 F1 (15M) |  | 2/2 |  |  | dufix
Decomm | IDX5385 | DMC Building 5 |  | 0.Decomm | 0.Decomm |  | DXB | 25.0964 | 55.1562 | du | Commercial | IBS | Dubai South | DUBAI_AL SAFOUH SECOND | 1038200 | 1CC |  | DXB_E3077J_10029_001005016 | OUT | [12 empty] | dufix
| IDX5378 | DMC Building 7 & 8 |  | IDX0378 | IDXL5378 |  | DXB | 25.0958 | 55.1569 | du | Commercial | IBS | Dubai South | DUBAI_AL SAFOUH SECOND | 1038200 | 1CC |  | DXB_E3077J_10158_001006001 | in |  | On Air | On Air |  | Huawei | 3G+4G | HW U2.1 F2 | HW L1.8 F1 (20M) |  | 2/2 |  |  | IIB
| IDX5289 | DMC Butterfly Building |  | IDX0289 | IDXL5289 | IDXNR5289 | DXB | 25.0946 | 55.1549 | du | Commercial | IBS | Dubai South | DUBAI_AL SAFOUH SECOND | 1038200 | 2CC |  | DXB_E3077J_10667_001012003 | in |  | On Air | On Air | On Air | Huawei | 3G+4G+5G | HW U2.1 F2 / U900 F1 | HW L1.8 F1 (20M) + L800 F1 (15M) | 1CC | 4/6 | 0/39 | N78 F1 | dufix
| IDX5388 | DMC6 - Sony Music Building |  | IDX0388 | IDXL5388 |  | DXB | 25.0946 | 55.1566 | du | Commercial | IBS | Dubai South | DUBAI_AL SAFOUH SECOND | 1038200 | 2CC |  | DXB_E3077J_10027_001005012 | in |  | On Air | On Air |  | Huawei | 3G+4G | HW U2.1 F2 / U900 F1 | HW L1.8 F1 (20M) + L800 F1 (15M) |  | 2/2 |  |  | IIB
| DXB0429 | DMCC 2, Opp Dubai Marina Sheikh, Zayed Road | DXB0429 | DXB5429 | DXBL0429 |  | DXB | 25.0585 | 55.136 | du | Commercial | IBS | Dubai South | DUBAI_Discovery Gardens | 1059101 | 2CC |  | DXB_E3077S_10011_001001029 | in | Locked | On Air | On Air |  | Huawei | 3G+4G | HW U2.1 F2 / U900 F1 | HW L1.8 F1 (20M) + L800 F1 (15M) |  | 4/4 |  |  | IIB
Nov 2020 update | DXB0430 | DMCC 3, Opp Dubai Marina Sheikh, Zayed Road | DXB0430 | DXB5430 | DXBL0430 |  | DXB | 25.0594 | 55.1364 | du | Commercial | IBS | Dubai South | DUBAI_Discovery Gardens | 1059101 | 1CC |  | DXB_E3077S_10015_001001016 | in | Locked | On Air | On Air |  | Huawei | 3G+4G | HW U2.1 F2 | HW L1.8 F1 (20M) |  | 4 |  |  | IIB
Sep 2020 Update | DXB0272 | DMCC, Opp Dubai Marina Sheikh, Zayed Road | DXB0272 | DXB5272 | DXBL0272 |  | DXB | 25.0585 | 55.136 | du | Commercial | IBS | Dubai South | DUBAI_Discovery Gardens | 1059101 | 2CC |  | DXB_E3077S_10002_001001029 | in | Locked | On Air | On Air |  | Huawei | 3G+4G | HW U2.1 F2 / U900 F1 | HW L1.8 F1 (20M) + L800 F1 (15M) |  | 8 |  |  | IIB
| DXB0876 | Dnata Head Quarters | DXB0876 | DXB5876 | DXBL0876 |  | DXB | 25.1865 | 55.2568 | du | Commercial | IBS | Dubai North | DUBAI_BURJ KHALIFA (BUSINESS BAY) | 1034500 | 2CC |  | DXB_E3178J_11948_001004002 | in | Locked | On Air | On Air |  | Huawei | 3G+4G | HW U2.1 F2 / U900 F1 | HW L1.8 F1 (20M) + L800 F1 (15M) |  | 3 |  |  | IIB
Oct 2019 update | DXB0029 | DoubleTree by Hilton Hotel & Residences Al Barsha 4 | DXB0029 | DXB5029 | DXBL0029 |  | DXB | 25.1145 | 55.2011 | ETC | Hotel | IBS | Dubai South | DUBAI_AL BARSHA FIRST | 1037300 | 2CC |  | DXB_E3177B_10708_001003003 | in | Locked | On Air | On Air |  | Huawei | 3G+4G | HW U2.1 F2 / U900 F1 | HW L1.8 F1 (20M) + L800 F1 (15M) |  | 4/4 |  |  | IIB
| RAK0525 | DoubleTree by Hilton Hotel RAK | RAK0525 | RAK5525 | RAKL0525 |  | NE | 25.7962 | 55.9688 | ETC | Hotel | IBS | Ras Al Khaimah | RAS AL-KHAIMAH_NAKHEEL | 7031200 | 1CC |  | RKT_E3985P_10012_001012001 | in | Locked | On Air | On Air |  | Huawei | 3G+4G | HW U2.1 F2 | HW L1.8 F1 (20M) |  | 1/1 |  |  | IIB
| RAK0532 | Doubletree by Hilton Resort & Spa Marjan Island RAK | RAK0532 | RAK5532 | RAKl0532 |  | NE | 25.6697 | 55.744 | ETC | Hotel | IBS | Ras Al Khaimah | RAS AL-KHAIMAH_JAZEERA NAD AL SILI | 7060200 | 2CC |  | RKT_E3683E_10004_001001001 | in | Locked | On Air | On Air |  | Huawei | 3G+4G | HW U2.1 F2 | HW L1.8 F1 (20M) + L800 F1 (15M) |  | 2/2 |  |  | IIB
| DXB0445 | DP World Technical Department |  | DXB5445 | DXBL0445 |  | DXB | 25.0049 | 55.082 | du | Commercial | IBS | Dubai South | DUBAI_MENA JABAL ALI | 1059400 | 2CC |  | DXB_E3076F_10425_001002001 | in |  | On Air | On Air |  | Huawei | 3G+4G | HW U2.1 F2 / U900 F1 | HW L1.8 F1 (20M) + L800 F1 (15M) |  | 2/2 |  |  | MW
| DXB0580 | Dragon Mart Expansion 1 | DXB0580 | DXB5580 | DXBL0580 | DXBNR0580 | DXB | 25.1739 | 55.4208 | du | Mall | IBS | Dubai North | DUBAI_WARSAN FIRST | 1062100 | 2CC | Yes | DXB_E3378N_10944_001003025 | in | On Air | On Air | On Air | On Air | Huawei | 2G+3G+4G+5G | HW U2.1 F2 / U900 F1 | HW L1.8 F1 (20M) + L800 F1 (15M) | 1CC | 6/12 | 3/0 | N41 | IIB
| DXB0954 | Dragon Mart Expansion 2 | DXB0954 | DXB5954 | DXBL0954 | DXBNR0954 | DXB | 25.1739 | 55.4208 | du | Mall | IBS | Dubai North | DUBAI_WARSAN FIRST | 1062100 | 2CC | Yes | DXB_E3378N_10944_001003026 | in | On Air | On Air | On Air | On Air | Huawei | 2G+3G+4G+5G | HW U2.1 F2 / U900 F1 | HW L1.8 F1 (20M) + L800 F1 (15M) | 1CC | 4/8 | 2/0 | N41 | IIB
| DXB0958 | Dragon Mart Expansion 3 | DXB0958 | DXB5958 | DXBL0958 | DXBNR0958 | DXB | 25.1739 | 55.4208 | du | Mall | IBS | Dubai North | DUBAI_WARSAN FIRST | 1062100 | 2CC | Yes | DXB_E3378N_10944_001003027 | in | On Air | On Air | On Air | On Air | Huawei | 2G+3G+4G+5G | HW U2.1 F2 / U900 F1 | HW L1.8 F1/F2 (20+10M) | 1CC | 3/12 | 3/0 | N41 | IIB
| DXB0280 | Dragon Mart_A | DXB0280 | DXB5280 | DXBL0280 | DXBNR0280 | DXB | 25.1736 | 55.4178 | ETC | Mall | IBS | Dubai North | DUBAI_WARSAN FIRST | 1062100 | 4CC |  | DXB_E3378M_10229_001004002 | in | Locked | On Air | On Air | On Air | Huawei | 3G+4G+5G | HW U2.1 F2 | HW L1.8 F1/F2 (20+10M) + L800 F1 (15M) + L21 (10M) | 1CC | 6/4 | 3/0 | N41 | IIB
| DXB0280 | Dragon Mart_A |  | DXB5280B |  |  | DXB | 25.1736 | 55.4178 | ETC | Mall | IBS | Dubai North | DUBAI_WARSAN FIRST | 1062100 |  |  | DXB_E3378M_10229_001004002 | in |  | On Air |  |  | Huawei | 3G | 3G 2100 |  |  | 1 |  |  | IIB
| DXB0280 | Dragon Mart_A |  | DXB5280A |  |  | DXB | 25.1736 | 55.4178 | ETC | Mall | IBS | Dubai North | DUBAI_WARSAN FIRST | 1062100 |  |  | DXB_E3378M_10229_001004002 | in |  | On Air |  |  | Huawei | 3G | 3G 2100 |  |  | 1 |  |  | IIB
| DXB0787 | Dragon Mart_B | DXB0787 | DXB5787 | DXBL0787 | DXBNR0787 | DXB | 25.1736 | 55.4178 | ETC | Mall | IBS | Dubai North | DUBAI_WARSAN FIRST | 1062100 | 4CC |  | DXB_E3378M_10229_001004004 | in | On Air | On Air | On Air | On Air | Huawei | 2G+3G+4G+5G | HW U2.1 F2 | HW L1.8 F1/F2 (20+10M) + L800 F1 (15M) + L21 (10M) | 1CC | 8/5 | 4/0 | N41 | IIB
| DXB0787 | Dragon Mart_B |  | DXB5787A |  |  | DXB | 25.1736 | 55.4178 | ETC | Mall | IBS | Dubai North | DUBAI_WARSAN FIRST | 1062100 |  |  | DXB_E3378M_10229_001004004 | in |  | On Air |  |  | Huawei | 3G | 3G 2100 |  |  | 1 |  |  | IIB
| DXB0787 | Dragon Mart_B |  | DXB5787B |  |  | DXB | 25.1736 | 55.4178 | ETC | Mall | IBS | Dubai North | DUBAI_WARSAN FIRST | 1062100 |  |  | DXB_E3378M_10229_001004004 | in |  | On Air |  |  | Huawei | 3G | 3G 2100 |  |  | 2 |  |  | IIB
July 2019 Update | SHJ0221 | Dream Tower | SHJ0221 | SHJ5221 | SHJL0221 |  | NE | 25.3049 | 55.3645 | du | Residential | IBS | Sharjah | SHARJAH_AL MAMZAR | 3010400 | 2CC |  | SHJ_E3379A_10243_001002001 | in | Locked | On Air | On Air |  | Huawei | 3G+4G | HW U2.1 F2 / U900 F1 | HW L1.8 F1 (20M) + L800 F1 (15M) |  | 8 |  |  | MW
| DXB0980 | Dream Tower_Dubai Marina |  | DXB5980 | DXBL0980 |  | DXB | 25.0835 | 55.1421 | du | Residential | IBS | Dubai South | DUBAI_MARSA DUBAI | 1039200 | 2CC |  | DXB_E3077N_10761_001005004 | in |  | On Air | On Air |  | Huawei | 3G+4G | HW U2.1 F2 / U900 F1 | HW L1.8 F1 (20M) + L800 F1 (15M) |  | 15 |  |  | IIB
| DXB0840 | DSC Commercial Tower |  | DXB5840 | DXBL0840 |  | DXB | 25.042 | 55.2502 | du | Commercial | IBS | Dubai South | DUBAI_AL HEBIAH SECOND (DUBAI LAND) | 1067500 | 2CC |  | DXB_E3177Y_10003_001004010 | in |  | On Air | On Air |  | Huawei | 3G+4G | HW U2.1 F2 / U900 F1 | HW L1.8 F1 (20M) + L800 F1 (15M) |  | 3 |  |  | IIB
| DXB0671 | DSC Complex | DXB0671 | DXB5671 |  |  | DXB | 25.0408 | 55.2526 | du | Commercial | IBS | Dubai South | DUBAI_AL HEBIAH SECOND (DUBAI LAND) | 1067500 |  |  | DXB_E3177Y_10576_001004001 | in | Locked | On Air |  |  | Huawei | 3G | 3G 2100 |  |  | 1 |  |  | IIB
| DXB0841 | DSC_Commercial Block A | DXB0841 | DXB5841 | DXBL0841 |  | DXB | 25.0423 | 55.2507 | du | Commercial | IBS | Dubai South | DUBAI_AL HEBIAH SECOND (DUBAI LAND) | 1067500 | 1CC |  | DXB_E3177Y_10004_001001027 | in | Locked | On Air | On Air |  | Huawei | 3G+4G | HW U2.1 F2 | HW L1.8 F1 (20M) |  | 1/1 |  |  | IIB
Feb 2020 Update | DXB0842 | DSC_Commercial Block B | DXB0842 | DXB5842 | DXBL0842 |  | DXB | 25.0426 | 55.2511 | du | Commercial | IBS | Dubai South | DUBAI_AL HEBIAH SECOND (DUBAI LAND) | 1067500 | 2CC |  | DXB_E3177Y_10011_001002009 | in | Locked | On Air | On Air |  | Huawei | 3G+4G | HW U2.1 F2 / U900 F1 | HW L1.8 F1 (20M) + L800 F1 (15M) |  | 4 |  |  | IIB
| DXB0843 | DSC_Commercial Block C | DXB0843 | DXB5843 | DXBL0843 |  | DXB | 25.0429 | 55.2514 | du | Commercial | IBS | Dubai South | DUBAI_AL HEBIAH SECOND (DUBAI LAND) | 1067500 | 2CC |  | DXB_E3177Y_10013_001002012 | in | Locked | On Air | On Air |  | Huawei | 3G+4G | HW U2.1 F2 / U900 F1 | HW L1.8 F1 (20M) + L800 F1 (15M) |  | 4 |  |  | IIB
Oct 2020 update | DXB0844 | DSC_Commercial Block D | DXB0844 | DXB5844 | DXBL0844 |  | DXB | 25.0431 | 55.2518 | du | Commercial | IBS | Dubai South | DUBAI_AL HEBIAH SECOND (DUBAI LAND) | 1067500 | 2CC |  | DXB_E3177Y_10014_001002011 | in | Locked | On Air | On Air |  | Huawei | 3G+4G | HW U2.1 F2 / U900 F1 | HW L1.8 F1 (20M) + L800 F1 (15M) |  | 4 |  |  | IIB
Nov 2020 update | AUH0500 | Du Business Center (aka. Golden Falcon Tower) | AUH0500 | AUH5500 | AUHL0500 | AUHNR0500 | AUH | 24.4873 | 54.3591 | ETC | Commercial | IBS | Abu Dhabi | ABU DHABI_Al Markaziyah | 2500200 | 2CC |  | AUH_E2271X_10486_001001006 | in | Locked | On Air | On Air | On Air | Huawei/Nokia | 3G+4G+5G | HW U2.1 F2 | NSN L18 F1/F2 (20+15M) | 1CC | 6 | 10 | N78 | IIB
| AUH0875 | Du Business Center (Sector 1-3G only) |  | AUH5875 | AUHL0875 |  | AUH | 24.4777 | 54.3219 | ETC |  | IBS | Abu Dhabi | ABU DHABI_Al Markaziyah | 2500200 | 1CC |  | AUH_E2271X_10486_001001005 | in |  | On Air | On Air |  | Huawei/Nokia | 3G+4G | HW U2.1 F2 | NSN L18 F1 (20M) |  | 6 |  |  | IIB
| AUH0585 | Du NOC AUH Khazna | AUH0585 | AUH5585 | AUHL0585 |  | AUH | 24.4184 | 54.6219 | du | Commercial | IBS | Abu Dhabi | ABU DHABI_KHALIFA CITY | 2042600 | 1CC |  | AUH_E2570R_10012_001002016 | in | On Air | On Air | On Air |  | Huawei/Nokia | 2G+3G+4G | HW U2.1 F2 | NSN L18 F1 (20M) |  | 2 |  |  | IIB
| DXB0972 | Du NOC DXB Khazna | DXB0972 | DXB5972 | DXBL0972 |  | DXB | 25.1748 | 55.3181 | du | Commercial | IBS | Dubai North | DUBAI_NADD AL SHIBA FIRST (RANCHES) | 1061800 | 1CC |  | DXB_E3278M_10098_001002031 | in | Locked | On Air | On Air |  | Huawei | 3G+4G | HW U2.1 F2 | HW L1.8 F1 (20M) |  | 2/2 |  |  | IIB
| DXB5682B | DU Shop 2 |  | DXB5682B | DXBL0646I |  | DXB | 25.1976 | 55.2787 | du | Mall | ATOM | Dubai North | DUBAI_BURJ KHALIFA (BUSINESS BAY) | 1034500 | 2CC |  | DXB_E3278F_10259_001001351 | in |  | On Air | On Air |  | Huawei | 3G+4G | HW U2.1 F2 | HW L1.8 F1/F2 (20+10M) |  | 2/1 |  |  | dufix
Mar 2019 Update | DXB0252 | Dubai Marina - Sheth Tower (Iris Blue Tower) | DXB0252 | DXB5252 | DXBL0252 |  | DXB | 25.0854 | 55.1449 | du | Residential | IBS | Dubai South | DUBAI_MARSA DUBAI | 1039200 | 2CC |  | DXB_E3077N_10054_001024011 | in | Locked | On Air | On Air |  | Huawei | 3G+4G | HW U2.1 F2 / U900 F1 | HW L1.8 F1 (20M) + L800 F1 (15M) |  | 6/6 |  |  | IIB
| DXB0019 | Dubai Airport |  | DXB5019B | DXBL0019 |  | DXB | 25.2493 | 55.3527 | du | Airport | IBS | Dubai North | DUBAI_DUBAI INTL AIRPORT (DUBAI INTERNATIONAL AIRPORT) | 1022100 | 4CC |  | DXB_E3279T_10298_001001003 | in |  | On Air | On Air |  | Huawei | 3G+4G | HW U2.1 F1+F2 | HW L1.8 F1/F2 (20+15M) + L800 F1 (15M) + L21 (10M) |  | 2 |  |  | IIB
| DXB0019 | Dubai Airport | DXB0019 | DXB5019A |  |  | DXB | 25.2493 | 55.3527 | du | Airport | IBS | Dubai North | DUBAI_DUBAI INTL AIRPORT (DUBAI INTERNATIONAL AIRPORT) | 1022100 |  |  | DXB_E3279T_10298_001001003 | in | On Air | On Air |  |  | Nokia/Huawei | 2G+3G | 3G 2100 |  |  | 3 |  |  | IIB
| DXB0142 | Dubai Airport Building 335 Support Facilities | DXB0142 | DXB5142 | DXBL0142 |  | DXB | 25.2582 | 55.3762 | du | Airport | IBS | Dubai North | DUBAI_DUBAI INTL AIRPORT (DUBAI INTERNATIONAL AIRPORT) | 1022100 | 1CC |  | DXB_E3379K_11793_001001001 | in | On Air | On Air | On Air |  | Huawei | 2G+3G+4G | HW U2.1 F2 | HW L1.8 F1 (20M) |  | 1/1 |  |  | MW
| DXB0449 | Dubai Airport C4 Left End Wing | DXB0449 | DXB5449 | DXBL0449 |  | DXB | 25.2579 | 55.3429 | du | Airport | IBS | Dubai North | DUBAI_DUBAI INTL AIRPORT (DUBAI INTERNATIONAL AIRPORT) | 1022100 | 1CC | Yes | DXB_E3279O_10348_001001001 | in | Locked | On Air | On Air |  | Huawei | 3G+4G | HW U2.1 F1+F2 | HW L1.8 F1 (20M) |  | 2/4 |  |  | IIB
| DXB0457 | Dubai Airport C4 Left Middle Wing | DXB0457 | DXB5457 | DXBL0457 |  | DXB | 25.2579 | 55.3429 | du | Airport | IBS | Dubai North | DUBAI_DUBAI INTL AIRPORT (DUBAI INTERNATIONAL AIRPORT) | 1022100 | 1CC | Yes | DXB_E3279O_10348_001001003 | in | On Air | On Air | On Air |  | Huawei | 2G+3G+4G | HW U2.1 F1+F2 | HW L1.8 F1 (20M) |  | 3/5 |  |  | IIB
| DXB0450 | Dubai Airport C4 Middle Apron Wing | DXB0450 | DXB5450 | DXBL0450 |  | DXB | 25.2579 | 55.3429 | du | Airport | IBS | Dubai North | DUBAI_DUBAI INTL AIRPORT (DUBAI INTERNATIONAL AIRPORT) | 1022100 | 1CC | Yes | DXB_E3279O_10348_001001002 | in | On Air | On Air | On Air |  | Huawei | 2G+3G+4G | HW U2.1 F1+F2 | HW L1.8 F1 (20M) |  | 3/4 |  |  | IIB
| DXB0459 | Dubai Airport C4 Right End Wing | DXB0459 | DXB5459 | DXBL0459 |  | DXB | 25.2579 | 55.3429 | du | Airport | IBS | Dubai North | DUBAI_DUBAI INTL AIRPORT (DUBAI INTERNATIONAL AIRPORT) | 1022100 | 1CC | Yes | DXB_E3279O_10348_001001005 | in | On Air | On Air | On Air |  | Huawei | 2G+3G+4G | HW U2.1 F1+F2 | HW L1.8 F1 (20M) |  | 2/3 |  |  | IIB
| DXB0458 | Dubai Airport C4 Right Middle Wing | DXB0458 | DXB5458 | DXBL0458 |  | DXB | 25.2579 | 55.3429 | du | Airport | IBS | Dubai North | DUBAI_DUBAI INTL AIRPORT (DUBAI INTERNATIONAL AIRPORT) | 1022100 | 1CC | Yes | DXB_E3279O_10348_001001004 | in | On Air | On Air | On Air |  | Huawei | 2G+3G+4G | HW U2.1 F1+F2 | HW L1.8 F1 (20M) |  | 1/2 |  |  | IIB
| DXB0311 | Dubai Airport CMF Building | DXB0311 | DXB5311 | DXBL0311 |  | DXB | 25.2584 | 55.3419 | du | Airport | IBS | Dubai North | DUBAI_DUBAI INTL AIRPORT (DUBAI INTERNATIONAL AIRPORT) | 1022100 | 0 |  | DXB_E3279N_11576_001001001 | in | On Air | On Air | On Air |  | Huawei | 2G+3G+4G | HW U2.1 F2 | HW L1.8 F1 (20M) + L800 F1 (15M) |  | 3 |  |  | IIB
| DXB0297 | Dubai Airport Concourse-2 |  | DXB5297B | DXBL0297I |  | DXB | 25.2486 | 55.3617 | ETC | Airport | IBS | Dubai North | DUBAI_DUBAI INTL AIRPORT (DUBAI INTERNATIONAL AIRPORT) | 1022100 | 1CC |  | DXB_E3379P_10552_001002001 | in |  | On Air | On Air |  | Huawei | 3G+4G | HW U2.1 F1+F2 | HW L1.8 F1 (20M) |  | 3/1 |  |  | IIB
| DXB0297 | Dubai Airport Concourse-2 | DXB0297 | DXB5297A | DXBL0297 |  | DXB | 25.2486 | 55.3617 | ETC | Airport | IBS | Dubai North | DUBAI_DUBAI INTL AIRPORT (DUBAI INTERNATIONAL AIRPORT) | 1022100 | 1CC |  | DXB_E3379P_10552_001002001 | in | Locked | On Air | On Air |  | Huawei | 3G+4G | HW U2.1 F1+F2 | HW L1.8 F1 (20M) |  | 3/1 |  |  | IIB
| DXB0297 | Dubai Airport Concourse-2 |  | DXB5297C | DXBL0297II |  | DXB | 25.2486 | 55.3617 | ETC | Airport | IBS | Dubai North | DUBAI_DUBAI INTL AIRPORT (DUBAI INTERNATIONAL AIRPORT) | 1022100 | 1CC |  | DXB_E3379P_10552_001002001 | in |  | On Air | On Air |  | Huawei | 3G+4G | HW U2.1 F1+F2 | HW L1.8 F1 (20M) |  | 3/1 |  |  | IIB
| DXB0297 | Dubai Airport Concourse-2 |  | DXB5297H |  |  | DXB | 25.2486 | 55.3617 | ETC | Airport | IBS | Dubai North | DUBAI_DUBAI INTL AIRPORT (DUBAI INTERNATIONAL AIRPORT) | 1022100 |  |  | DXB_E3379P_10552_001002001 | in |  | On Air |  |  | Huawei | 3G | 3G 2100 |  |  | 1 |  |  | IIB
| DXB0297 | Dubai Airport Concourse-2 |  | DXB5297I |  |  | DXB | 25.2486 | 55.3617 | ETC | Airport | IBS | Dubai North | DUBAI_DUBAI INTL AIRPORT (DUBAI INTERNATIONAL AIRPORT) | 1022100 |  |  | DXB_E3379P_10552_001002001 | in |  | On Air |  |  | Huawei | 3G | 3G 2100 |  |  | 1 |  |  | IIB
| DXB0297 | Dubai Airport Concourse-2 |  | DXB5297F |  |  | DXB | 25.2486 | 55.3617 | ETC | Airport | IBS | Dubai North | DUBAI_DUBAI INTL AIRPORT (DUBAI INTERNATIONAL AIRPORT) | 1022100 |  |  | DXB_E3379P_10552_001002001 | in |  | On Air |  |  | Huawei | 3G | 3G 2100 |  |  | 1 |  |  | IIB
| DXB0297 | Dubai Airport Concourse-2 |  | DXB5297D |  |  | DXB | 25.2486 | 55.3617 | ETC | Airport | IBS | Dubai North | DUBAI_DUBAI INTL AIRPORT (DUBAI INTERNATIONAL AIRPORT) | 1022100 |  |  | DXB_E3379P_10552_001002001 | in |  | On Air |  |  | Huawei | 3G | 3G 2100 |  |  | 1 |  |  | IIB
| DXB0297 | Dubai Airport Concourse-2 |  | DXB5297E |  |  | DXB | 25.2486 | 55.3617 | ETC | Airport | IBS | Dubai North | DUBAI_DUBAI INTL AIRPORT (DUBAI INTERNATIONAL AIRPORT) | 1022100 |  |  | DXB_E3379P_10552_001002001 | in |  | On Air |  |  | Huawei | 3G | 3G 2100 |  |  | 1 |  |  | IIB
| DXB0297 | Dubai Airport Concourse-2 |  | DXB5297G |  |  | DXB | 25.2486 | 55.3617 | ETC | Airport | IBS | Dubai North | DUBAI_DUBAI INTL AIRPORT (DUBAI INTERNATIONAL AIRPORT) | 1022100 |  |  | DXB_E3379P_10552_001002001 | in |  | On Air |  |  | Huawei | 3G | 3G 2100 |  |  | 1 |  |  | IIB
| DXB0998 | Dubai Airport Concourse-3_GF-C008 | DXB0998 | DXB5998 | DXBL0998 |  | DXB | 25.2428 | 55.3723 | ETC | Airport | IBS | Dubai North | DUBAI_DUBAI INTL AIRPORT (DUBAI INTERNATIONAL AIRPORT) | 1022100 | 1CC |  | DXB_E3379P_10551_001001002 | in | On Air | On Air | On Air |  | Huawei | 2G+3G+4G | HW U2.1 F1+F2 | HW L1.8 F1 (20M) |  | 3/6 |  |  | IIB
| DXB0537 | Dubai Airport Concourse-3_Room 2 | DXB0537 | DXB5537 | DXBL0537 |  | DXB | 25.2428 | 55.3723 | ETC | Airport | IBS | Dubai North | DUBAI_DUBAI INTL AIRPORT (DUBAI INTERNATIONAL AIRPORT) | 1022100 | 1CC |  | DXB_E3379P_10551_001001004 | in | On Air | On Air | On Air |  | Huawei | 2G+3G+4G | HW U2.1 F1+F2 | HW L1.8 F1 (20M) |  | 2/2 |  |  | dufix
| DXB0537 | Dubai Airport Concourse-3_Room 2 |  | DXB5537A |  |  | DXB | 25.2428 | 55.3723 | ETC | Airport | IBS | Dubai North | DUBAI_DUBAI INTL AIRPORT (DUBAI INTERNATIONAL AIRPORT) | 1022100 |  |  | DXB_E3379P_10551_001001004 | in |  | On Air |  |  | Huawei | 3G | 3G 2100 |  |  | 2 |  |  | dufix
| DXB0549 | Dubai Airport Concourse-3_Room 3 | DXB0549 | DXB5549 | DXBL0549 |  | DXB | 25.2428 | 55.3723 | ETC | Airport | IBS | Dubai North | DUBAI_DUBAI INTL AIRPORT (DUBAI INTERNATIONAL AIRPORT) | 1022100 | 1CC |  | DXB_E3379P_10551_001001003 | in | On Air | On Air | On Air |  | Huawei | 2G+3G+4G | HW U2.1 F1+F2 | HW L1.8 F1 (20M) |  | 3/2 |  |  | dufix
| DXB0549 | Dubai Airport Concourse-3_Room 3 |  | DXB5549B |  |  | DXB | 25.2428 | 55.3723 | ETC | Airport | IBS | Dubai North | DUBAI_DUBAI INTL AIRPORT (DUBAI INTERNATIONAL AIRPORT) | 1022100 |  |  | DXB_E3379P_10551_001001003 | in |  | On Air |  |  | Huawei | 3G | 3G 2100 |  |  | 2 |  |  | dufix
| DXB0549 | Dubai Airport Concourse-3_Room 3 |  | DXB5549A |  |  | DXB | 25.2428 | 55.3723 | ETC | Airport | IBS | Dubai North | DUBAI_DUBAI INTL AIRPORT (DUBAI INTERNATIONAL AIRPORT) | 1022100 |  |  | DXB_E3379P_10551_001001003 | in |  | On Air |  |  | Huawei | 3G | 3G 2100 |  |  | 2 |  |  | dufix
| DXB0400 | Dubai Airport T2 Expansion | DXB0400 | DXB5400 | DXBL0400 |  | DXB | 25.2665 | 55.3554 | ETC | Airport | IBS | Dubai North | DUBAI_DUBAI INTL AIRPORT (DUBAI INTERNATIONAL AIRPORT) | 1022100 | 1CC |  | DXB_E3279O_10347_001001008 | in | On Air | On Air | On Air |  | Huawei | 2G+3G+4G | HW U2.1 F1+F2 | HW L1.8 F1 (20M) |  | 3/1 |  |  | IIB
| DXB0400 | Dubai Airport T2 Expansion |  | DXB5400C | DXBL0400I |  | DXB | 25.2665 | 55.3554 | ETC | Airport | IBS | Dubai North | DUBAI_DUBAI INTL AIRPORT (DUBAI INTERNATIONAL AIRPORT) | 1022100 | 1CC |  | DXB_E3279O_10347_001001008 | in |  | On Air | On Air |  | Huawei | 3G+4G | HW U2.1 F1+F2 | HW L1.8 F1 (20M) |  | 2/1 |  |  | IIB
| DXB0400 | Dubai Airport T2 Expansion |  | DXB5400B |  |  | DXB | 25.2665 | 55.3554 | ETC | Airport | IBS | Dubai North | DUBAI_DUBAI INTL AIRPORT (DUBAI INTERNATIONAL AIRPORT) | 1022100 |  |  | DXB_E3279O_10347_001001008 | in |  | On Air |  |  | Huawei | 3G | 3G 2100 |  |  | 1 |  |  | IIB
| DXB0400 | Dubai Airport T2 Expansion |  | DXB5400A |  |  | DXB | 25.2665 | 55.3554 | ETC | Airport | IBS | Dubai North | DUBAI_DUBAI INTL AIRPORT (DUBAI INTERNATIONAL AIRPORT) | 1022100 |  |  | DXB_E3279O_10347_001001008 | in |  | On Air |  |  | Huawei | 3G | 3G 2100 |  |  | 1 |  |  | IIB
| DXB0400 | Dubai Airport T2 Expansion |  | DXB5400D |  |  | DXB | 25.2665 | 55.3554 | ETC | Airport | IBS | Dubai North | DUBAI_DUBAI INTL AIRPORT (DUBAI INTERNATIONAL AIRPORT) | 1022100 |  |  | DXB_E3279O_10347_001001008 | in |  | On Air |  |  | Huawei | 3G | 3G 2100 |  |  | 1 |  |  | IIB
| DXB0296 | Dubai Airport Terminal-3 |  | DXB5296B | DXBL0296I |  | DXB | 25.2486 | 55.3617 | ETC | Airport | IBS | Dubai North | DUBAI_DUBAI INTL AIRPORT (DUBAI INTERNATIONAL AIRPORT) | 1022100 | 1CC |  | DXB_E3279T_11659_001003003 | in |  | On Air | On Air |  | Huawei | 3G+4G | HW U2.1 F1+F2 | HW L1.8 F1 (20M) |  | 3/1 |  |  | IIB
| DXB0296 | Dubai Airport Terminal-3 | DXB0296 | DXB5296A | DXBL0296 |  | DXB | 25.2486 | 55.3617 | ETC | Airport | IBS | Dubai North | DUBAI_DUBAI INTL AIRPORT (DUBAI INTERNATIONAL AIRPORT) | 1022100 | 1CC |  | DXB_E3279T_11659_001003003 | in | On Air | On Air | On Air |  | Huawei | 2G+3G+4G | HW U2.1 F1+F2 | HW L1.8 F1 (20M) |  | 3/1 |  |  | IIB
| DXB0296 | Dubai Airport Terminal-3 |  | DXB5296E |  |  | DXB | 25.2486 | 55.3617 | ETC | Airport | IBS | Dubai North | DUBAI_DUBAI INTL AIRPORT (DUBAI INTERNATIONAL AIRPORT) | 1022100 |  |  | DXB_E3279T_11659_001003003 | in |  | On Air |  |  | Huawei | 3G | 3G 2100 |  |  | 1 |  |  | IIB
| DXB0296 | Dubai Airport Terminal-3 |  | DXB5296D |  |  | DXB | 25.2486 | 55.3617 | ETC | Airport | IBS | Dubai North | DUBAI_DUBAI INTL AIRPORT (DUBAI INTERNATIONAL AIRPORT) | 1022100 |  |  | DXB_E3279T_11659_001003003 | in |  | On Air |  |  | Huawei | 3G | 3G 2100 |  |  | 1 |  |  | IIB
| DXB0296 | Dubai Airport Terminal-3 |  | DXB5296F |  |  | DXB | 25.2486 | 55.3617 | ETC | Airport | IBS | Dubai North | DUBAI_DUBAI INTL AIRPORT (DUBAI INTERNATIONAL AIRPORT) | 1022100 |  |  | DXB_E3279T_11659_001003003 | in |  | On Air |  |  | Huawei | 3G | 3G 2100 |  |  | 1 |  |  | IIB
| DXB0296 | Dubai Airport Terminal-3 |  | DXB5296C |  |  | DXB | 25.2486 | 55.3617 | ETC | Airport | IBS | Dubai North | DUBAI_DUBAI INTL AIRPORT (DUBAI INTERNATIONAL AIRPORT) | 1022100 |  |  | DXB_E3279T_11659_001003003 | in |  | On Air |  |  | Huawei | 3G | 3G 2100 |  |  | 1 |  |  | IIB
| IDX5715 | Dubai Autism Centre&Garhoud Community Building |  | IDX0715 | IDXL5715 |  | DXB | 25.2397 | 55.347 | du | Hospital | IBS | Dubai North | DUBAI_AL GARHOUD | 1021400 | 2CC |  | DXB_E3279T_11670_001001001 | in |  | On Air | On Air |  | Huawei | 3G+4G | HW U2.1 F2 / U900 F1 | HW L1.8 F1 (20M) + L800 F1 (15M) |  | 2/2 |  |  | IIB
Jan 2019 Update | DXB0907 | Dubai Burj Lofts_Tower A | DXB0907 | DXB5907 | DXBL0907 |  | DXB | 25.1973 | 55.2705 | ETC | Residential | IBS | Dubai North | DUBAI_BURJ KHALIFA (BUSINESS BAY) | 1034500 | 1CC |  | DXB_E3278F_10272_001003002 | in | Locked | On Air | On Air |  | Huawei | 3G+4G | HW U2.1 F2 / U900 F1 | HW L1.8 F1 (20M) |  | 8 |  |  | IIB
| DXB0908 | Dubai Burj Lofts_Tower B | DXB0908 | DXB5908 | DXBL0908 |  | DXB | 25.1968 | 55.2701 | ETC | Residential | IBS | Dubai North | DUBAI_BURJ KHALIFA (BUSINESS BAY) | 1034500 | 2CC |  | DXB_E3278F_10339_001037002 | in | Locked | On Air | On Air |  | Huawei | 3G+4G | HW U2.1 F2 / U900 F1 | HW L1.8 F1 (20M) + L800 F1 (15M) |  | 6 |  |  | IIB
Jan 2019 Update | DXB0909 | Dubai Burj Lofts_Tower C | DXB0909 | DXB5909 | DXBL0909 |  | DXB | 25.1963 | 55.2701 | ETC | Residential | IBS | Dubai North | DUBAI_BURJ KHALIFA (BUSINESS BAY) | 1034500 | 1CC |  | DXB_E3278F_10339_001003002 | in | Locked | On Air | On Air |  | Huawei | 3G+4G | HW U2.1 F2 / U900 F1 | HW L1.8 F1 (20M) |  | 8 |  |  | IIB
| DXB0624 | Dubai Commercial Bank | DXB0624 | DXB5624 | DXBL0624 |  | DXB | 25.1303 | 55.2132 | du | Commercial | IBS | Dubai South | DUBAI_AL QOUZE IND.THIRD (AL QUOZ IND. THIRD) | 1036800 | 2CC |  | DXB_E3178W_11690_001002001 | in | Locked | On Air | On Air |  | Huawei | 3G+4G | HW U2.1 F2 / U900 F1 | HW L1.8 F1 (20M) + L800 F1 (15M) |  | 4 |  |  | IIB
| DXB0949 | Dubai Courts | DXB0949 | DXB5949 | DXBL0949 |  | DXB | 25.2483 | 55.3213 | du | Government | IBS | Dubai North | DUBAI_UMM HURAIR SECOND | 1031500 | 1CC |  | DXB_E3279R_10627_001001001 | in | Locked | On Air | On Air |  | Huawei | 3G+4G | HW U2.1 F2 | HW L1.8 F1 (20M) |  | 1/3 |  |  | IIB
July 2019 Update | DXB0097 | Dubai Creek Tower | DXB0097 | DXB5097 | DXBL0097 |  | DXB | 25.2624 | 55.3146 | du | Commercial | IBS | Dubai North | DUBAI_RIGGAT AL BUTEEN | 1012500 | 2CC |  | DXB_E3279M_10211_001001001 | in | Locked | On Air | On Air |  | Huawei | 3G+4G | HW U2.1 F2 / U900 F1 | HW L1.8 F1 (20M) + L800 F1 (15M) |  | 12 |  |  | IIB
| DXB0348 | Dubai Customs HQ | DXB0348 | DXB5348 | DXBL0348 |  | DXB | 25.2535 | 55.2816 | du | Commercial | IBS | Dubai North | DUBAI_MADINAT DUBAI AL MELAHEYAH (AL MINA) | 1032100 | 1CC |  | DXB_E3279K_10107_001001001 | in | Locked | On Air | On Air |  | Huawei | 3G+4G | HW U2.1 F2 | HW L1.8 F1 (20M) |  | 1/1 |  |  | IIB
| DXB0330 | Dubai Customs Training Center | DXB0330 | DXB5330 | DXBL0330 |  | DXB | 25.2563 | 55.2829 | du | Government | IBS | Dubai North | DUBAI_MADINAT DUBAI AL MELAHEYAH (AL MINA) | 1032100 | 1CC |  | DXB_E3279L_11740_001001001 | in | Locked | On Air | On Air |  | Huawei | 3G+4G | HW U2.1 F2 | HW L1.8 F1 (20M) |  | 1/1 |  |  | IIB
| IDX5009 | Dubai Design District core | IDX5009 | IDX0009 | IDXL5009 | IDXNR5009 | DXB | 25.1883 | 55.2974 | du | Commercial | IBS | Dubai North | DUBAI_ZAABEEL SECOND | 1033700 | 2CC |  | DXB_E3278G_10184_001009001 | in | Locked | On Air | On Air | On Air | Huawei | 3G+4G+5G | HW U2.1 F2 / U900 F1 | HW L1.8 F1 (20M) + L800 F1 (15M) | 1CC | 10 | 4/0 | N41 | IIB
| IDX5008 | Dubai Design District north | IDX5008 | IDX0008 | IDXL5008 | IDXNR5008 | DXB | 25.1883 | 55.2974 | du | Commercial | IBS | Dubai North | DUBAI_ZAABEEL SECOND | 1033700 | 2CC |  | DXB_E3278G_10188_001002002; DXB_E3278G_10189_001009001 | in | Locked | On Air | On Air | On Air | Huawei | 3G+4G+5G | HW U2.1 F2 / U900 F1 | HW L1.8 F1 (20M) + L800 F1 (15M) | 1CC | 4/8 | 2/0 | N41 | IIB
| IDX5010 | Dubai Design District South |  | IDX0010 | IDXL5010 | IDXNR5010 | DXB | 25.1883 | 55.2974 | du | Commercial | IBS | Dubai North | DUBAI_ZAABEEL SECOND | 1033700 | 2CC |  | DXB_E3278G_10186_001010001 | in |  | On Air | On Air | On Air | Huawei | 3G+4G+5G | HW U2.1 F2 / U900 F1 | HW L1.8 F1 (20M) + L800 F1 (15M) | 1CC | 6/14 | 3/0 | N41 | IIB
| IDX5627 | Dubai Duty Free Office and Warehouse |  | IDX0627 | IDXL5627 |  | DXB | 25.2326 | 55.3604 | du | Commercial | IBS | Dubai North | DUBAI_UMM RAMOOL | 1021500 | 1CC |  | DXB_E3279Y_10508_001001002 | in |  | On Air | On Air |  | Huawei | 3G+4G | HW U2.1 F2 | HW L1.8 F1 (20M) |  | 1/1 |  |  | MW
| IDX5330 | Dubai Festival City Office Tower | IDX5330 | IDX0330 | IDXL5330 | IDXNR5330 | DXB | 25.2238 | 55.3505 | ETC | Commercial | IBS | Dubai North | DUBAI_AL KHEERAN (RAS AL HAMAR) | 1041200 | 2CC |  | DXB_E3279Y_10485_001019006 | in | On Air | On Air | On Air | On Air | Huawei | 2G+3G+4G+5G | HW U2.1 F2 / U900 F1 | HW L1.8 F1/F2 (20+10M) | 1CC | 2/4 | 2/0 | N41 | IIB
| DXB0020 | Dubai Grand Hotel | DXB0020 | DXB5020 | DXBL0020 |  | DXB | 25.2735 | 55.3814 | du | Hotel | IBS | Dubai North | DUBAI_AL QUSAIS FIRST | 1023200 | 2CC |  | DXB_E3379G_11102_001001001 | in | Locked | On Air | On Air |  | Huawei | 3G+4G | HW U2.1 F2 / U900 F1 | HW L1.8 F1 (20M) + L800 F1 (15M) |  | 3 |  |  | IIB
Jan 2019 Update | DXB0707 | Dubai Hamilton Tower Business Bay | DXB0707 | DXB5707 | DXBL0707 |  | DXB | 25.1855 | 55.2858 | du | Residential | IBS | Dubai North | DUBAI_BURJ KHALIFA (BUSINESS BAY) | 1034500 | 2CC |  | DXB_E3278G_10165_001028010 | in | Locked | On Air | On Air |  | Huawei | 3G+4G | HW U2.1 F2 / U900 F1 | HW L1.8 F1 (20M) + L800 F1 (15M) |  | 6 |  |  | IIB
| DXB0413 | Dubai Health Authority HQ | DXB0413 | DXB5413 | DXBL0413 |  | DXB | 25.2471 | 55.3191 | du | Government | IBS | Dubai North | DUBAI_UMM HURAIR SECOND | 1031500 | 1CC |  | DXB_E3279R_11054_001001002 | in | Locked | On Air | On Air |  | Huawei | 3G+4G | HW U2.1 F2 | HW L1.8 F1 (20M) |  | 1/1 |  |  | MW
| DXB0436 | Dubai Higher Colleges - Auditorium | DXB0436 | DXB5436 | DXBL0436 |  | DXB | 25.1103 | 55.3928 | du | University | IBS | Dubai North | DUBAI_AL ROWAIYAH SECOND (800) | 1081300 | 1CC |  | DXB_E3278A_11519_001001001 | in | Locked | On Air | On Air |  | Huawei | 3G+4G | HW U2.1 F2 | HW L1.8 F1 (20M) |  | 1/1 |  |  | IIB
| DXB0435 | Dubai Higher Colleges - Cafeteria | DXB0435 | DXB5435 | DXBL0435 |  | DXB | 25.1088 | 55.3928 | du | University | IBS | Dubai North | DUBAI_AL ROWAIYAH SECOND (800) | 1081300 | 1CC |  | DXB_E3377B_10010_001001005 | in | Locked | On Air | On Air |  | Huawei | 3G+4G | HW U2.1 F2 | HW L1.8 F1 (20M) |  | 1/1 |  |  | IIB
| DXB0434 | Dubai Higher Colleges - Engineering Department | DXB0434 | DXB5434 | DXBL0434 |  | DXB | 25.1096 | 55.3921 | du | University | IBS | Dubai North | DUBAI_AL ROWAIYAH SECOND (800) | 1081300 | 1CC |  | DXB_E3377B_10010_001002008 | in | Locked | On Air | On Air |  | Huawei | 3G+4G | HW U2.1 F2 | HW L1.8 F1 (20M) |  | 1/1 |  |  | IIB
| DXB0437 | Dubai Higher Colleges - New Department | DXB0437 | DXB5437 | DXBL0437 |  | DXB | 25.1097 | 55.3946 | du | University | IBS | Dubai North | DUBAI_AL ROWAIYAH SECOND (800) | 1081300 | 1CC |  | DXB_E3377B_10010_001001007 | in | Locked | On Air | On Air |  | Huawei | 3G+4G | HW U2.1 F2 | HW L1.8 F1 (20M) |  | 1/1 |  |  | IIB
| DXB0116 | Dubai Higher Colleges for Men | DXB0116 | DXB5116 | DXBL0116 |  | DXB | 25.1092 | 55.3916 | du | University | IBS | Dubai North | DUBAI_AL ROWAIYAH SECOND (800) | 1081300 | 1CC |  | DXB_E3377B_10010_001002007 | in | Locked | On Air | On Air |  | Huawei | 3G+4G | HW U2.1 F2 | HW L1.8 F1 (20M) |  | 1/1 |  |  | IIB
| DXB0171 | Dubai Higher Colleges for Women | DXB0171 | DXB5171 | DXBL0171 |  | DXB | 25.2855 | 55.3753 | du | University | IBS | Dubai North | DUBAI_AL NAHDA SECOND | 1024100 | 2CC |  | DXB_E3379F_10625_001001001 | in | Locked | On Air | On Air |  | Huawei | 3G+4G | HW U2.1 F2 / U900 F1 | HW L1.8 F1 (20M) + L800 F1 (15M) |  | 12 |  |  | IIB
| DXB0306 | Dubai Higher Colleges-2 Part 2 | DXB0306 | DXB5306 | DXBL0306 |  | DXB | 25.2856 | 55.3761 | du | University | IBS | Dubai North | DUBAI_AL NAHDA SECOND | 1024100 | 2CC |  | DXB_E3379F_10625_001001002 | in | Locked | On Air | On Air |  | Huawei | 3G+4G | HW U2.1 F2 / U900 F1 | HW L1.8 F1 (20M) + L800 F1 (15M) |  | 3 |  |  | IIB
| DXB0307 | Dubai Higher Colleges-2 Part 3 | DXB0307 | DXB5307 | DXBL0307 |  | DXB | 25.2856 | 55.3761 | du | University | IBS | Dubai North | DUBAI_AL NAHDA SECOND | 1024100 | 2CC |  | DXB_E3379F_10625_001001003 | in | Locked | On Air | On Air |  | Huawei | 3G+4G | HW U2.1 F2 / U900 F1 | HW L1.8 F1 (20M) + L800 F1 (15M) |  | 3 |  |  | IIB
| DXB0308 | Dubai Higher Colleges-2 Part 4 | DXB0308 | DXB5308 | DXBL0308 |  | DXB | 25.2845 | 55.3785 | du | University | IBS | Dubai North | DUBAI_AL NAHDA SECOND | 1024100 | 2CC |  | DXB_E3379F_10625_001001004 | in | Locked | On Air | On Air |  | Huawei | 3G+4G | HW U2.1 F2 / U900 F1 | HW L1.8 F1 (20M) + L800 F1 (15M) |  | 3 |  |  | IIB
| IDX5617 | Dubai Holding New Headquarters |  | IDX0617 | IDXL5617 |  | DXB | 25.1334 | 55.1893 | du | Commercial | IBS | Dubai South | DUBAI_UMM SUQEIM THIRD | 1036600 | 2CC |  | DXB_E3178V_11706_001001005 | in |  | On Air | On Air |  | Huawei | 3G+4G | HW U2.1 F2 / U900 F1 | HW L1.8 F1 (20M) + L800 F1 (15M) |  | 2/2 |  |  | IIB
| DXB0710 | Dubai Hospital | DXB0710 | DXB5710 | DXBL0710 | DXBNR0710 | DXB | 25.2847 | 55.3213 | du | Hospital | IBS | Dubai North | DUBAI_AL BARAHA | 1012200 | 2CC |  | DXB_E3279I_11268_001001001 | in | On Air | On Air | On Air | On Air | Huawei | 2G+3G+4G+5G | HW U2.1 F2 / U900 F1 | HW L1.8 F1 (20M) + L800 F1 (15M) | 1CC | 9 | 2/0 | N41 | MW
| IDX5047 | Dubai Industrial City - Buildings 2 & 4 |  | IDX0047 | IDXL5047 |  | DXB | 24.894 | 55.0708 | du | Commercial | IBS | Dubai South | DUBAI_SAIH SHUAIB 2 | 1053100 | 2CC |  | DXB_E3075K_10002_001002001 | in |  | On Air | On Air |  | Huawei | 3G+4G | HW U2.1 F2 / U900 F1 | HW L1.8 F1/F2 (20+10M) |  | 2/4 |  |  | IIB
| DXB0249 | Dubai Industrial City HQ | DXB0249 | DXB5249 | DXBL0249 |  | DXB | 24.8937 | 55.0692 | du | Commercial | IBS | Dubai South | DUBAI_SAIH SHUAIB 2 | 1053100 | 1CC |  | DXB_E2975O_10001_001005014 | in | Locked | On Air | On Air |  | Huawei | 3G+4G | HW U2.1 F2 | HW L1.8 F1 (20M) |  | 2/2 |  |  | MW
| IDX5536 | Dubai Inn Hotel Al Jafiliya (Rove Trade Centre Hotel @ Al Jafiliya) |  | IDX0536 | IDXL5536 |  | DXB | 25.232 | 55.2856 | du | Hotel | IBS | Dubai North | DUBAI_AL JAFILIYA | 1032300 | 2CC |  | DXB_E3279V_11034_001010002 | in |  | On Air | On Air |  | Huawei | 3G+4G | HW U2.1 F2 / U900 F1 | HW L1.8 F1 (20M) + L800 F1 (15M) |  | 3 |  |  | IIB
| IDX5398 | Dubai Inn Hotel Oud Metha (Rove Healthcare City Hotel @ Oud Metha) |  | IDX0398 | IDXL5398 |  | DXB | 25.2339 | 55.3142 | du | Hotel | IBS | Dubai North | DUBAI_OUD METHA | 1031900 | 2CC |  | DXB_E3279W_10932_001001002 | in |  | On Air | On Air |  | Huawei | 3G+4G | HW U2.1 F2 / U900 F1 | HW L1.8 F1 (20M) + L800 F1 (15M) |  | 2/4 |  |  | IIB
| IDX5340 | Dubai Inn Hotel Port Saeed (Rove City Centre Hotel @ Port Saeed) |  | IDX0340 | IDXL5340 |  | DXB | 25.256 | 55.3328 | du | Hotel | IBS | Dubai North | DUBAI_PORT SAEED | 1012900 | 1CC |  | DXB_E3279N_11578_001006002 | in |  | On Air | On Air |  | Huawei | 3G+4G | HW U900 F1 | HW L1.8 F1 (20M) |  | 2/2 |  |  | dufix
| IDX5164 | Dubai Inn Hotel Zabeel (Rove Downtown Hotel @ Zabeel) |  | IDX0164 | IDXL5164 |  | DXB | 25.2026 | 55.2792 | du | Hotel | IBS | Dubai North | DUBAI_ZAABEEL SECOND | 1033700 | 2CC |  | DXB_E3278A_11640_001001004 | in |  | On Air | On Air |  | Huawei | 3G+4G | HW U2.1 F2 / U900 F1 | HW L1.8 F1 (20M) + L800 F1 (15M) |  | 4/4 |  |  | IIB
| DXB0488 | Dubai International Convention Center-part2 | DXB0488 | DXB5488 | DXBL0488 | DXBNR0488 | DXB | 25.2228 | 55.289 | du | Exhibition | IBS | Dubai North | DUBAI_TRADE CENTER SECOND | 1033600 | 3CC | Yes | DXB_E3279V_10271_003001039 | in | Locked | On Air | On Air | On Air | Huawei | 3G+4G+5G | HW U2.1 F2 / U900 F1 | HW L1.8 F1/F2 (20+10M) + L800 F1 (15M) | 2CC | 4/6 | 0/10 | N78 F1 + N78 F2 | IIB
| IDX5002 | Dubai International Holy Quran Award Building | IDX5002 | IDX0002 | IDXL5002 |  | DXB | 25.2953 | 55.3514 | du | Government | IBS | Dubai North | DUBAI_AL MAMZAR | 1013400 | 1CC |  | DXB_E3279E_10914_001001001 | in | Locked | On Air | On Air |  | Huawei | 3G+4G | HW U2.1 F2 / U900 F1 | HW L1.8 F1 (20M) |  | 1/2 |  |  | IIB
July 2019 Update | DXB0223 | Dubai Internet City Building 17, Dubai | DXB0223 | DXB5223 | DXBL0223 |  | DXB | 25.1044 | 55.1713 | du | Commercial | IBS | Dubai South | DUBAI_AL SAFOUH SECOND | 1038200 | 2CC |  | DXB_E3177F_11014_001001020 | in | Locked | On Air | On Air |  | Huawei | 3G+4G | HW U2.1 F2 / U900 F1 | HW L1.8 F1 (20M) + L800 F1 (15M) |  | 2/2 |  |  | dufix
Oct 2019 update | SHJ0270 | Dubai Islamic Bank Commercial Building | SHJ0270 | SHJ5270 | SHJL0270 |  | NE | 25.347 | 55.3886 | du | Commercial | IBS | Sharjah | SHARJAH_AL NUD | 3007600 | 1CC |  | SHJ_E3380L_10882_001003006 | in | Locked | On Air | On Air |  | Huawei | 3G+4G | HW U2.1 F2 | HW L1.8 F1 (20M) |  | 6 |  |  | IIB
| DXB0403 | Dubai Logistics City (DLC) - Aramex | DXB0403 | DXB5403 |  |  | DXB | 24.9072 | 55.112 | du | Commercial | IBS | Dubai South | DUBAI_MADINAT AL MATAAR | 1052100 |  |  | DXB_E3075M_10003_001003001 | in | Locked | On Air |  |  | Huawei | 3G | 3G 2100 |  |  | 1 |  |  | MW
| DXB0141 | Dubai Logistics City (DLC) - Headquarters | DXB0141 | DXB5141 | DXBL0141 |  | DXB | 24.9099 | 55.1194 | ETC | Commercial | IBS | Dubai South | DUBAI_MADINAT AL MATAAR | 1052100 | 2CC |  | DXB_E3075H_10029_001001004 | in | Locked | On Air | On Air |  | Huawei | 3G+4G | HW U2.1 F2 / U900 F1 | HW L1.8 F1/F2 (20+10M) |  | 1/8 |  |  | MW
Apr 2020 Update | IDX5080 | Dubai Mall - Aquarium Walk 1 | IDX5080 | 0.Decomm | IDXL5080 | IDXNR5080 | DXB | 25.1976 | 55.2787 | ETC | Mall | IBS | Dubai North | DUBAI_BURJ KHALIFA (BUSINESS BAY) | 1034500 | 1CC |  | DXB_E3278F_10259_001009015 | in | On Air |  | On Air | On Air | Nokia/Huawei | 2G+4G+5G |  | HW L800 F1 (15M) | 1CC | 2 | 4/0 | N41 | IIB
| IDX5081 | Dubai Mall - Aquarium Walk 2 |  | IDX0081_U900 | IDXL5081 |  | DXB | 25.1976 | 55.2788 | ETC |  | IBS | Dubai North | DUBAI_BURJ KHALIFA (BUSINESS BAY) | 1034500 | 1CC |  | DXB_E3278F_10259_001009016 | in |  | On Air | On Air |  | Huawei | 3G+4G | HW U900 F1 | HW L800 F1 (15M) |  | 2/2 |  |  | IIB
| IDX5082 | Dubai Mall - Carnival Drive Car Park | IDX5082 | IDX0082 | IDXL5082 | IDXNR5082 | DXB | 25.1976 | 55.2787 | ETC | Mall | IBS | Dubai North | DUBAI_BURJ KHALIFA (BUSINESS BAY) | 1034500 | 3CC |  | DXB_E3278F_10259_001011006 | in | Locked | On Air | On Air | On Air | Huawei | 3G+4G+5G | HW U2.1 F2 / U900 F1 | HW L1.8 F1/F2 (20+10M) + L800 F1 (15M) | 1CC | 8/8 | 4/0 | N41 | IIB
| IDX5084 | Dubai Mall - Entertainment Cinemas | IDX5084 | 0.Decomm | IDXL5084 | IDXNR5084A | DXB | 25.1976 | 55.2787 | ETC | Mall | IBS | Dubai North | DUBAI_BURJ KHALIFA (BUSINESS BAY) | 1034500 | 2CC | Yes | DXB_E3278F_10259_001012001 | in | On Air |  | On Air | On Air | Nokia/Huawei | 2G+4G+5G |  | HW L1.8 F1 (20M) + L800 F1 (15M) | 2CC | 6 | 3/17 | N41+N78 F1+N78 F2 | IIB
| IDX5086 | Dubai Mall - Falcon Court | IDX5086 | IDX0086_U900 | IDXL5086 | IDXNR5086 | DXB | 25.1976 | 55.2787 | ETC | Mall | IBS | Dubai North | DUBAI_BURJ KHALIFA (BUSINESS BAY) | 1034500 | 1CC |  | DXB_E3278F_10259_001009017 | in | On Air | On Air | On Air | On Air | Huawei | 2G+3G+4G+5G | HW U900 F1 | HW L800 F1 (15M) | 1CC | 3/3 | 3/0 | N41 | IIB
| IDX5088 | Dubai Mall - Fashion Island 1 | IDX5088 | IDX0088_U900 | IDXL5088 | IDXNR5088 | DXB | 25.1976 | 55.2787 | ETC | Mall | IBS | Dubai North | DUBAI_BURJ KHALIFA (BUSINESS BAY) | 1034500 | 1CC |  | DXB_E3278F_10259_001009005 | in | On Air | On Air | On Air | On Air | Huawei | 2G+3G+4G+5G | HW U900 F1 | HW L800 F1 (15M) | 1CC | 3/3 | 6/0 | N41 | IIB
| IDX5089 | Dubai Mall - Fashion Island 2 | IDX5089 | IDX0089_U900 | IDXL5089 |  | DXB | 25.1976 | 55.2787 | ETC | Mall | IBS | Dubai North | DUBAI_BURJ KHALIFA (BUSINESS BAY) | 1034500 | 1CC |  | DXB_E3278F_10259_001009018 | in | On Air | On Air | On Air |  | Huawei | 2G+3G+4G | HW U900 F1 | HW L800 F1 (15M) |  | 3/3 |  |  | IIB
| IDX5092 | Dubai Mall - Galleria 1 | IDX5092 | IDX0092_U900 | IDXL5092 | IDXNR5092 | DXB | 25.1976 | 55.2787 | ETC | Mall | IBS | Dubai North | DUBAI_BURJ KHALIFA (BUSINESS BAY) | 1034500 | 1CC |  | DXB_E3278F_10259_001009004 | in | On Air | On Air | On Air | On Air | Huawei | 2G+3G+4G+5G | HW U900 F1 | HW L800 F1 (15M) | 1CC | 2/2 | 4/0 | N41 | IIB
| IDX5090 | Dubai Mall - Galleria Drive Car Park | IDX5090 | IDX0090_U900 | IDXL5090 | IDXNR5090 | DXB | 25.1976 | 55.2787 | ETC | Mall | IBS | Dubai North | DUBAI_BURJ KHALIFA (BUSINESS BAY) | 1034500 | 3CC |  | DXB_E3278F_10259_001009022 | in | On Air | On Air | On Air | On Air | Huawei | 2G+3G+4G+5G | HW U900 F1 | HW L1.8 F1/F2 (20+10M) + L800 F1 (15M) | 1CC | 8/4 | 4/0 | N41 | IIB
| IDX5095 | Dubai Mall - Ice Rink 1 | IDX5095 | IDX0095_U900 | IDXL5095 | IDXNR5095 | DXB | 25.1976 | 55.2787 | ETC | Mall | IBS | Dubai North | DUBAI_BURJ KHALIFA (BUSINESS BAY) | 1034500 | 1CC |  | DXB_E3278F_10259_001009007 | in | On Air | On Air | On Air | On Air | Huawei | 2G+3G+4G+5G | HW U900 F1 | HW L800 F1 (15M) | 1CC | 4/3 | 4/0 | N41 | IIB
| IDX5096 | Dubai Mall - Ice Rink 2 | IDX5096 | IDX0096_U900 | IDXL5096 | IDXNR5096 | DXB | 25.1976 | 55.2787 | ETC | Mall | IBS | Dubai North | DUBAI_BURJ KHALIFA (BUSINESS BAY) | 1034500 | 1CC |  | DXB_E3278F_10259_001009013 | in | On Air | On Air | On Air | On Air | Huawei | 2G+3G+4G+5G | HW U900 F1 | HW L800 F1 (15M) | 1CC | 4/3 | 4/0 | N41 | IIB
| IDX5097 | Dubai Mall - Ice Rink 3 |  | IDX0097_U900 |  |  | DXB | 25.1976 | 55.2788 | ETC |  | IBS | Dubai North | DUBAI_BURJ KHALIFA (BUSINESS BAY) | 1034500 |  |  | DXB_E3278F_10259_001009014 | in |  | On Air |  |  | Huawei | 3G | 3G 900 |  |  | 2 |  |  | IIB
| IDX5098 | Dubai Mall - Leather Court | IDX5098 | IDX0098_U900 | IDXL5098 | IDXNR5098 | DXB | 25.1976 | 55.2787 | ETC | Mall | IBS | Dubai North | DUBAI_BURJ KHALIFA (BUSINESS BAY) | 1034500 | 1CC |  | DXB_E3278F_10259_001009006 | in | On Air | On Air | On Air | On Air | Huawei | 2G+3G+4G+5G | HW U900 F1 | HW L800 F1 (15M) | 1CC | 3/3 | 3/0 | N41 | IIB
| IDX5100 | Dubai Mall - Park Avenue East | IDX5100 | 0.Decomm | IDXL5100 | IDXNR5100 | DXB | 25.1976 | 55.2787 | ETC | Mall | IBS | Dubai North | DUBAI_BURJ KHALIFA (BUSINESS BAY) | 1034500 | 3CC |  | DXB_E3278F_10259_001001326 | in | On Air |  | On Air | On Air | Nokia/Huawei | 2G+4G+5G |  | HW L1.8 F1/F2 (20+10M) + L800 F1 (15M) | 1CC | 6 | 3/0 | N41 | IIB
Decomm | IDX5140 | Dubai Mall - Park Avenue East |  | 0.Decomm |  |  | DXB | 25.1976 | 55.2788 | #N/A |  | IBS | Dubai North | DUBAI_BURJ KHALIFA (BUSINESS BAY) | 1034500 |  |  |  | OUT | [12 empty] | IIB
| IDX5102 | Dubai Mall - Park Avenue West | IDX5102 | 0.Decomm | IDXL5102 | IDXNR5102 | DXB | 25.1976 | 55.2787 | ETC | Mall | IBS | Dubai North | DUBAI_BURJ KHALIFA (BUSINESS BAY) | 1034500 | 3CC |  | DXB_E3278F_10259_001001330 | in | On Air |  | On Air | On Air | Nokia/Huawei | 2G+4G+5G |  | HW L1.8 F1/F2 (20+10M) + L800 F1 (15M) | 1CC | 6 | 3/0 | N41 | IIB
Decomm | IDX5142 | Dubai Mall - Park Avenue West |  | 0.Decomm |  |  | DXB | 25.1976 | 55.2788 | #N/A |  | IBS | Dubai North | DUBAI_BURJ KHALIFA (BUSINESS BAY) | 1034500 |  |  |  | OUT | [12 empty] | IIB
| IDX5129 | Dubai Mall Fashion Avenue Expansion A |  | IDX0129 | IDXL5129 | IDXNR5129 | DXB | 25.1976 | 55.2787 | du | Mall | IBS | Dubai North | DUBAI_BURJ KHALIFA (BUSINESS BAY) | 1034500 | 2CC |  | DXB_E3278F_10259_001003573 | in |  | On Air | On Air | On Air | Huawei | 3G+4G+5G | HW U2.1 F2 / U900 F1 | HW L1.8 F1/F2 (20+10M) | 1CC | 2/4 | 2/0 | N41 | IIB
| IDX5130 | Dubai Mall Fashion Avenue Expansion B |  | IDX0130 | IDXL5130 | IDXNR5130 | DXB | 25.1976 | 55.2787 | du | Mall | IBS | Dubai North | DUBAI_BURJ KHALIFA (BUSINESS BAY) | 1034500 | 3CC | Yes | DXB_E3278F_10259_001003574 | in |  | On Air | On Air | On Air | Huawei | 3G+4G+5G | HW U2.1 F2 / U900 F1 | HW L1.8 F1/F2 (20+10M) + L800 F1 (15M) | 1CC | 9 | 3/0 | N41 | IIB
| IDX5131 | Dubai Mall Fashion Avenue Expansion C |  | IDX0131 | IDXL5131 | IDXNR5131 | DXB | 25.1976 | 55.2787 | du | Mall | IBS | Dubai North | DUBAI_BURJ KHALIFA (BUSINESS BAY) | 1034500 | 3CC | Yes | DXB_E3278F_10259_001001215 | in |  | On Air | On Air | On Air | Huawei | 3G+4G+5G | HW U2.1 F2 / U900 F1 | HW L1.8 F1/F2 (20+10M) + L800 F1 (15M) | 1CC | 9 | 3/0 | N41 | IIB
| IDX5132 | Dubai Mall Fashion Avenue Expansion D |  | IDX0132 | IDXL5132 | IDXNR5132 | DXB | 25.1976 | 55.2787 | du | Mall | IBS | Dubai North | DUBAI_BURJ KHALIFA (BUSINESS BAY) | 1034500 | 3CC | Yes | DXB_E3278F_10259_001001217 | in |  | On Air | On Air | On Air | Huawei | 3G+4G+5G | HW U2.1 F2 / U900 F1 | HW L1.8 F1/F2 (20+10M) + L800 F1 (15M) | 1CC | 3 | 1/0 | N41 | IIB
| IDX5133 | Dubai Mall Fashion Avenue Expansion E |  | IDX0133 | IDXL5133 | IDXNR5133 | DXB | 25.1976 | 55.2787 | du | Mall | IBS | Dubai North | DUBAI_BURJ KHALIFA (BUSINESS BAY) | 1034500 | 2CC | Yes | DXB_E3278F_10259_001001216 | in |  | On Air | On Air | On Air | Huawei | 3G+4G+5G | HW U2.1 F2 / U900 F1 | HW L1.8 F1/F2 (20+10M) | 1CC | 1/2 | 1/0 | N41 | IIB
Sep 2019 Update | DXB0332 | Dubai Marina - Al Abbasi Tower - Panoramic Tower | DXB0332 | DXB5332 | DXBL0332 |  | DXB | 25.07 | 55.1279 | du | Residential | IBS | Dubai South | DUBAI_MARSA DUBAI | 1039200 | 2CC |  | DXB_E3077N_10385_001002003 | in | Locked | On Air | On Air |  | Huawei | 3G+4G | HW U2.1 F2 / U900 F1 | HW L1.8 F1 (20M) + L800 F1 (15M) |  | 4 |  |  | IIB
| DXB0386 | Dubai Marina - Al Salehi Tower (Byblos Hotel) | DXB0386 | DXB5386 | DXBL0386 |  | DXB | 25.0712 | 55.1351 | du | Residential | IBS | Dubai South | DUBAI_MARSA DUBAI | 1039200 | 2CC |  | DXB_E3077N_10169_001001002 | in | Locked | On Air | On Air |  | Huawei | 3G+4G | HW U2.1 F2 / U900 F1 | HW L1.8 F1 (20M) + L800 F1 (15M) |  | 4/4 |  |  | IIB
Jun 2020 Update | DXB0399 | Dubai Marina - Alfardan Towers (Dream 2) | DXB0399 | DXB5399 | DXBL0399 |  | DXB | 25.0708 | 55.1355 | du | Residential | IBS | Dubai South | DUBAI_MARSA DUBAI | 1039200 | 2CC |  | DXB_E3077N_10040_001003012 | in | Locked | On Air | On Air |  | Huawei | 3G+4G | HW U2.1 F2 / U900 F1 | HW L1.8 F1 (20M) + L800 F1 (15M) |  | 2/2 |  |  | IIB
July 2019 Update | DXB0690 | Dubai Marina - Lotus Hotel Apartments | DXB0690 | DXB5690 | DXBL0690 |  | DXB | 25.0687 | 55.1311 | du | Hotel | IBS | Dubai South | DUBAI_MARSA DUBAI | 1039200 | 2CC |  | DXB_E3077S_10074_001006002 | in | Locked | On Air | On Air |  | Huawei | 3G+4G | HW U2.1 F2 / U900 F1 | HW L1.8 F1 (20M) + L800 F1 (15M) |  | 2/2 |  |  | IIB
| DXB0451 | Dubai Marina - Marina Diamond 2 | DXB0451 | DXB5451 | DXBL0451 |  | DXB | 25.0694 | 55.1349 | du | Residential | IBS | Dubai South | DUBAI_MARSA DUBAI | 1039200 | 2CC |  | DXB_E3077S_10068_001012020 | in | Locked | On Air | On Air |  | Huawei | 3G+4G | HW U2.1 F2 / U900 F1 | HW L1.8 F1 (20M) + L800 F1 (15M) |  | 6 |  |  | IIB
July 2019 Update | DXB0368 | Dubai Marina - Marina Diamond 3 | DXB0368 | DXB5368 | DXBL0368 |  | DXB | 25.0818 | 55.1472 | du | Residential | IBS | Dubai South | DUBAI_MARSA DUBAI | 1039200 | 2CC |  | DXB_E3077O_10809_001003016 | in | Locked | On Air | On Air |  | Huawei | 3G+4G | HW U2.1 F2 / U900 F1 | HW L1.8 F1 (20M) + L800 F1 (15M) |  | 4/4 |  |  | IIB
July 2019 Update | DXB0452 | Dubai Marina - Marina Diamond 4 | DXB0452 | DXB5452 | DXBL0452 |  | DXB | 25.0803 | 55.1454 | du | Residential | IBS | Dubai South | DUBAI_MARSA DUBAI | 1039200 | 2CC |  | DXB_E3077N_10025_001005003 | in | Locked | On Air | On Air |  | Huawei | 3G+4G | HW U2.1 F2 / U900 F1 | HW L1.8 F1 (20M) + L800 F1 (15M) |  | 8 |  |  | IIB
| DXB0453 | Dubai Marina - Marina Diamond 5 | DXB0453 | DXB5453 | DXBL0453 |  | DXB | 25.0812 | 55.1464 | du | Residential | IBS | Dubai South | DUBAI_MARSA DUBAI | 1039200 | 2CC |  | DXB_E3077O_10810_001003011 | in | Locked | On Air | On Air |  | Huawei | 3G+4G | HW U2.1 F2 / U900 F1 | HW L1.8 F1 (20M) + L800 F1 (15M) |  | 8 |  |  | IIB
May 2020 Update | DXB0402 | Dubai Marina - Marina Mansions | DXB0402 | DXB5402 | DXBL0402 |  | DXB | 25.0737 | 55.1386 | du | Residential | IBS | Dubai South | DUBAI_MARSA DUBAI | 1039200 | 2CC |  | DXB_E3077N_10375_001002009 | in | Locked | On Air | On Air |  | Huawei | 3G+4G | HW U2.1 F2 / U900 F1 | HW L1.8 F1/F2 (20+10M) |  | 2/4 |  |  | IIB
Mar 2019 Update | DXB0407 | Dubai Marina - Marina View Tower | DXB0407 | DXB5407 | DXBL0407 |  | DXB | 25.0793 | 55.1423 | du | Residential | IBS | Dubai South | DUBAI_MARSA DUBAI | 1039200 | 2CC |  | DXB_E3077N_10751_001003011 | in | Locked | On Air | On Air |  | Huawei | 3G+4G | HW U2.1 F2 / U900 F1 | HW L1.8 F1 (20M) + L800 F1 (15M) |  | 6/6 |  |  | IIB
Mar 2019 Update | DXB0353 | Dubai Marina - Marina Wharf 1 | DXB0353 | DXB5353 | DXBL0353 |  | DXB | 25.0726 | 55.1329 | du | Residential | IBS | Dubai South | DUBAI_MARSA DUBAI | 1039200 | 2CC |  | DXB_E3077N_10719_001031001 | in | Locked | On Air | On Air |  | Huawei | 3G+4G | HW U2.1 F2 / U900 F1 | HW L1.8 F1 (20M) + L800 F1 (15M) |  | 6/6 |  |  | IIB
| IDX5751 | Dubai Marina - Royal Oceanic |  | IDX0751 | IDXL5751 |  | DXB | 25.0842 | 55.1419 | du | Residential | IBS | Dubai South | DUBAI_MARSA DUBAI | 1039200 | 2CC |  | DXB_E3077N_10703_001002002 | in |  | On Air | On Air |  | Huawei | 3G+4G | HW U2.1 F2 / U900 F1 | HW L1.8 F1 (20M) + L800 F1 (15M) |  | 4/4 |  |  | IIB
Mar 2019 Update | DXB0783 | Dubai Marina - The Jewel Twin Towers | DXB0783 | DXB5783 | DXBL0783 |  | DXB | 25.0713 | 55.1304 | du | Residential | IBS | Dubai South | DUBAI_MARSA DUBAI | 1039200 | 2CC |  | DXB_E3077N_10046_001003003 | in | Locked | On Air | On Air |  | Huawei | 3G+4G | HW U2.1 F2 / U900 F1 | HW L1.8 F1 (20M) + L800 F1 (15M) |  | 8 |  |  | IIB
Oct 2019 update | DXB0346 | Dubai Marina - The Torch Tower Lower Part | DXB0346 | DXB5346 | DXBL0346 |  | DXB | 25.0879 | 55.1475 | ETC | Residential | IBS | Dubai South | DUBAI_MARSA DUBAI | 1039200 | 2CC |  | DXB_E3077O_10978_001001011 | in | Locked | On Air | On Air |  | Huawei | 3G+4G | HW U2.1 F2 / U900 F1 | HW L1.8 F1 (20M) + L800 F1 (15M) |  | 15 |  |  | IIB
Feb 2019 Update | DXB0350 | Dubai Marina - The Torch Tower Upper Part | DXB0350 | DXB5350 | DXBL0350 |  | DXB | 25.0879 | 55.1475 | ETC | Residential | IBS | Dubai South | DUBAI_MARSA DUBAI | 1039200 | 2CC |  | DXB_E3077O_10978_001084002 | in | Locked | On Air | On Air |  | Huawei | 3G+4G | HW U2.1 F2 / U900 F1 | HW L1.8 F1 (20M) + L800 F1 (15M) |  | 8 |  |  | IIB
Mar 2019 Update | DXB0021 | Dubai Marina Resort & Spa | DXB0021 | DXB5021 | DXBL0021 |  | DXB | 25.2338 | 55.2636 | du | Hotel | IBS | Dubai North | DUBAI_JUMEIRA FIRST | 1033200 | 2CC |  | DXB_E3279U_12120_001001001 | in | Locked | On Air | On Air |  | Huawei | 3G+4G | HW U2.1 F2 / U900 F1 | HW L1.8 F1 (20M) + L800 F1 (15M) |  | 6 |  |  | MW
Feb 2020 Update | DXB0216 | Dubai Media City Building 9 | DXB0216 | DXB5216 | DXBL0216 |  | DXB | 25.1015 | 55.1683 | du | Commercial | IBS | Dubai South | DUBAI_AL SAFOUH SECOND | 1038200 | 2CC |  | DXB_E3177F_10192_001003036 | in | Locked | On Air | On Air |  | Huawei | 3G+4G | HW U2.1 F2 / U900 F1 | HW L1.8 F1 (20M) + L800 F1 (15M) |  | 2/2 |  |  | dufix
| DXB0720 | Dubai Metro Green Line (Abu Bakir Alseddique) | DXB0720 | DXB5720 | DXBL0720 |  | DXB | 25.2709 | 55.333 | ETC | Metro Green | IBS | Dubai North | DUBAI_AL KHABAISI | 1012800 | 2CC |  | DXB_E3279N_11572_001005017 | in | On Air | On Air | On Air |  | Huawei | 2G+3G+4G | HW U2.1 F2 / U900 F1 | HW L1.8 F1 (20M) + L800 F1 (15M) |  | 5 |  |  | IIB
| DXB0719 | Dubai Metro Green Line (Abu Hail) | DXB0719 | DXB5719 | DXBL0719 |  | DXB | 25.2752 | 55.3463 | ETC | Metro Green | IBS | Dubai North | DUBAI_HOR AL ANZ | 1012700 | 2CC |  | DXB_E3279J_11721_001003018 | in | On Air | On Air | On Air |  | Huawei | 2G+3G+4G | HW U2.1 F2 / U900 F1 | HW L1.8 F1 (20M) + L800 F1 (15M) |  | 5 |  |  | IIB
| DXB0715 | Dubai Metro Green Line (Airport Free zone) | DXB0715 | DXB5715 | DXBL0715 |  | DXB | 25.2699 | 55.375 | ETC | Metro Green | IBS | Dubai North | DUBAI_AL QUSAIS FIRST | 1023200 | 2CC |  | DXB_E3379K_11744_001003024 | in | On Air | On Air | On Air |  | Huawei | 2G+3G+4G | HW U2.1 F2 / U900 F1 | HW L1.8 F1 (20M) + L800 F1 (15M) |  | 5 |  |  | IIB
Sep 2020 Update | DXB0725 | Dubai Metro Green Line (Al Ghubaiba) | DXB0725 | DXB5725 | DXBL0725 |  | DXB | 25.2651 | 55.289 | ETC | Metro Green | IBS | Dubai North | DUBAI_AL SHINDAGHA | 1031100 | 1CC |  | DXB_E3279L_13059_001003024 | in | Locked | On Air | On Air |  | Huawei | 3G+4G | HW U2.1 F2 | HW L1.8 F1 (20M) |  | 2 |  |  | IIB
Feb 2019 Update | DXB0718 | Dubai Metro Green Line (Al Qiyadah) | DXB0718 | DXB5718 | DXBL0718 |  | DXB | 25.2777 | 55.3528 | ETC | Metro Green | IBS | Dubai North | DUBAI_AL TWAR FIRST | 1022600 | 1CC |  | DXB_E3279J_11720_001005018 | in | On Air | On Air | On Air |  | Huawei | 2G+3G+4G | HW U2.1 F2 | HW L1.8 F1 (20M) |  | 2 |  |  | IIB
Feb 2019 Update | DXB0724 | Dubai Metro Green Line (Al Ras) | DXB0724 | DXB5724 | DXBL0724 |  | DXB | 25.2689 | 55.2938 | ETC | Metro Green | IBS | Dubai North | DUBAI_AL RAS | 1011200 | 1CC |  | DXB_E3279L_13058_001003018 | in | On Air | On Air | On Air |  | Huawei | 2G+3G+4G | HW U2.1 F2 | HW L1.8 F1 (20M) |  | 2 |  |  | IIB
Dec 2018 Update | DXB0726 | Dubai Metro Green Line (Al Saeediya) | DXB0726 | DXB5726 | DXBL0726 |  | DXB | 25.2583 | 55.2974 | ETC | Metro Green | IBS | Dubai North | DUBAI_AL RAFFA | 1031600 | 1CC |  | DXB_E3279L_13060_001003024 | in | Locked | On Air | On Air |  | Huawei | 3G+4G | HW U2.1 F1+F2 | HW L1.8 F1 (20M) |  | 2 |  |  | IIB
Dec 2018 Update | DXB0722 | Dubai Metro Green Line (Baniyas Square) | DXB0722 | DXB5722 | DXBL0722 |  | DXB | 25.2694 | 55.3076 | ETC | Metro Green | IBS | Dubai North | DUBAI_NAIF | 1011800 | 1CC |  | DXB_E3279M_11337_001003020 | in | On Air | On Air | On Air |  | Huawei | 2G+3G+4G | HW U2.1 F2 | HW L1.8 F1 (20M) |  | 2 |  |  | IIB
| DXB0728 | Dubai Metro Green Line (HealthCare City) | DXB0728 | DXB5728 | DXBL0728 |  | DXB | 25.2309 | 55.3229 | ETC | Metro Green | IBS | Dubai North | DUBAI_UMM HURAIR SECOND | 1031500 | 1CC |  | DXB_E3279X_10606_001005017 | in | On Air | On Air | On Air |  | Huawei | 2G+3G+4G | HW U2.1 F2 | HW L1.8 F1 (20M) |  | 3 |  |  | IIB
| DXB0729 | Dubai Metro Green Line (Jaddaf-1) | DXB0729 | DXB5729 | DXBL0729 |  | DXB | 25.225 | 55.3337 | ETC | Metro Green | IBS | Dubai North | DUBAI_AL JADAF | 1032600 | 2CC |  | DXB_E3279X_10607_001003026 | in | On Air | On Air | On Air |  | Huawei | 2G+3G+4G | HW U2.1 F2 / U900 F1 | HW L1.8 F1 (20M) + L800 F1 (15M) |  | 5 |  |  | IIB
| DXB0730 | Dubai Metro Green Line (Jaddaf-2) | DXB0730 | DXB5730 | DXBL0730 |  | DXB | 25.2189 | 55.339 | ETC | Metro Green | IBS | Dubai North | DUBAI_AL JADAF | 1032600 | 2CC |  | DXB_E3279X_10608_001003024 | in | On Air | On Air | On Air |  | Huawei | 2G+3G+4G | HW U2.1 F2 / U900 F1 | HW L1.8 F1 (20M) + L800 F1 (15M) |  | 5 |  |  | IIB
| DXB0716 | Dubai Metro Green Line (Nahda) | DXB0716 | DXB5716 | DXBL0716 |  | DXB | 25.2733 | 55.3693 | ETC | Metro Green | IBS | Dubai North | DUBAI_AL QUSAIS FIRST | 1023200 | 2CC |  | DXB_E3379F_10811_001003025 | in | On Air | On Air | On Air |  | Huawei | 2G+3G+4G | HW U2.1 F2 / U900 F1 | HW L1.8 F1 (20M) + L800 F1 (15M) |  | 5 |  |  | IIB
| DXB0727 | Dubai Metro Green Line (Oud Metha) | DXB0727 | DXB5727 | DXBL0727 |  | DXB | 25.2436 | 55.316 | ETC | Metro Green | IBS | Dubai North | DUBAI_OUD METHA | 1031900 | 2CC |  | DXB_E3279R_11441_001004019 | in | On Air | On Air | On Air |  | Huawei | 2G+3G+4G | HW U2.1 F2 / U900 F1 | HW L1.8 F1 (20M) + L800 F1 (15M) |  | 5 |  |  | IIB
| DXB0723 | Dubai Metro Green Line (Palm Deira) | DXB0723 | DXB5723 | DXBL0723 |  | DXB | 25.2762 | 55.3018 | ETC | Metro Green | IBS | Dubai North | DUBAI_AL CORNICHE | 1011100 | 1CC |  | DXB_E3279H_13028_001003029 | in | On Air | On Air | On Air |  | Huawei | 2G+3G+4G | HW U2.1 F2 | HW L1.8 F1 (20M) |  | 2 |  |  | IIB
| DXB0713 | Dubai Metro Green Line (Qusais-1) | DXB0713 | DXB5713 | DXBL0713 |  | DXB | 25.2627 | 55.3875 | ETC | Metro Green | IBS | Dubai North | DUBAI_AL QUSAIS SECOND | 1023300 | 2CC |  | DXB_E3379L_12614_001003030 | in | On Air | On Air | On Air |  | Huawei | 2G+3G+4G | HW U2.1 F2 / U900 F1 | HW L1.8 F1 (20M) + L800 F1 (15M) |  | 5 |  |  | IIB
| DXB0714 | Dubai Metro Green Line (Qusais-2) | DXB0714 | DXB5714 | DXBL0714 |  | DXB | 25.2548 | 55.401 | ETC | Metro Green | IBS | Dubai North | DUBAI_AL QUSAIS THIRD | 1023400 | 2CC |  | DXB_E3379L_12613_001002025 | in | On Air | On Air | On Air |  | Huawei | 2G+3G+4G | HW U2.1 F2 / U900 F1 | HW L1.8 F1 (20M) + L800 F1 (15M) |  | 5 |  |  | IIB
| DXB0721 | Dubai Metro Green Line (Salahuddin) | DXB0721 | DXB5721 | DXBL0721 |  | DXB | 25.2703 | 55.3207 | ETC | Metro Green | IBS | Dubai North | DUBAI_AL MURAQQABAT | 1012400 | 1CC |  | DXB_E3279M_11336_001003030 | in | On Air | On Air | On Air |  | Huawei | 2G+3G+4G | HW U2.1 F1+F2 | HW L1.8 F1 (20M) |  | 2 |  |  | IIB
| DXB0717 | Dubai Metro Green Line (Stadium) | DXB0717 | DXB5717 | DXBL0717 |  | DXB | 25.2778 | 55.3616 | ETC | Metro Green | IBS | Dubai North | DUBAI_AL QUSAIS FIRST | 1023200 | 1CC |  | DXB_E3379F_10810_001004027 | in | On Air | On Air | On Air |  | Huawei | 2G+3G+4G | HW U2.1 F2 | HW L1.8 F1/F2 (20+5M) |  | 2 |  |  | IIB
Sep 2020 Update | DXB0586 | Dubai Metro Red Line (Airport T1) | DXB0586 | DXB5586 | DXBL0586 |  | DXB | 25.2483 | 55.3525 | du | Metro Red | IBS | Dubai North | DUBAI_DUBAI INTL AIRPORT (DUBAI INTERNATIONAL AIRPORT) | 1022100 | 1CC |  | DXB_E3279T_10007_001002002 | in | On Air | On Air | On Air |  | Huawei | 2G+3G+4G | HW U2.1 F2 | HW L1.8 F1 (20M) |  | 2 |  |  | IIB
July 2021 update | DXB0602 | Dubai Metro Red Line (Al Barshaa) | DXB0602 | DXB5602 | DXBL0602 |  | DXB | 25.1147 | 55.1908 | du | Metro Red | IBS | Dubai South | DUBAI_AL BARSHA FIRST | 1037300 | 1CC |  | DXB_E3177B_10704_001002003 | in | On Air | On Air | On Air |  | Huawei | 2G+3G+4G | HW U2.1 F2 | HW L1.8 F1 (20M) |  | 1/1 |  |  | IIB
| DXB0587 | Dubai Metro Red Line (Al Garhoud) | DXB0587 | DXB5587 | DXBL0587 |  | DXB | 25.2494 | 55.34 | du | Metro Red | IBS | Dubai North | DUBAI_AL GARHOUD | 1021400 | 3CC |  | DXB_E3279S_10299_001002004 | in | On Air | On Air | On Air |  | Huawei | 2G+3G+4G | HW U2.1 F2 / U900 F1 | HW L1.8 F1/F2 (20+10M) + L800 F1 (15M) |  | 4 |  |  | IIB
July 2021 update | DXB0593 | Dubai Metro Red Line (Al Jafilya) | DXB0593 | DXB5593 | DXBL0593 |  | DXB | 25.2336 | 55.2922 | du | Metro Red | IBS | Dubai North | DUBAI_AL KIFAF | 1032400 | 1CC |  | DXB_E3279V_10053_001002003 | in | On Air | On Air | On Air |  | Huawei | 2G+3G+4G | HW U2.1 F2 | HW L1.8 F1 (20M) |  | 2 |  |  | IIB
Dec 2019 update | DXB0592 | Dubai Metro Red Line (Al Karama) | DXB0592 | DXB5592 | DXBL0592 |  | DXB | 25.2444 | 55.2983 | du | Metro Red | IBS | Dubai North | DUBAI_AL KARAMA | 1031800 | 1CC |  | DXB_E3279Q_12256_001002003 | in | On Air | On Air | On Air |  | Huawei | 2G+3G+4G | HW U2.1 F2 | HW L1.8 F1 (20M) |  | 2 |  |  | IIB
Dec 2018 Update | DXB0599 | Dubai Metro Red Line (Al Quoz) | DXB0599 | DXB5599 | DXBL0599 |  | DXB | 25.1556 | 55.2286 | du | Metro Red | IBS | Dubai South | DUBAI_AL QOUZE IND.FIRST (AL QUOZ IND. FIRST) | 1036400 | 1CC |  | DXB_E3178S_11207_001002003 | in | Locked | On Air | On Air |  | Huawei | 3G+4G | HW U2.1 F2 | HW L1.8 F1 (20M) |  | 2 |  |  | IIB
Dec 2018 Update | DXB0589 | Dubai Metro Red Line (Al Rigga - Underground) | DXB0589 | DXB5589 | DXBL0589 |  | DXB | 25.2633 | 55.3242 | du | Metro Red | IBS | Dubai North | DUBAI_AL MURAQQABAT | 1012400 | 1CC |  | DXB_E3279N_11571_001002002 | in | Locked | On Air | On Air |  | Huawei | 3G+4G | HW U2.1 F2 | HW L1.8 F1 (20M) |  | 1/1 |  |  | IIB
Sep 2020 Update | DXB0600 | Dubai Metro Red Line (Burj Al Arab) | DXB0600 | DXB5600 | DXBL0600 |  | DXB | 25.1267 | 55.2078 | du | Metro Red | IBS | Dubai South | DUBAI_AL QOUZE IND.THIRD (AL QUOZ IND. THIRD) | 1036800 | 1CC |  | DXB_E3178W_11681_001003001 | in | On Air | On Air | On Air |  | Huawei | 2G+3G+4G | HW U2.1 F2 | HW L1.8 F1 (20M) |  | 2 |  |  | IIB
| DXB0597 | Dubai Metro Red Line (Burj Dubai) | DXB0597 | DXB5597 | DXBL0597 |  | DXB | 25.2014 | 55.2694 | du | Metro Red | IBS | Dubai North | DUBAI_BURJ KHALIFA (BUSINESS BAY) | 1034500 | 1CC |  | DXB_E3278A_11618_001002003 | in | On Air | On Air | On Air |  | Huawei | 2G+3G+4G | HW U2.1 F2 | HW L1.8 F1 (20M) |  | 1/1 |  |  | IIB
| DXB0591 | Dubai Metro Red Line (Burjuman - Underground) | DXB0591 | DXB5591 | DXBL0591 |  | DXB | 25.2547 | 55.3042 | du | Metro Red | IBS | Dubai North | DUBAI_MANKHOOL | 1031700 | 1CC |  | DXB_E3279M_11335_001003047 | in | On Air | On Air | On Air |  | Huawei | 2G+3G+4G | HW U2.1 F1+F2 | HW L1.8 F1 (20M) |  | 1/1 |  |  | IIB
| DXB0598 | Dubai Metro Red Line (Business Bay) | DXB0598 | DXB5598 | DXBL0598 |  | DXB | 25.1914 | 55.2603 | du | Metro Red | IBS | Dubai North | DUBAI_BURJ KHALIFA (BUSINESS BAY) | 1034500 | 1CC |  | DXB_E3178J_11971_001002003 | in | On Air | On Air | On Air |  | Huawei | 2G+3G+4G | HW U2.1 F2 | HW L1.8 F1 (20M) |  | 1/1 |  |  | IIB
| DXB0588 | Dubai Metro Red Line (City Centre - Underground) | DXB0588 | DXB5588 | DXBL0588 |  | DXB | 25.2543 | 55.3302 | du | Metro Red | IBS | Dubai North | DUBAI_PORT SAEED | 1012900 | 1CC |  | DXB_E3279N_11570_001001003 | in | On Air | On Air | On Air |  | Huawei | 2G+3G+4G | HW U2.1 F2 | HW L1.8 F1 (20M) |  | 1/1 |  |  | IIB
Sep 2020 Update | DXB0609 | Dubai Metro Red Line (Dubal) | DXB0609 | DXB5609 | DXBL0609 |  | DXB | 25.0264 | 55.1008 | du | Metro Red | IBS | Dubai South | DUBAI_JABAL ALI THIRD | 1059300 | 1CC |  | DXB_E3076B_10518_001002001 | in | On Air | On Air | On Air |  | Huawei | 2G+3G+4G | HW U2.1 F2 | HW L1.8 F1 (20M) |  | 2 |  |  | IIB
| DXB0595 | Dubai Metro Red Line (Emirates Towers) | DXB0595 | DXB5595 | DXBL0595 |  | DXB | 25.2172 | 55.2797 | du | Metro Red | IBS | Dubai North | DUBAI_TRADE CENTER SECOND | 1033600 | 1CC |  | DXB_E3279U_15619_001002003 | in | On Air | On Air | On Air |  | Huawei | 2G+3G+4G | HW U2.1 F1+F2 | HW L1.8 F1 (20M) |  | 1/1 |  |  | IIB
Sep 2020 Update | DXB0584 | Dubai Metro Red Line (Emirates) | DXB0584 | DXB5584 | DXBL0584 |  | DXB | 25.2411 | 55.3658 | du | Metro Red | IBS | Dubai North | DUBAI_AL GARHOUD | 1021400 | 1CC |  | DXB_E3379P_10549_001001002 | in | On Air | On Air | On Air |  | Huawei | 2G+3G+4G | HW U2.1 F2 | HW L1.8 F1 (20M) |  | 1/1 |  |  | IIB
Sep 2020 Update | DXB0596 | Dubai Metro Red Line (Financial Centre) | DXB0596 | DXB5596 | DXBL0596 |  | DXB | 25.2111 | 55.2756 | du | Metro Red | IBS | Dubai North | DUBAI_TRADE CENTER SECOND | 1033600 | 1CC |  | DXB_E3278A_11617_001002004 | in | On Air | On Air | On Air |  | Huawei | 2G+3G+4G | HW U2.1 F1+F2 | HW L1.8 F1 (20M) |  | 1/1 |  |  | IIB
July 2021 update | DXB0608 | Dubai Metro Red Line (Ibn Batuta) | DXB0608 | DXB5608 | DXBL0608 |  | DXB | 25.0467 | 55.1175 | du | Metro Red | IBS | Dubai South | DUBAI_Discovery Gardens | 1059101 | 1CC |  | DXB_E3077W_11006_001002002 | in | On Air | On Air | On Air |  | Huawei | 2G+3G+4G | HW U2.1 F2 | HW L1.8 F1 (20M) |  | 1/1 |  |  | IIB
| DXB0611 | Dubai Metro Red Line (JAFZA/Limitless) | DXB0611 | DXB5611 | DXBL0611 |  | DXB | 24.9775 | 55.0956 | du | Metro Red | IBS | Dubai South | DUBAI_JABAL ALI INDUSTRIAL SECOND (JABAL ALI INDUSTRIAL 2) | 1051800 | 3CC |  | DXB_E3076Q_10021_001002003 | in | On Air | On Air | On Air |  | Huawei | 2G+3G+4G | HW U2.1 F2 / U900 F1 | HW L1.8 F1/F2 (20+10M) + L800 F1 (15M) |  | 4 |  |  | IIB
Sep 2020 Update | DXB0610 | Dubai Metro Red Line (Jebel Ali Ind) | DXB0610 | DXB5610 | DXBL0610 |  | DXB | 25.0014 | 55.0958 | du | Metro Red | IBS | Dubai South | DUBAI_JABAL ALI INDUSTRIAL FIRST (JEBEL ALI INDUSTRIAL AREA) | 1059900 | 1CC |  | DXB_E3076G_10589_001002001 | in | On Air | On Air | On Air |  | Huawei | 2G+3G+4G | HW U2.1 F2 | HW L1.8 F1 (20M) |  | 1/1 |  |  | IIB
Sep 2019 Update | DXB0607 | Dubai Metro Red Line (Jumeirah Island) | DXB0607 | DXB5607 | DXBL0607 |  | DXB | 25.0581 | 55.1272 | du | Metro Red | IBS | Dubai South | DUBAI_Discovery Gardens | 1059101 | 1CC |  | DXB_E3077S_10416_001003005 | in | On Air | On Air | On Air |  | Huawei | 2G+3G+4G | HW U2.1 F2 | HW L1.8 F1 (20M) |  | 1/1 |  |  | IIB
July 2021 update | DXB0606 | Dubai Metro Red Line (Jumeirah Lake Towers) | DXB0606 | DXB5606 | DXBL0606 |  | DXB | 25.0708 | 55.1386 | du | Metro Red | IBS | Dubai South | DUBAI_Jumeirah Lakes Towers (JLT) | 1039301 | 1CC |  | DXB_E3077N_10712_001002003 | in | On Air | On Air | On Air |  | Huawei | 2G+3G+4G | HW U2.1 F2 | HW L1.8 F1 (20M) |  | 1/1 |  |  | IIB
| DXB0601 | Dubai Metro Red Line (Mall of Emirates) | DXB0601 | DXB5601 | DXBL0601 |  | DXB | 25.1211 | 55.2006 | du | Metro Red | IBS | Dubai South | DUBAI_AL BARSHA FIRST | 1037300 | 1CC |  | DXB_E3177B_10716_001002003 | in | On Air | On Air | On Air |  | Huawei | 2G+3G+4G | HW U2.1 F2 | HW L1.8 F1 (20M) |  | 1/1 |  |  | IIB
Sep 2020 Update | DXB0605 | Dubai Metro Red Line (Marina) | DXB0605 | DXB5605 | DXBL0605 |  | DXB | 25.08 | 55.1475 | du | Metro Red | IBS | Dubai South | DUBAI_Jumeirah Lakes Towers (JLT) | 1039301 | 1CC |  | DXB_E3077O_11061_001002003 | in | On Air | On Air | On Air |  | Huawei | 2G+3G+4G | HW U2.1 F2 | HW L1.8 F1 (20M) |  | 2 |  |  | IIB
| DXB0604 | Dubai Metro Red Line (Nakheel) | DXB0604 | DXB5604 | DXBL0604 |  | DXB | 25.0889 | 55.1581 | du | Metro Red | IBS | Dubai South | DUBAI_AL THANYAH THIRD (EMIRATES HILL SECOND) | 1038800 | 3CC |  | DXB_E3077J_10603_001002002 | in | On Air | On Air | On Air |  | Huawei | 2G+3G+4G | HW U2.1 F2 / U900 F1 | HW L1.8 F1/F2 (20+10M) + L800 F1 (15M) |  | 4 |  |  | IIB
| DXB0583 | Dubai Metro Red Line (Rashidaya) | DXB0583 | DXB5583 | DXBL0583 |  | DXB | 25.2303 | 55.3911 | du | Metro Red | IBS | Dubai North | DUBAI_AL RASHIDIYA | 1021600 | 3CC |  | DXB_E3379V_14249_001002003 | in | On Air | On Air | On Air |  | Huawei | 2G+3G+4G | HW U2.1 F2 / U900 F1 | HW L1.8 F1/F2 (20+10M) + L800 F1 (15M) |  | 4 |  |  | IIB
Aug 2020 Update | DXB0603 | Dubai Metro Red Line (Tecom) | DXB0603 | DXB5603 | DXBL0603 |  | DXB | 25.1022 | 55.1739 | du | Metro Red | IBS | Dubai South | DUBAI_AL THANYAH FIRST (AL SAFOUH THIRD) | 1038300 | 3CC |  | DXB_E3177F_11011_001002003 | in | Locked | On Air | On Air |  | Huawei | 3G+4G | HW U2.1 F2 / U900 F1 | HW L1.8 F1/F2 (20+10M) + L800 F1 (15M) |  | 4 |  |  | IIB
| DXB0594 | Dubai Metro Red Line (Trade Center) | DXB0594 | DXB5594 | DXBL0594 |  | DXB | 25.2247 | 55.285 | du | Metro Red | IBS | Dubai North | DUBAI_TRADE CENTER SECOND | 1033600 | 1CC |  | DXB_E3279V_10054_001002003 | in | On Air | On Air | On Air |  | Huawei | 2G+3G+4G | HW U2.1 F1+F2 | HW L1.8 F1 (20M) |  | 1/1 |  |  | IIB
Dec 2018 Update | DXB0590 | Dubai Metro Red Line (Union Square - Underground) | DXB0590 | DXB5590 | DXBL0590 |  | DXB | 25.2664 | 55.3139 | du | Metro Red | IBS | Dubai North | DUBAI_AL RIGGA | 1011900 | 1CC |  | DXB_E3279M_11334_001003041 | in | On Air | On Air | On Air |  | Huawei | 2G+3G+4G | HW U2.1 F1+F2 | HW L1.8 F1 (20M) |  | 1/1 |  |  | IIB
| DXB0098 | Dubai Municipality | DXB0098 | DXB5098 | DXBL0098 |  | DXB | 25.2647 | 55.3123 | du | Government | IBS | Dubai North | DUBAI_AL RIGGA | 1011900 | 1CC |  | DXB_E3279M_11000_001002001 | in | Locked | On Air | On Air |  | Huawei | 3G+4G | HW U2.1 F2 | HW L1.8 F1 (20M) |  | 2/2 |  |  | MW
| DXB0134 | Dubai Outlet Mall (DOM) | DXB0134 | DXB5134 | DXBL0134 | DXBNR0134 | DXB | 25.0724 | 55.4006 | ETC | Mall | IBS | Dubai South | DUBAI_UMM NAHAD FIRST (DUBAI LAND) | 1091100 | 3CC |  | DXB_E3278A_11528_001001001 | in | On Air | On Air | On Air | On Air | Huawei | 2G+3G+4G+5G | HW U2.1 F2 / U900 F1 | HW L1.8 F1/F2 (20+10M) + L800 F1 (15M) | 1CC | 8/8 | 4/0 | N41 | IIB
| IDX5023 | Dubai Police Forensic Science and Criminology | IDX5023 | IDX0023 | IDXL5023 | IDXNR5023 | DXB | 25.2781 | 55.3574 | ETC | Government | IBS | Dubai North | DUBAI_AL TWAR FIRST | 1022600 | 1CC |  | DXB_E3279J_10950_001002002 | in | Locked | On Air | On Air | On Air | Huawei | 3G+4G+5G | HW U2.1 F2 | HW L1.8 F1 (20M) | 1CC | 1/1 | 1/0 | N41 | IIB
| IDX5109 | Dubai Police HQ - CID Building | IDX5109 | IDX0109 | IDXL5109 | IDXNR5109 | DXB | 25.2767 | 55.3532 | du | Government | IBS | Dubai North | DUBAI_AL TWAR FIRST | 1022600 | 1CC |  | DXB_E3279J_10032_001001001 | in | On Air | On Air | On Air | On Air | Huawei | 2G+3G+4G+5G | HW U2.1 F2 | HW L1.8 F1 (20M) | 1CC | 3/3 | 3/0 | N41 | IIB
| IDX5165 | Dubai Police National Security Department (Old and New Bldgs) | IDX5165 | IDX0165 | IDXL5165 |  | DXB | 25.2756 | 55.3544 | du | Government | IBS | Dubai North | DUBAI_AL TWAR FIRST | 1022600 | 1CC |  | DXB_E3279J_10950_001001001 | in | On Air | On Air | On Air |  | Huawei | 2G+3G+4G | HW U2.1 F2 | HW L1.8 F1 (20M) |  | 1/1 |  |  | IIB
| IDX5040 | Dubai Police Security New HQ | IDX5040 | IDX0040 | IDXL5040 | IDXNR5040 | DXB | 25.1463 | 55.5211 | ETC | Government | IBS | Dubai North | DUBAI_AL ROWAIYAH THIRD (800) | 1081400 | 3CC | Yes | DXB_E3478R_10346_001001004 | in | On Air | On Air | On Air | On Air | Huawei | 2G+3G+4G+5G | HW U2.1 F2 / U900 F1 | HW L1.8 F1/F2 (20+10M) + L800 F1 (15M) | 1CC | 9 | 3/0 | N41 | IIB
| IDX5001 | Dubai Police Traffic Department | IDX5001 | IDX0001 | IDXL5001 |  | DXB | 25.272080 | 55.3542 | du | Government | IBS | Dubai North | DUBAI_AL TWAR FIRST | 1022600 | 2CC |  | DXB_E3279J_11846_001001001 | in | Locked | On Air | On Air |  | Huawei | 3G+4G | HW U2.1 F2 / U900 F1 | HW L1.8 F1 (20M) + L800 F1 (15M) |  | 6 |  |  | MW
July 2020 update | DXB0205 | Dubai Police, Al Ghusais, Near Dubai International Airport | DXB0205 | DXB5205 | DXBL0205 | DXBNR0205 | DXB | 25.2745 | 55.3514 | du | Government | IBS | Dubai North | DUBAI_AL TWAR FIRST | 1022600 | 2CC |  | DXB_E3279J_11727_001004001 | in | On Air | On Air | On Air | On Air | Huawei | 2G+3G+4G+5G | HW U2.1 F2 / U900 F1 | HW L1.8 F1/F2 (20+10M) | 1CC | 8 | 2/2 | N41+N78 F1 | IIB
| DXB0205 | Dubai Police NR LTE Anchor |  |  | DXBL0205I |  | DXB | 25.2745 | 55.3514 | du | Government | IBS | Dubai North | DUBAI_AL TWAR FIRST | 1022600 | 1CC |  | DXB_E3279J_11727_001004001 | OUT |  |  | On Air |  | Huawei | 4G |  | 5G Anchor |  | - |  |  | IIB
| IDX0207T | Dubai Police-Department of Protective Systems |  | IDX0207T | IDXL5207I |  | DXB | 25.2663 | 55.3913 | du | Commercial | ATOM | Dubai North | DUBAI_AL QUSAIS SECOND | 1023300 | 1CC |  | DXB_E3379L_12620_001001001 | in |  | On Air | On Air |  | Huawei | 3G+4G | HW U2.1 F2 | HW L1.8 F1 (20M) |  | 1 |  |  | IIB
| IDX5575 | Dubai Ports Police Station |  | IDX0575 | IDXL5575 |  | DXB | 25.2491 | 55.2772 | du | Government | IBS | Dubai North | DUBAI_MADINAT DUBAI AL MELAHEYAH (AL MINA) | 1032100 | 1CC |  | DXB_E3279P_11195_001001001 | in |  | On Air | On Air |  | Huawei | 3G+4G | HW U2.1 F2 | HW L1.8 F1 (20M) |  | 1/1 |  |  | IIB
| DXB0060 | Dubai Properties_DMC | DXB0060 | DXB5060 | DXBL0060 |  | DXB | 25.1035 | 55.1688 | du | Commercial | IBS | Dubai South | DUBAI_AL SAFOUH SECOND | 1038200 | 2CC |  | DXB_E3177F_10136_001003002 | in | Locked | On Air | On Air |  | Huawei | 3G+4G | HW U2.1 F2 / U900 F1 | HW L1.8 F1 (20M) + L800 F1 (15M) |  | 2/2 |  |  | IIB
| IDX5563 | Dubai Science Park |  | IDX0563 | IDXL5563 |  | DXB | 25.0762 | 55.2425 | du | Commercial | IBS | Dubai South | DUBAI_AL BARSHA SOUTH SECOND | 1067200 | 1CC |  | DXB_E3177N_10006_001002017 | in |  | On Air | On Air |  | Huawei | 3G+4G | HW U2.1 F2 | HW L1.8 F1 (20M) |  | 2/2 |  |  | IIB
Dec 2018 Update | IDX5159 | Dubai Shopping Centre | IDX5159 | IDX0159 | IDXL5159 |  | DXB | 25.2533 | 55.3334 | du | Mall | IBS | Dubai North | DUBAI_PORT SAEED | 1012900 | 2CC |  | DXB_E3279N_11335_001003001 | in | Locked | On Air | On Air |  | Huawei | 3G+4G | HW U2.1 F2 / U900 F1 | HW L1.8 F1/F2 (20+10M) |  | 2/2 |  |  | IIB
| DXB0261 | Dubai Silicon Oasis, Emirates Road, Dubai-BldgB | DXB0261 | DXB5261 | DXBL0261 |  | DXB | 25.1248 | 55.3808 | du | Commercial | IBS | Dubai North | DUBAI_NADD HESSA (DUBAI SILICON OASIS) | 1062600 | 2CC |  | DXB_E3377A_10084_001003001 | in | Locked | On Air | On Air |  | Huawei | 3G+4G | HW U2.1 F2 / U900 F1 | HW L1.8 F1 (20M) + L800 F1 (15M) |  | 2/2 |  |  | IIB
| DXB0749 | Dubai Silicon Oasis, Emirates Road, Dubai-BldgE | DXB0749 | DXB5749 | DXBL0749 |  | DXB | 25.1248 | 55.3808 | du | Commercial | IBS | Dubai North | DUBAI_NADD HESSA (DUBAI SILICON OASIS) | 1062600 | 2CC |  | DXB_E3377A_10086_001010001 | in | Locked | On Air | On Air |  | Huawei | 3G+4G | HW U2.1 F2 / U900 F1 | HW L1.8 F1 (20M) + L800 F1 (15M) |  | 2/2 |  |  | IIB
| IDX5061 | Dubai Sports City - Cricket Stadium S3 | IDX5061 |  |  |  | DXB | 25.0471 | 55.219 | du | Grand Stand | IBS | Dubai South | DUBAI_AL HEBIAH FOURTH (DUBAI SPORTS CITY) | 1068200 |  |  | DXB_E3177W_10117_001001004 | in | Locked |  |  |  | Nokia |  |  |  |  | - |  |  | IIB
| DXB0340 | Dubai Sports City - Cricket Stadium S3 | 0.Decomm |  |  |  | DXB | 25.0471 | 55.219 | du | Grand Stand | IBS | Dubai South | DUBAI_AL HEBIAH FOURTH (DUBAI SPORTS CITY) | 1068200 |  |  | DXB_E3177W_10117_001003001 | in |  |  |  |  | Nokia | [7 empty] | IIB
| IDX5219 | Dubai Sports City Complex Block A |  | IDX0219 | IDXL5219 |  | DXB | 25.0385 | 55.2263 | du | Stadium | IBS | Dubai South | DUBAI_AL HEBIAH FOURTH (DUBAI SPORTS CITY) | 1068200 | 2CC |  | DXB_E3177X_10411_001001003 | in |  | On Air | On Air |  | Huawei | 3G+4G | HW U2.1 F2 / U900 F1 | HW L1.8 F1/F2 (20+10M) |  | 2/2 |  |  | IIB
| IDX5220 | Dubai Sports City Complex Block B |  | IDX0220 | IDXL5220 |  | DXB | 25.0385 | 55.2263 | du | Stadium | IBS | Dubai South | DUBAI_AL HEBIAH FOURTH (DUBAI SPORTS CITY) | 1068200 | 2CC |  | DXB_E3177X_10411_001002001 | in |  | On Air | On Air |  | Huawei | 3G+4G | HW U2.1 F2 / U900 F1 | HW L1.8 F1/F2 (20+10M) |  | 2/2 |  |  | IIB
| IDX5221 | Dubai Sports City Complex Block C |  | IDX0221 | IDXL5221 |  | DXB | 25.0385 | 55.2263 | du | Stadium | IBS | Dubai South | DUBAI_AL HEBIAH FOURTH (DUBAI SPORTS CITY) | 1068200 | 2CC |  | DXB_E3177X_10665_001001001 | in |  | On Air | On Air |  | Huawei | 3G+4G | HW U2.1 F2 / U900 F1 | HW L1.8 F1/F2 (20+10M) |  | 2/2 |  |  | IIB
Dec 2018 Update | DXB0995 | Dubai Sports Complex Site 1 | DXB0995 | DXB5995 | DXBL0995 |  | DXB | 25.0513 | 55.318 | ETC | Grand Stand | IBS | Dubai South | DUBAI_UMM NAHAD SECOND (DUBAI LAND) | 1091200 | 3CC |  | DXB_E3277W_10006_001001001 | in | Locked | On Air | On Air |  | Huawei | 3G+4G | HW U2.1 F2 / U900 F1 | HW L1.8 F1/F2 (20+10M) + L800 F1 (15M) |  | 9/12 |  |  | IIB
Dec 2018 Update | DXB0996 | Dubai Sports Complex Site 2 | DXB0996 | DXB5996 | DXBL0996 |  | DXB | 25.0513 | 55.318 | ETC | Grand Stand | IBS | Dubai South | DUBAI_UMM NAHAD SECOND (DUBAI LAND) | 1091200 | 3CC |  | DXB_E3277W_10006_001001002 | in | Locked | On Air | On Air |  | Huawei | 3G+4G | HW U2.1 F2 | HW L1.8 F1/F2 (20+10M) + L800 F1 (15M) |  | 6/8 |  |  | IIB
| IDX5450 | Dubai Wharf (T1) |  | IDX0450 | IDXL5450 |  | DXB | 25.2259 | 55.3373 | du | Mixed Used | IBS | Dubai North | DUBAI_AL JADAF | 1032600 | 2CC |  | DXB_E3279X_10634_001004021 | in |  | On Air | On Air |  | Huawei | 3G+4G | HW U2.1 F2 / U900 F1 | HW L1.8 F1 (20M) + L800 F1 (15M) |  | 9 |  |  | IIB
| IDX5451 | Dubai Wharf (T2 ) |  | IDX0451 | IDXL5451 |  | DXB | 25.2255 | 55.3387 | du | Mixed Used | IBS | Dubai North | DUBAI_AL JADAF | 1032600 | 1CC |  | DXB_E3279X_10634_001004023 | in |  | On Air | On Air |  | Huawei | 3G+4G | HW U2.1 F2 | HW L1.8 F1 (20M) |  | 4/4 |  |  | IIB
| IDX5453 | Dubai Wharf (T3) |  | IDX0453 | IDXL5453 |  | DXB | 25.2265 | 55.3368 | du | Mixed Used | IBS | Dubai North | DUBAI_AL JADAF | 1032600 | 2CC |  | DXB_E3279X_10634_001004022 | in |  | On Air | On Air |  | Huawei | 3G+4G | HW U2.1 F2 / U900 F1 | HW L1.8 F1 (20M) + L800 F1 (15M) |  | 6 |  |  | IIB
Sep 2019 Update | DXB0188 | Dubai,DIC 8 | DXB0188 | DXB5188 | DXBL0188 |  | DXB | 25.0942 | 55.1623 | du | Commercial | IBS | Dubai South | DUBAI_AL SAFOUH SECOND | 1038200 | 2CC |  | DXB_E3077J_10157_002004001 | in | On Air | On Air | On Air |  | Huawei | 2G+3G+4G | HW U2.1 F2 / U900 F1 | HW L1.8 F1 (20M) + L800 F1 (15M) |  | 4 |  |  | IIB
| DXB0408 | Dunes Hotel Apartments Muhaisnah | DXB0408 | DXB5408 | DXBL0408 |  | DXB | 25.2852 | 55.405 | du | Hotel | IBS | Dubai North | DUBAI_MUHAISANAH FOURTH | 1024500 | 2CC |  | DXB_E3379H_11032_001003001 | in | Locked | On Air | On Air |  | Huawei | 3G+4G | HW U2.1 F2 / U900 F1 | HW L1.8 F1 (20M) + L800 F1 (15M) |  | 3 |  |  | IIB
| IDX5134 | Dusit D2 Kenz Hotel (Previously known as Tecom C Hotel C-003-001) | IDX5134 | IDX0134 | IDXL5134 |  | DXB | 25.0991 | 55.173 | du | Hotel | IBS | Dubai South | DUBAI_AL THANYAH FIRST (AL SAFOUH THIRD) | 1038300 | 2CC |  | DXB_E3177F_11066_001002002 | in | Locked | On Air | On Air |  | Huawei | 3G+4G | HW U2.1 F2 / U900 F1 | HW L1.8 F1 (20M) + L800 F1 (15M) |  | 2/2 |  |  | IIB
| DXB0022 | Dusit Dubai | DXB0022 | DXB5022A | DXBL0022 | DXBNR0022 | DXB | 25.2064 | 55.2729 | du | Hotel | IBS | Dubai North | DUBAI_TRADE CENTER SECOND | 1033600 | 2CC |  | DXB_E3278A_11514_001001003 | in | Locked | On Air | On Air | On Air | Huawei | 3G+4G+5G | HW U2.1 F2 / U900 F1 | HW L1.8 F1 (20M) + L800 F1 (15M) | 1CC | 16 | 8/0 | N41 | IIB
| DXB0022 | Dusit Dubai |  | DXB5022B | DXBL0022I |  | DXB | 25.2064 | 55.2729 | du | Hotel | IBS | Dubai North | DUBAI_TRADE CENTER SECOND | 1033600 | 2CC |  | DXB_E3278A_11514_001001003 | in |  | On Air | On Air |  | Huawei | 3G+4G | HW U2.1 F2 / U900 F1 | HW L1.8 F1 (20M) + L800 F1 (15M) |  | 12 |  |  | IIB
| DXB0759 | Dusit Dubai Marina | DXB0759 | DXB5759 | DXBL0759 |  | DXB | 25.0831 | 55.1443 | du | Hotel | IBS | Dubai South | DUBAI_MARSA DUBAI | 1039200 | 2CC |  | DXB_E3077N_10053_001004006 | in | Locked | On Air | On Air |  | Huawei | 3G+4G | HW U2.1 F2 / U900 F1 | HW L1.8 F1 (20M) + L800 F1 (15M) |  | 12 |  |  | IIB
| DXB0897 | Dusit Princess Hotel | DXB0897 |  |  |  | DXB | 25.2531 | 55.3358 | ETC | Hotel | IBS | Dubai North | DUBAI_PORT SAEED | 1012900 |  |  | DXB_E3279N_11652_001001001 | in | Locked |  |  |  | Nokia |  |  |  |  | - |  |  | MW
| AUH0737 | Dusit Thani - Tower 1 | AUH0737 | AUH5737 | AUHL0737 |  | AUH | 24.4554 | 54.3951 | ETC | Hotel | IBS | Abu Dhabi | ABU DHABI_Al Nahyan | 2501000 | 2CC |  | AUH_E2370F_10289_001002001 | in | Locked | On Air | On Air |  | Nokia | 3G+4G | NSN U900 F1 | NSN L1800 F1 (20MHz) + L800 F1 (15Mhz) |  | 6 |  |  | IIB
| AUH0738 | Dusit Thani - Tower 2 | AUH0738 | AUH5738 | AUHL0738 | AUHNR0738 | AUH | 24.4554 | 54.3951 | du | Residential | IBS | Abu Dhabi | ABU DHABI_Al Nahyan | 2501000 | 4CC |  | AUH_E2370F_10289_001001001 | in | Locked | On Air | On Air | On Air | Nokia | 3G+4G | NSN U900 F1 | NSN L18 F1/F2 (20+15M) + L800 F1 (15M) + L21 F1 (15M) | 1CC | 6 |  |  | IIB
| AUH0739 | Dusit Thani - Tower 3 | AUH0739 | AUH5739 | AUHL0739 |  | AUH | 24.4554 | 54.3951 | du | Commercial | IBS | Abu Dhabi | ABU DHABI_Al Nahyan | 2501000 | 3CC |  | AUH_E2271Y_10771_001002001 | in | Locked | On Air | On Air |  | Nokia | 3G+4G | NSN U900 F1 | NSN L1800 F1/F2 (20+15M) + L800 F1 (15M) |  | 8 |  |  | IIB
| IDX5716 | Dusseldorf Business Point |  | IDX0716 | IDXL5716 |  | DXB | 25.1145 | 55.205 | du | Commercial | IBS | Dubai South | DUBAI_AL BARSHA FIRST | 1037300 | 2CC |  | DXB_E3177C_10007_001014003 | in |  | On Air | On Air |  | Huawei | 3G+4G | HW U2.1 F2 / U900 F1 | HW L1.8 F1 (20M) + L800 F1 (15M) |  | 2/2 |  |  | dufix
Dec 2019 update | DXB0023 | DWTC Hotel & Apartments | DXB0023 | DXB5023 | DXBL0023 |  | DXB | 25.2238 | 55.285 | du | Hotel | IBS | Dubai North | DUBAI_TRADE CENTER SECOND | 1033600 | 2CC |  | DXB_E3279V_10233_001008013 | in | Locked | On Air | On Air |  | Huawei | 3G+4G | HW U2.1 F2 / U900 F1 | HW L1.8 F1 (20M) + L800 F1 (15M) |  | 4/4 |  |  | IIB
Dec 2019 update | DXB0169 | DWTC Hotel & Apartments - 2 | DXB0169 | DXB5169 | DXBL0169 |  | DXB | 25.2229 | 55.2844 | du | Hotel | IBS | Dubai North | DUBAI_TRADE CENTER SECOND | 1033600 | 2CC |  | DXB_E3279V_10232_001010013 | in | Locked | On Air | On Air |  | Huawei | 3G+4G | HW U2.1 F2 / U900 F1 | HW L1.8 F1 (20M) + L800 F1 (15M) |  | 8 |  |  | IIB
Jun 2020 Update | DXB0170 | DWTC Hotel & Apartments - 3 | DXB0170 | DXB5170 | DXBL0170 |  | DXB | 25.2219 | 55.2838 | du | Hotel | IBS | Dubai North | DUBAI_TRADE CENTER SECOND | 1033600 | 2CC |  | DXB_E3279V_10317_001009013 | in | Locked | On Air | On Air |  | Huawei | 3G+4G | HW U2.1 F2 / U900 F1 | HW L1.8 F1/F2 (20+10M) |  | 2/4 |  |  | IIB
| IDX5341 | DWTC Ibis Hotel and C1 (Office) |  | IDX0341 | IDXL5341 |  | DXB | 25.2216 | 55.2857 | ETC | Hotel | IBS | Dubai North | DUBAI_TRADE CENTER SECOND | 1033600 | 3CC |  | DXB_E3279V_11025_001004003 | in |  | On Air | On Air |  | Huawei | 3G+4G | HW U2.1 F2 / U900 F1 | HW L1.8 F1/F2 (20+10M) + L800 F1 (15M) |  | 6/6 |  |  | IIB
| IDX5359 | DWTC New Exhibition Hall |  | IDX0359 | IDXL5359 |  | DXB | 25.2251 | 55.2906 | ETC |  | IBS | Dubai North | DUBAI_TRADE CENTER SECOND | 1033600 | 4CC | Yes | DXB_E3279V_11031_001002004 | in |  | On Air | On Air |  | Huawei | 3G+4G | HW U2.1 F2 / U900 F1 | HW L1.8 F1/F2 (20+10M) + L800 F1 (15M) + L21 (10M) |  | 2/4 |  |  | IIB
| IDX5358 | DWTC New Exhibition Hall |  | IDX0358 | IDXL5358 | IDXNR5358 | DXB | 25.2248 | 55.29 | ETC | Exhibition | IBS | Dubai North | DUBAI_TRADE CENTER SECOND | 1033600 | 4CC | Yes | DXB_E3279V_11031_001003001 | in |  | On Air | On Air | On Air | Huawei | 3G+4G+5G | HW U2.1 F2 / U900 F1 | HW L1.8 F1/F2 (20+10M) + L800 F1 (15M) | 2CC | 2/4 | 0/11 | N78 F1 + N78 F2 | IIB
| IDX5360 | DWTC New Exhibition Hall |  | IDX0360 | IDXL5360 |  | DXB | 25.2255 | 55.291 | ETC |  | IBS | Dubai North | DUBAI_TRADE CENTER SECOND | 1033600 | 3CC | Yes | DXB_E3279V_11031_001003002 | in |  | On Air | On Air |  | Huawei | 3G+4G | HW U2.1 F2 / U900 F1 | HW L1.8 F1/F2 (20+10M) + L800 F1 (15M) |  | 2/4 |  |  | IIB
| DXB1006 | DXB Airport Tunnel 1 |  | DXB1006 | DXBL1006 |  | DXB | 25.2435 | 55.381 | du |  | IBS | Dubai North | DUBAI_DUBAI INTL AIRPORT (DUBAI INTERNATIONAL AIRPORT) | 1022100 | 3CC |  | DXB_E3379P_10562_001001001 | in |  | On Air | On Air |  | Huawei | 3G+4G | HW U2.1 F1+F2 | HW L1.8 F1/F2 (20+10M) + L800 F1 (15M) |  | 2/1 |  |  | MW
| DXB1006 | DXB Airport Tunnel 2 |  | DXB1006A | DXBL1006I |  | DXB | 25.2435 | 55.381 | du |  | IBS | Dubai North | DUBAI_DUBAI INTL AIRPORT (DUBAI INTERNATIONAL AIRPORT) | 1022100 | 3CC |  | DXB_E3379P_10562_001001001 | in |  | On Air | On Air |  | Huawei | 3G+4G | HW U2.1 F1+F2 | HW L1.8 F1/F2 (20+10M) + L800 F1 (15M) |  | 2/1 |  |  | MW
| DXB1006 | DXB Airport Tunnel 3 |  | DXB1006B | DXBL1006II |  | DXB | 25.2435 | 55.381 | du |  | IBS | Dubai North | DUBAI_DUBAI INTL AIRPORT (DUBAI INTERNATIONAL AIRPORT) | 1022100 | 3CC |  | DXB_E3379P_10562_001001001 | in |  | On Air | On Air |  | Huawei | 3G+4G | HW U2.1 F1+F2 | HW L1.8 F1/F2 (20+10M) + L800 F1 (15M) |  | 2/1 |  |  | MW
| DXB1006 | DXB Airport Tunnel 4 |  | DXB1006C | DXBL1006III |  | DXB | 25.2435 | 55.381 | du |  | IBS | Dubai North | DUBAI_DUBAI INTL AIRPORT (DUBAI INTERNATIONAL AIRPORT) | 1022100 | 3CC | Yes | DXB_E3379P_10562_001001001 | in |  | On Air | On Air |  | Huawei | 3G+4G | HW U2.1 F1+F2 | HW L1.8 F1/F2 (20+10M) + L800 F1 (15M) |  | 2/1 |  |  | MW
| DXB0370 | DXB Terminal 1- Room 1 | DXB0370 | DXB5370 | DXBL0370 |  | DXB | 25.2494 | 55.3524 | ETC | Airport | IBS | Dubai North | DUBAI_DUBAI INTL AIRPORT (DUBAI INTERNATIONAL AIRPORT) | 1022100 | 1CC | Yes | DXB_E3279T_10298_001002001 | in | On Air | On Air | On Air |  | Huawei | 2G+3G+4G | HW U2.1 F1+F2 | HW L1.8 F1 (20M) |  | 1/2 |  |  | IIB
| IDX5145 | DXB Terminal 1- Room 2 | IDX5145 | IDX0145 | IDXL5145 |  | DXB | 25.2494 | 55.3524 | ETC | Airport | IBS | Dubai North | DUBAI_DUBAI INTL AIRPORT (DUBAI INTERNATIONAL AIRPORT) | 1022100 | 1CC | Yes | DXB_E3279T_10298_001002002 | in | On Air | On Air | On Air |  | Huawei | 2G+3G+4G | HW U2.1 F1+F2 | HW L1.8 F1 (20M) |  | 1/1 |  |  | IIB
| IDX5161 | DXB Terminal 1- Room 3 | IDX5161 | IDX0161 | IDXL5161 |  | DXB | 25.2494 | 55.3524 | ETC | Airport | IBS | Dubai North | DUBAI_DUBAI INTL AIRPORT (DUBAI INTERNATIONAL AIRPORT) | 1022100 | 1CC | Yes | DXB_E3279T_10298_001002003 | in | On Air | On Air | On Air |  | Huawei | 2G+3G+4G | HW U2.1 F1+F2 | HW L1.8 F1 (20M) |  | 2/2 |  |  | IIB
| IDX5161 | DXB Terminal 1- Room 3 |  | IDX0161A |  |  | DXB | 25.2494 | 55.3524 | ETC | Airport | IBS | Dubai North | DUBAI_DUBAI INTL AIRPORT (DUBAI INTERNATIONAL AIRPORT) | 1022100 |  | Yes | DXB_E3279T_10298_001002003 | in |  | On Air |  |  | Huawei | 3G | 3G 2100 |  |  | 1 |  |  | IIB
| DXB0615 | DXB Terminal 1- Room 4 |  | DXB5615 | DXBL0615 |  | DXB | 25.2494 | 55.3524 | ETC | Airport | IBS | Dubai North | DUBAI_DUBAI INTL AIRPORT (DUBAI INTERNATIONAL AIRPORT) | 1022100 | 1CC | Yes | DXB_E3279T_10298_001001004 | in |  | On Air | On Air |  | Huawei | 3G+4G | HW U2.1 F1+F2 | HW L1.8 F1 (20M) |  | 3/2 |  |  | IIB
| DXB0615 | DXB Terminal 1- Room 4 |  | DXB5615A |  |  | DXB | 25.2494 | 55.3524 | ETC | Airport | IBS | Dubai North | DUBAI_DUBAI INTL AIRPORT (DUBAI INTERNATIONAL AIRPORT) | 1022100 |  | Yes | DXB_E3279T_10298_001001004 | in |  | On Air |  |  | Huawei | 3G | 3G 2100 |  |  | 1 |  |  | IIB
| IDX5163 | DXB Terminal 1- Room 5 |  | IDX0163 | IDXL5163 |  | DXB | 25.2494 | 55.3524 | ETC | Airport | IBS | Dubai North | DUBAI_DUBAI INTL AIRPORT (DUBAI INTERNATIONAL AIRPORT) | 1022100 | 1CC | Yes | DXB_E3279T_10298_001001005 | in |  | On Air | On Air |  | Huawei | 3G+4G | HW U2.1 F1+F2 | HW L1.8 F1 (20M) |  | 1/1 |  |  | IIB
Dec 2018 Update | DXB0628 | DXB Terminal 1- Room 6 |  | DXB5628 | DXBL0628 |  | DXB | 25.2494 | 55.3524 | ETC | Airport | IBS | Dubai North | DUBAI_DUBAI INTL AIRPORT (DUBAI INTERNATIONAL AIRPORT) | 1022100 | 1CC | Yes | DXB_E3279T_10721_001001001 | in |  | On Air | On Air |  | Huawei | 3G+4G | HW U2.1 F1+F2 | HW L1.8 F1 (20M) |  | 1/1 |  |  | IIB
| IDX0952D | E-170 Villa |  | IDX0952D | IDXL5952IV |  | DXB | 25.0632 | 55.1671 | du | Residential | ATOM | Dubai South | DUBAI_AL THANYAH FOURTH (EMIRATES HILL THIRD) | 1039400 | 1CC |  | DXB_E3177P_14250_001001001 | in |  | On Air | On Air |  | Huawei | 3G+4G | HW U2.1 F2 | HW L1.8 F1 (20M) |  | 1 |  |  | IIB
| AUH0588 | E4_01_C201 Gen AUH of Islamic Affairs | AUH0588 | AUH5588 | AUHL0588 |  | AUH | 24.48 | 54.3687 | du | Commercial | IBS | Abu Dhabi | ABU DHABI_Madinat Zayed(AD) | 2501200 | 2CC |  | AUH_E2270E_12551_001002001 | in | Locked | On Air | On Air |  | Nokia | 3G+4G | NSN U900 F1 | NSN L1800 F1 (20MHz) + L800 F1 (15Mhz) |  | 2 |  |  | IIB
| DXB0823 | East Hotel (Pullman Hotel) | DXB0823 | DXB5823 | DXBL0823 | DXBNR0823 | DXB | 25.1196 | 55.2031 | ETC | Hotel | IBS | Dubai South | DUBAI_AL BARSHA FIRST | 1037300 | 2CC |  | DXB_E3177B_10713_001001002 | in | Locked | On Air | On Air | On Air | Huawei | 3G+4G+5G | HW U2.1 F2 | HW L1.8 F1/F2 (20+10M) | 1CC | 7/4 | 2/0 | N41 | IIB
| AUH0888 | Eastern Mangrove Hotel | AUH0888 | AUH5888 | AUHL0888 |  | AUH | 24.4465 | 54.438 | ETC | Hotel | IBS | Abu Dhabi | ABU DHABI_AL GARM | 2042000 | 2CC |  | AUH_E2370H_10009_001004001 | in | Locked | On Air | On Air |  | Nokia | 3G+4G | NSN U900 F1 | NSN L1800 F1 (20MHz) + L800 F1 (15Mhz) |  | 10 |  |  | IIB
| AUH0723 | Eastern Mangrove Luxury Buildings |  | AUH5723 | AUHL0723 |  | AUH | 24.446 | 54.439 | du | Hotel | IBS | Abu Dhabi | ABU DHABI_AL GARM | 2042000 | 2CC |  | AUH_E2370H_10004_001003006 | in |  | On Air | On Air |  | Nokia | 3G+4G | NSN U900 F1 | NSN L1800 F1 (20MHz) + L800 F1 (15Mhz) |  | 4 |  |  | MW
| AUH0724 | Eastern Mangrove Marina and Chandlery Apartments |  | AUH5724 | AUHL0724 |  | AUH | 24.446 | 54.439 | du | Hotel | IBS | Abu Dhabi | ABU DHABI_AL GARM | 2042000 | 2CC |  | AUH_E2370H_10004_001005023 / AUH_E2370H_10004_001006024 / AUH_E2370H_10004_001008008 / AUH_E2370H_10004_001009001 | in |  | On Air | On Air |  | Nokia | 3G+4G | NSN U900 F1 | NSN L1800 F1 (20MHz) + L800 F1 (15Mhz) |  | 6 |  |  | IIB
| DXB0528 | ECONOMIC BUSINESS DEPARTMENT IN DUBAI/Dubai Land Dept. | DXB0528 | DXB5528 | DXBL0528 |  | DXB | 25.2617 | 55.3157 | du | Government | IBS | Dubai North | DUBAI_RIGGAT AL BUTEEN | 1012500 | 1CC |  | DXB_E3279M_10190_001002001 | in | Locked | On Air | On Air |  | Huawei | 3G+4G | HW U2.1 F2 | HW L1.8 F1 (20M) |  | 2/2 |  |  | IIB
| IDX5838 | Eiffel 1 at SZR |  | IDX0838 | IDXL5838 |  | DXB | 25.1311 | 55.211 | du | Residential | IBS | Dubai South | DUBAI_UMM AL SHEIF | 1036700 | 2CC |  | DXB_E3178W_11700_001002006 | in |  | On Air | On Air |  | Huawei | 3G+4G | HW U2.1 F2 / U900 F1 | HW L1.8 F1 (20M) + L800 F1 (15M) |  | 3 |  |  | IIB
| IDX5839 | Eiffel Staff Accommodation at Al Quaz 3 |  | IDX0839 | IDXL5839 |  | DXB | 25.1558 | 55.2482 | du | Commercial | IBS | Dubai South | DUBAI_AL QOUZ THIRD (AL QUOZ THIRD) | 1035800 | 1CC |  | DXB_E3178T_10212_001001001 | in |  | On Air | On Air |  | Huawei | 3G+4G | HW U2.1 F2 | HW L1.8 F1 (20M) |  | 1/1 |  |  | IIB
| IDX5858 | EK Administration Building |  | IDX0858 | IDXL5858 |  | DXB | 25.2571 | 55.381258° | du | Commerical | IBS | Dubai North | DUBAI_DUBAI INTL AIRPORT (DUBAI INTERNATIONAL AIRPORT) | 1022100 | 2CC |  | DXB_E3379L_12612_001002002 | in |  | On Air | On Air |  | Huawei | 3G+4G | HW U2.1 F2 / U900 F1 | HW L1.8 F1 (20M) + L800 F1 (15M) |  | 3 |  |  | IIB
| DXB0790 | EK Buildings Blocks A & B - Muhaisnah 4 | DXB0790 | DXB5790 | DXBL0790 |  | DXB | 25.2799 | 55.4031 | du | Residential | IBS | Dubai North | DUBAI_MUHAISANAH FOURTH | 1024500 | 2CC |  | DXB_E3379H_10776_001006001 | in | Locked | On Air | On Air |  | Huawei | 3G+4G | HW U2.1 F2 / U900 F1 | HW L1.8 F1 (20M) + L800 F1 (15M) |  | 4/8 |  |  | IIB
| DXB0793 | EK Buildings Blocks C & D - Muhaisnah 4 | DXB0793 | DXB5793 | DXBL0793 |  | DXB | 25.2804 | 55.4037 | du | Residential | IBS | Dubai North | DUBAI_MUHAISANAH FOURTH | 1024500 | 2CC |  | DXB_E3379H_10775_001001002 | in | Locked | On Air | On Air |  | Huawei | 3G+4G | HW U2.1 F2 / U900 F1 | HW L1.8 F1 (20M) + L800 F1 (15M) |  | 4/8 |  |  | IIB
Oct 2019 update | DXB0857 | EK Engineering Center_Dubai Airport | DXB0857 | DXB5857 | DXBL0857 |  | DXB | 25.2548 | 55.382 | du | Airport | IBS | Dubai North | DUBAI_DUBAI INTL AIRPORT (DUBAI INTERNATIONAL AIRPORT) | 1022100 | 3CC |  | DXB_E3379K_11790_001001001 | in | Locked | On Air | On Air |  | Huawei | 3G+4G | HW U2.1 F2 | HW L1.8 F1/F2 (20+10M) + L800 F1 (15M) |  | 12/6 |  |  | IIB
Nov 2020 update | DXB0038 | EK Maintenance Facility SP-333 | DXB0038 | DXB5038 | DXBL0038 |  | DXB | 25.2379 | 55.386 | du | Airport | IBS | Dubai North | DUBAI_DUBAI INTL AIRPORT (DUBAI INTERNATIONAL AIRPORT) | 1022100 | 2CC |  | DXB_E3379Q_11098_001001001 | in | On Air | On Air | On Air |  | Huawei | 2G+3G+4G | HW U2.1 F2 | HW L1.8 F1/F2 (20+10M) |  | 1/1 |  |  | MW
Sep 2020 Update | DXB0443 | Elite 1 Tower_DSC | DXB0443 | DXB5443 | DXBL0443 |  | DXB | 25.0433 | 55.2165 | du | Residential | IBS | Dubai South | DUBAI_AL HEBIAH FOURTH (DUBAI SPORTS CITY) | 1068200 | 2CC |  | DXB_E3177W_10018_001001005 | in | Locked | On Air | On Air |  | Huawei | 3G+4G | HW U2.1 F2 / U900 F1 | HW L1.8 F1 (20M) + L800 F1 (15M) |  | 6 |  |  | IIB
July 2019 Update | DXB0751 | Elite 2 Tower_DSC | DXB0751 | DXB5751 | DXBL0751 |  | DXB | 25.0439 | 55.2171 | du | Residential | IBS | Dubai South | DUBAI_AL HEBIAH FOURTH (DUBAI SPORTS CITY) | 1068200 | 2CC |  | DXB_E3177W_10017_001002006 | in | Locked | On Air | On Air |  | Huawei | 3G+4G | HW U2.1 F2 / U900 F1 | HW L1.8 F1 (20M) + L800 F1 (15M) |  | 6 |  |  | IIB
July 2019 Update | DXB0383 | Elite 4_DSC | DXB0383 | DXB5383 | DXBL0383 |  | DXB | 25.0387 | 55.219 | du | Residential | IBS | Dubai South | DUBAI_AL HEBIAH FOURTH (DUBAI SPORTS CITY) | 1068200 | 2CC |  | DXB_E3177W_10085_001019003 | in | Locked | On Air | On Air |  | Huawei | 3G+4G | HW U2.1 F2 / U900 F1 | HW L1.8 F1 (20M) + L800 F1 (15M) |  | 3 |  |  | IIB
| IDX5701 | Elite sports residence-03 |  | IDX0701 | IDXL5701 |  | DXB | 25.0446 | 55.2155 | du | Residential | IBS | Dubai South | DUBAI_AL HEBIAH FOURTH (DUBAI SPORTS CITY) | 1068200 | 2CC |  | DXB_E3177W_10098_001002004 | in |  | On Air | On Air |  | Huawei | 3G+4G | HW U2.1 F2 / U900 F1 | HW L1.8 F1 (20M) + L800 F1 (15M) |  | 6 |  |  | IIB
| IDX5707 | Elite sports residence-05 |  | IDX0707 | IDXL5707 |  | DXB | 25.0409 | 55.2219 | du | Residential | IBS | Dubai South | DUBAI_AL HEBIAH FOURTH (DUBAI SPORTS CITY) | 1068200 | 2CC |  | DXB_E3177W_10064_001002003 | in |  | On Air | On Air |  | Huawei | 3G+4G | HW U2.1 F2 / U900 F1 | HW L1.8 F1 (20M) + L800 F1 (15M) |  | 6 |  |  | IIB
| IDX5706 | Elite sports residence-07 |  | IDX0706 | IDXL5706 |  | DXB | 25.0387 | 55.2049 | du | Residential | IBS | Dubai South | DUBAI_AL HEBIAH FOURTH (DUBAI SPORTS CITY) | 1068200 | 2CC |  | DXB_E3177V_10015_001002003 | in |  | On Air | On Air |  | Huawei | 3G+4G | HW U2.1 F2 / U900 F1 | HW L1.8 F1 (20M) + L800 F1 (15M) |  | 3 |  |  | IIB
| IDX5759 | Elite Sports Residence-08 |  | IDX0759 | IDXL5759 |  | DXB | 25.0397 | 55.2045 | du | Residential | IBS | Dubai South | DUBAI_AL HEBIAH FOURTH (DUBAI SPORTS CITY) | 1068200 | 2CC |  | DXB_E3177V_10035_001025003 | in |  | On Air | On Air |  | Huawei | 3G+4G | HW U2.1 F2 / U900 F1 | HW L1.8 F1 (20M) + L800 F1 (15M) |  | 12 |  |  | IIB
| IDX5754 | Elite sports residence-09 |  | IDX0754 | IDXL5754 |  | DXB | 25.0343 | 55.2228 | du | Residential | IBS | Dubai South | DUBAI_AL HEBIAH FOURTH (DUBAI SPORTS CITY) | 1068200 | 2CC |  | DXB_E3176C_10016_001002003 | in |  | On Air | On Air |  | Huawei | 3G+4G | HW U2.1 F2 / U900 F1 | HW L1.8 F1 (20M) + L800 F1 (15M) |  | 4/4 |  |  | IIB
Jun 2020 Update | DXB0880 | Elite Tower_Dubai Marina | DXB0880 | DXB5880 | DXBL0880 |  | DXB | 25.0899 | 55.1479 | du | Residential | IBS | Dubai South | DUBAI_MARSA DUBAI | 1039200 | 2CC |  | DXB_E3077J_10430_001035002 | in | On Air | On Air | On Air |  | Huawei | 2G+3G+4G | HW U2.1 F2 / U900 F1 | HW L1.8 F1 (20M) + L800 F1 (15M) |  | 28 |  |  | IIB
| DXB0246 | Elite-06 | DXB0246 | DXB5246 | DXBL0246 |  | DXB | 25.0416 | 55.2174 | du | Residential | IBS | Dubai South | DUBAI_AL HEBIAH FOURTH (DUBAI SPORTS CITY) | 1068200 | 3CC |  | DXB_E3177W_10072_001024021 | in | Locked | On Air | On Air |  | Huawei | 3G+4G | HW U2.1 F2 / U900 F1 | HW L1.8 F1/F2 (20+15M) + L800 F1 (15M) |  | 2/4 |  |  | IIB
| DXB5682D | Emaar Office 2F |  | DXB5682D | DXBL0647I |  | DXB | 25.1976 | 55.2787 | du | Commercial | ATOM | Dubai North | DUBAI_BURJ KHALIFA (BUSINESS BAY) | 1034500 | 2CC |  | DXB_E3278F_10259_001007385 | in |  | On Air | On Air |  | Huawei | 3G+4G | HW U2.1 F2 | HW L1.8 F1/F2 (20+10M) |  | 2/1 |  |  | IIB
| DXB5682C | Emaar Office LGF |  | DXB5682C |  |  | DXB | 25.1976 | 55.2787 | du | Mall | ATOM | Dubai North | DUBAI_BURJ KHALIFA (BUSINESS BAY) | 1034500 |  |  | DXB_E3278F_10259_001001334 | in |  | On Air |  |  | Huawei | 3G | 3G 2100 |  |  | 1 |  |  | dufix
| DXB0211 | EMAAR PROPERTIES | DXB0211 | DXB5211 | DXBL0211 |  | DXB | 25.0944 | 55.1656 | du | Commercial | IBS | Dubai South | DUBAI_AL THANYAH THIRD (EMIRATES HILL SECOND) | 1038800 | 1CC |  | DXB_E3177F_10034_001001007 | in | Locked | On Air | On Air |  | Huawei | 3G+4G | HW U2.1 F2 | HW L1.8 F1 (20M) |  | 3/3 |  |  | IIB
| DXB0863 | Emaar Properties 4 | DXB0863 | DXB5863 | DXBL0863 |  | DXB | 25.0959 | 55.1677 | du | Commercial | IBS | Dubai South | DUBAI_AL THANYAH THIRD (EMIRATES HILL SECOND) | 1038800 | 1CC |  | DXB_E3177F_10033_001001014 | in | Locked | On Air | On Air |  | Huawei | 3G+4G | HW U2.1 F2 / U900 F1 | HW L1.8 F1 (20M) |  | 1/2 |  |  | IIB
| DXB0328 | EMAAR PROPERTIES-3 | DXB0328 | DXB5328 | DXBL0328 | DXBNR0328 | DXB | 25.0957 | 55.167 | du | Commercial | IBS | Dubai South | DUBAI_AL THANYAH THIRD (EMIRATES HILL SECOND) | 1038800 | 2CC |  | DXB_E3177F_10032_001001011 | in | Locked | On Air | On Air | On Air | Huawei | 3G+4G+5G | HW U2.1 F2 / U900 F1 | HW L1.8 F1 (20M) + L800 F1 (15M) | 1CC | 4/4 | 2/0 | N41 | IIB
| DXB0432 | Emaar Propoerties 2 | DXB0432 | DXB5432 | DXBL0432 |  | DXB | 25.095 | 55.1662 | du | Commercial | IBS | Dubai South | DUBAI_AL THANYAH THIRD (EMIRATES HILL SECOND) | 1038800 | 1CC |  | DXB_E3177F_10035_001001011 | in | Locked | On Air | On Air |  | Huawei | 3G+4G | HW U2.1 F2 | HW L1.8 F1 (20M) |  | 1/1 |  |  | IIB
| IDX5459 | Emaar Towers |  | IDX0459 | IDXL5459 |  | DXB | 25.2576 | 55.3248 | du | Residential | IBS | Dubai North | DUBAI_RIGGAT AL BUTEEN | 1012500 | 2CC |  | DXB_E3279N_11540_001010007 | in |  | On Air | On Air |  | Huawei | 3G+4G | HW U2.1 F2 / U900 F1 | HW L1.8 F1 (20M) + L800 F1 (15M) |  | 4/4 |  |  | MW
| DXB0185 | EMARAT | DXB0185 | DXB5185 | DXBL0185 |  | DXB | 25.191 | 55.2573 | du | Commercial | IBS | Dubai North | DUBAI_AL WASL | 1034300 | 1CC |  | DXB_E3178J_11600_001005001 | in | Locked | On Air | On Air |  | Huawei | 3G+4G | HW U2.1 F2 | HW L1.8 F1 (20M) |  | 1/1 |  |  | MW
| DXB0278 | Emarat Atrium | DXB0278 | DXB5278 | DXBL0278 |  | DXB | 25.1896 | 55.2563 | du | Commercial | IBS | Dubai North | DUBAI_AL WASL | 1034300 | 1CC |  | DXB_E3178J_11215_001004034 | in | Locked | On Air | On Air |  | Huawei | 3G+4G | HW U2.1 F2 | HW L1.8 F1 (20M) |  | 4/4 |  |  | IIB
| DXB0585 | EMC 2 Building_DMC | DXB0585 | DXB5585 | DXBL0585 |  | DXB | 25.1036 | 55.1671 | du | Commercial | IBS | Dubai South | DUBAI_AL SAFOUH SECOND | 1038200 | 2CC |  | DXB_E3177F_10117_001003011 | in | Locked | On Air | On Air |  | Huawei | 3G+4G | HW U2.1 F2 / U900 F1 | HW L1.8 F1 (20M) + L800 F1 (15M) |  | 2/2 |  |  | dufix
| DXB0906 | Emerald Kempinski Hotel (Palm Jumeirah) | DXB0906 | DXB5906 | DXBL0906 | DXBNR0906 | DXB | 25.1129 | 55.1095 | ETC | Hotel | IBS | Dubai South | DUBAI_NAKHLAT JUMEIRA (THE PALM JUMEIRAH) | 1038100 | 2CC |  | DXB_E3077C_10304_001004002 | in | Locked | On Air | On Air | On Air | Huawei | 3G+4G+5G | HW U2.1 F2 / U900 F1 | HW L1.8 F1 (20M) + L800 F1 (15M) | 1CC | 4/8 | 2/0 | N41 | IIB
| SHJ0162 | Emesa Tower | SHJ0162 | SHJ5162 | SHJL0162 |  | NE | 25.3185 | 55.3774 | du | Residential | IBS | Sharjah | SHARJAH_AL MAMZAR | 3010400 | 1CC |  | SHJ_E3380P_10014_001001001 | in | Locked | On Air | On Air |  | Huawei | 3G+4G | HW U2.1 F2 | HW L1.8 F1 (20M) |  | 4 |  |  | IIB
| AUH0577 | Emirates Advocates | AUH0577 | AUH5577 | AUHL0577 |  | AUH | 24.4874 | 54.3721 | du | Commercial | IBS | Abu Dhabi | ABU DHABI_Madinat Zayed(AD) | 2501200 | 2CC |  | AUH_E2271Y_10852_001001001 | in | Locked | On Air | On Air |  | Nokia | 3G+4G | NSN U900 F1 | NSN L1800 F1 (20MHz) + L800 F1 (15Mhz) |  | 4 |  |  | IIB
| DXB0618 | Emirates Airlines Data/Call Center | DXB0618 | DXB5618 | DXBL0618 |  | DXB | 25.1254 | 55.4275 | ETC | Commercial | IBS | Dubai North | DUBAI_AL ROWAIYAH FIRST (800) | 1081200 | 2CC |  | DXB_E3377D_10009_001001002 | in | Locked | On Air | On Air |  | Huawei | 3G+4G | HW U2.1 F2 / U900 F1 | HW L1.8 F1 (20M) + L800 F1 (15M) |  | 2/2 |  |  | IIB
| DXB0230 | Emirates Avaiation College, Garhoud, Near Airport Hotel, Dubai | DXB0230 | DXB5230 | DXBL0230 |  | DXB | 25.2437 | 55.3417 | du | University | IBS | Dubai North | DUBAI_AL GARHOUD | 1021400 | 2CC |  | DXB_E3279S_10286_001002001 | in | Locked | On Air | On Air |  | Huawei | 3G+4G | HW U2.1 F2 / U900 F1 | HW L1.8 F1 (20M) + L800 F1 (15M) |  | 6 |  |  | IIB
| DXB0448 | Emirates Aviation University |  | DXB5448 | DXBL0448 |  | DXB | 25.1127 | 55.4125 | ETC | University | IBS | Dubai North | DUBAI_AL ROWAIYAH FIRST (800) | 1081200 | 2CC |  | DXB_E3377C_10042_001001001 | in |  | On Air | On Air |  | Huawei | 3G+4G | HW U2.1 F2 / U900 F1 | HW L1.8 F1 (20M) + L800 F1 (15M) |  | 6 |  |  | IIB
May 2020 Update | DXB0529 | EMIRATES BANK 1 | DXB0529 | DXB5529 | DXBL0529 |  | DXB | 25.2677 | 55.3027 | du | Commercial | IBS | Dubai North | DUBAI_AL RIGGA | 1011900 | 2CC |  | DXB_E3279M_10109_001013001 | in | Locked | On Air | On Air |  | Huawei | 3G+4G | HW U2.1 F2 / U900 F1 | HW L1.8 F1/F2 (20+10M) |  | 2/4 |  |  | IIB
| DXB0530 | EMIRATES BANK 3 | DXB0530 | 0.Decomm |  |  | DXB | 25.2642 | 55.2919 | du | Commercial | IBS | Dubai North | DUBAI_AL SOUQ AL KABEER | 1031200 |  |  | DXB_E3279L_10314_001001002 | OUT | Locked |  |  |  | Huawei | 3G | 3G 2100 |  |  | 1 |  |  | IIB
| IDX5231 | Emirates Engine Maintenance Centre |  | IDX0231 | IDXL5231 |  | DXB | 25.1469 | 55.4417 | du | Commercial | IBS | Dubai North | DUBAI_WARSAN THIRD (800) | 1081100 | 2CC |  | DXB_E3378S_10194_001001002 | in |  | On Air | On Air |  | Huawei | 3G+4G | HW U2.1 F2 / U900 F1 | HW L1.8 F1 (20M) + L800 F1 (15M) |  | 2/2 |  |  | IIB
| DXB0869 | Emirates Financial Towers_DIFC | DXB0869 | DXB5869 | DXBL0869 | DXBNR0869 | DXB | 25.2085 | 55.2764 | du | Commercial | IBS | Dubai North | DUBAI_ZAABEEL SECOND | 1033700 | 2CC |  | DXB_E3278A_11523_001004005 | in | Locked | On Air | On Air | On Air | Huawei | 3G+4G+5G | HW U900 F1 | HW L1.8 F1/F2 (20+10M) | 1CC | 10/5 | 5/0 | N41 | IIB
| IDX5215 | Emirates Flight Catering |  | IDX0215 | IDXL5215 |  | DXB | 25.2575 | 55.3406 | du | Residential | IBS | Dubai North | DUBAI_DUBAI INTL AIRPORT (DUBAI INTERNATIONAL AIRPORT) | 1022100 | 1CC |  | DXB_E3279N_11645_001002001 | in |  | On Air | On Air |  | Huawei | 3G+4G | HW U2.1 F2 | HW L1.8 F1 (20M) |  | 5/8 |  |  | MW
| AUH0754 | Emirates French Hospital (aka. Al Nahda Tower) |  | AUH5754 | AUHL0754 |  | AUH | 24.4932 | 54.3603 | du | Hospital | IBS | Abu Dhabi | ABU DHABI_Al Markaziyah | 2500200 | 2CC |  | AUH_E2271X_10452_001001001 | in |  | On Air | On Air |  | Nokia | 3G+4G | NSN U900 F1 | NSN L1800 F1 (20MHz) + L800 F1 (15Mhz) |  | 2 |  |  | IIB
Mar 2019 Update | DXB0065 | Emirates Golf Club House | DXB0065 | DXB5065 | DXBL0065 |  | DXB | 25.0852 | 55.1599 | ETC | Hotel | IBS | Dubai South | DUBAI_AL THANYAH THIRD (EMIRATES HILL SECOND) | 1038800 | 2CC |  | DXB_E3077O_10539_001001001 | in | Locked | On Air | On Air |  | Huawei | 3G+4G | HW U2.1 F2 / U900 F1 | HW L1.8 F1 (20M) + L800 F1 (15M) |  | 3 |  |  | IIB
| DXB0463 | Emirates Grand Car Park | DXB0463 | DXB5463 | DXBL0463 |  | DXB | 25.2096 | 55.2752 | du | Car Park | IBS | Dubai North | DUBAI_TRADE CENTER SECOND | 1033600 | 1CC |  | DXB_E3278A_11519_001001001 | in | Locked | On Air | On Air |  | Huawei | 3G+4G | HW U2.1 F2 / U900 F1 | HW L1.8 F1 (20M) |  | 1/2 |  |  | IIB
| IDX5397 | Emirates Grand Hotel Apartment @ SZR | IDX5397 | IDX0397 | IDXL5397 |  | DXB | 25.2111 | 55.2744 | du | Hotel | IBS | Dubai North | DUBAI_TRADE CENTER FIRST | 1033500 | 2CC |  | DXB_E3278A_11574_001001007 | in | Locked | On Air | On Air |  | Huawei | 3G+4G | HW U2.1 F2 / U900 F1 | HW L1.8 F1 (20M) + L800 F1 (15M) |  | 9 |  |  | IIB
| DXB0228 | Emirates Holidays & Airline Center,Sheikh Zayed Road near 2nd Interchange, Dubai | DXB0228 | DXB5228 | DXBL0228 |  | DXB | 25.1873 | 55.2569 | du | Commercial | IBS | Dubai North | DUBAI_BURJ KHALIFA (BUSINESS BAY) | 1034500 | 2CC |  | DXB_E3178J_11947_001001002 | in | Locked | On Air | On Air |  | Huawei | 3G+4G | HW U2.1 F2 / U900 F1 | HW L1.8 F1 (20M) + L800 F1 (15M) |  | 3 |  |  | IIB
| IDX5899 | Emirates Hospital _Jumairah |  | IDX0899 | IDXL5899 |  | DXB | 25.1967 | 55.2374 | ETC | Hospital | IBS | Dubai North | DUBAI_JUMEIRA SECOND | 1034200 | 2CC |  | DXB_E3178I_10397_001001001 | in |  | On Air | On Air |  | Huawei | 3G+4G | HW U2.1 F2 / U900 F1 | HW L1.8 F1 (20M) + L800 F1 (15M) |  | 3 |  |  | IIB
| AUH0476 | Emirates ID Head Office AUH | AUH0476 | AUH5476 | AUHL0476 |  | AUH | 24.4014 | 54.5519 | ETC | Government | IBS | Abu Dhabi | ABU DHABI_KHALIFA CITY | 2042600 | 2CC |  | AUH_E2470X_10295_001002001 | in | Locked | On Air | On Air |  | Nokia | 3G+4G | NSN U900 F1 | NSN L1800 F1 (20MHz) + L800 F1 (15Mhz) |  | 2 |  |  | IIB
| SHJ0185 | Emirates ID HQ | SHJ0185 | SHJ5185 | SHJL0185 |  | NE | 25.3076 | 55.5842 | du | Government | IBS | Sharjah | SHARJAH_Mazaira - SHJ | 3001401 | 1CC |  | SHJ_E3579B_10003_001002001 | in | Locked | On Air | On Air |  | Huawei | 3G+4G | HW U2.1 F2 | HW L1.8 F1 (20M) |  | 1/1 |  |  | IIB
| SHJ0397 | Emirates Islamic Bank SHJ | SHJ0397 | SHJ5397 | SHJL0397 |  | NE | 25.3232 | 55.3839 | du | Residential | IBS | Sharjah | SHARJAH_AL MAZAJ SECOND | 3010700 | 2CC |  | SHJ_E3380V_10023_001002001 | in | Locked | On Air | On Air |  | Huawei | 3G+4G | HW U2.1 F2 / U900 F1 | HW L1.8 F1 (20M) + L800 F1 (15M) |  | 12 |  |  | IIB
| AUH0850 | Emirates National Building | AUH0850 | AUH5850 | AUHL0850 |  | AUH | 24.4673 | 54.3857 | du | Commercial | IBS | Abu Dhabi | ABU DHABI_Al Nahyan | 2501000 | 2CC |  | AUH_E2270E_12849_001002001 | in | On Air | On Air | On Air |  | Nokia | 2G+3G+4G | NSN U900 F1 | NSN L1800 F1 (20MHz) + L800 F1 (15Mhz) |  | 2 |  |  | MW
| DXB0504 | EMIRATES NATIONAL OIL COMPANY (( ENOC)) House1&2 | DXB0504 | DXB5504 | DXBL0504 |  | DXB | 25.2331 | 55.3103 | du | Commercial | IBS | Dubai North | DUBAI_OUD METHA | 1031900 | 2CC |  | DXB_E3279W_10096_001001002 | in | Locked | On Air | On Air |  | Huawei | 3G+4G | HW U2.1 F2 / U900 F1 | HW L1.8 F1 (20M) + L800 F1 (15M) |  | 4/4 |  |  | IIB
| DXB0903 | Emirates NBD Al Barsha Office | DXB0903 | DXB5903 | DXBL0903 |  | DXB | 25.1067 | 55.2043 | ETC | Commercial | IBS | Dubai South | DUBAI_AL BARSHA SECOND | 1037600 | 1CC |  | DXB_E3177G_12158_001002002 | in | Locked | On Air | On Air |  | Huawei | 3G+4G | HW U2.1 F2 | HW L1.8 F1 (20M) |  | 1/1 |  |  | IIB
| DXB0264 | Emirates NBD Meydan (Q and M building) | DXB0264 | DXB5264 | DXBL0264 |  | DXB | 25.1606 | 55.3252 | du | Commercial | IBS | Dubai North | DUBAI_NADD AL SHIBA FIRST (RANCHES) | 1061800 | 2CC |  | DXB_E3278S_10474_001004001 | in | Locked | On Air | On Air |  | Huawei | 3G+4G | HW U2.1 F2 / U900 F1 | HW L1.8 F1/F2 (20+10M) |  | 2/2 |  |  | IIB
| DXB0928 | Emirates NBD Meydan Office | DXB0928 | DXB5928 | DXBL0928 |  | DXB | 25.1605 | 55.3245 | ETC | Commercial | IBS | Dubai North | DUBAI_NADD AL SHIBA FIRST (RANCHES) | 1061800 | 1CC |  | DXB_E3278S_10474_001002001 | in | Locked | On Air | On Air |  | Huawei | 3G+4G | HW U2.1 F2 | HW L1.8 F1 (20M) |  | 4 |  |  | IIB
| AUH0430 | Emirates Palace |  |  | AUHL0430II |  | AUH | 24.4621 | 54.3174 | du |  | IBS | Abu Dhabi | ABU DHABI_Al Ras Al Akhdar | 2500500 | 1CC |  | AUH_E2270B_10001_001004001 | in |  |  | On Air |  | Nokia | 4G |  | NSN L18 F1 (20M) |  | 2 |  |  | IIB
| AUH0430 | Emirates Palace | AUH0430 | AUH5430 | AUHL0430I |  | AUH | 24.4621 | 54.3174 | du | Hotel | IBS | Abu Dhabi | ABU DHABI_Al Ras Al Akhdar | 2500500 | 1CC |  | AUH_E2270B_10001_001004001 | in | On Air | On Air | On Air |  | Huawei/Nokia | 2G+3G+4G | HW U2.1 F2 | NSN L18 F1 (20M) |  | 2 |  |  | IIB
Dec 2020 update | DXB0701 | Emirates Park Hotel Tower_Comon Podium | DXB0701 | DXB5701 | DXBL0701 |  | DXB | 25.1857 | 55.258 | ETC | Hotel | IBS | Dubai North | DUBAI_BURJ KHALIFA (BUSINESS BAY) | 1034500 | 2CC |  | DXB_E3178J_11950_001013002 | in | Locked | On Air | On Air |  | Huawei | 3G+4G | HW U2.1 F2 / U900 F1 | HW L1.8 F1 (20M) + L800 F1 (15M) |  | 20 |  |  | IIB
Jan 2021 update | DXB0702 | Emirates Park Hotel Tower_Comon Podium Upper Part | DXB0702 | DXB5702 | DXBL0702 |  | DXB | 25.1857 | 55.258 | ETC | Hotel | IBS | Dubai North | DUBAI_BURJ KHALIFA (BUSINESS BAY) | 1034500 | 2CC |  | DXB_E3178J_11950_001004016 | in | Locked | On Air | On Air |  | Huawei | 3G+4G | HW U2.1 F2 / U900 F1 | HW L1.8 F1 (20M) + L800 F1 (15M) |  | 13 |  |  | dufix
| DXB0372 | Emirates Park Hotel Tower_Tower A Lower Part | DXB0372 | DXB5372 | DXBL0372 |  | DXB | 25.1857 | 55.258 | ETC | Hotel | IBS | Dubai North | DUBAI_BURJ KHALIFA (BUSINESS BAY) | 1034500 | 2CC |  | DXB_E3178J_11950_001005002 | in | Locked | On Air | On Air |  | Huawei | 3G+4G | HW U2.1 F2 / U900 F1 | HW L1.8 F1 (20M) + L800 F1 (15M) |  | 20 |  |  | dufix
Oct 2020 update | DXB0373 | Emirates Park Hotel Tower_Tower A Upper Part | DXB0373 | DXB5373 | DXBL0373 |  | DXB | 25.1857 | 55.258 | ETC | Hotel | IBS | Dubai North | DUBAI_BURJ KHALIFA (BUSINESS BAY) | 1034500 | 2CC |  | DXB_E3178J_11950_001007003 | in | Locked | On Air | On Air |  | Huawei | 3G+4G | HW U2.1 F2 / U900 F1 | HW L1.8 F1/F2 (20+10M) |  | 4/16 |  |  | IIB
| DXB0775 | Emirates Park Hotel Tower_Tower B Lower Part | DXB0775 | DXB5775 | DXBL0775 |  | DXB | 25.1857 | 55.258 | ETC | Hotel | IBS | Dubai North | DUBAI_BURJ KHALIFA (BUSINESS BAY) | 1034500 | 2CC |  | DXB_E3178J_11950_001005003 | in | Locked | On Air | On Air |  | Huawei | 3G+4G | HW U2.1 F2 / U900 F1 | HW L1.8 F1 (20M) + L800 F1 (15M) |  | 11 |  |  | IIB
| DXB0776 | Emirates Park Hotel Tower_Tower B Upper Part | DXB0776 | DXB5776 | DXBL0776 |  | DXB | 25.1857 | 55.258 | ETC | Hotel | IBS | Dubai North | DUBAI_BURJ KHALIFA (BUSINESS BAY) | 1034500 | 2CC |  | DXB_E3178J_11950_001007002 | in | Locked | On Air | On Air |  | Huawei | 3G+4G | HW U2.1 F2 / U900 F1 | HW L1.8 F1 (20M) + L800 F1 (15M) |  | 11 |  |  | IIB
| DXB0343 | Emirates Post Office |  | DXB5343 | DXBL0343 |  | DXB | 25.237 | 55.3581 | ETC | Commercial | IBS | Dubai North | DUBAI_AL GARHOUD | 1021400 | 1CC |  | DXB_E3279T_11678_001001001 | in |  | On Air | On Air |  | Huawei | 3G+4G | HW U2.1 F2 | HW L1.8 F1 (20M) |  | 1/1 |  |  | IIB
July 2019 Update | DXB0526 | EMIRATES PRINTING PRESS | DXB0526 | DXB5526 | DXBL0526 |  | DXB | 25.1272 | 55.244 | du | Commercial | IBS | Dubai South | DUBAI_AL QOUZE IND.SECOND (AL QUOZ IND. SECOND) | 1036500 | 2CC |  | DXB_E3178X_11344_001001001 | in | Locked | On Air | On Air |  | Huawei | 3G+4G | HW U2.1 F2 / U900 F1 | HW L1.8 F1 (20M) + L800 F1 (15M) |  | 6 |  |  | IIB
| DXB0830 | Emirates Staff Housing Block-1 | DXB0830 | DXB5830 | DXBL0830 |  | DXB | 25.0889 | 55.3142 | ETC | Residential | IBS | Dubai South | DUBAI_WADI AL SAFA 3 (RANCHES) | 1064500 | 1CC |  | DXB_E3277M_10103_001001001 | in | Locked | On Air | On Air |  | Huawei | 3G+4G | HW U2.1 F2 | HW L1.8 F1 (20M) |  | 2/4 |  |  | MW
| DXB0834 | Emirates Staff Housing Block-5 | DXB0834 | DXB5834 | DXBL0834 |  | DXB | 25.0863 | 55.3129 | ETC | Residential | IBS | Dubai South | DUBAI_WADI AL SAFA 3 (RANCHES) | 1064500 | 1CC |  | DXB_E3277M_10116_001002001 | in | Locked | On Air | On Air |  | Huawei | 3G+4G | HW U2.1 F2 | HW L1.8 F1 (20M) |  | 3/6 |  |  | MW
Feb 2020 Update | SHJ0378 | Emirates Tower - Near Sahara Center | SHJ0378 | SHJ5378 | SHJL0378 |  | NE | 25.2984 | 55.377 | du | Residential | IBS | Sharjah | SHARJAH_AL NAHDA | 3010200 | 2CC |  | SHJ_E3379A_10227_001034001 | in | Locked | On Air | On Air |  | Huawei | 3G+4G | HW U2.1 F2 / U900 F1 | HW L1.8 F1 (20M) + L800 F1 (15M) |  | 12 |  |  | IIB
| DXB0024 | Emirates Tower Office Block | DXB0024 | DXB5024A | DXBL0024 |  | DXB | 25.2179 | 55.2837 | du | Commercial | IBS | Dubai North | DUBAI_TRADE CENTER SECOND | 1033600 | 1CC |  | DXB_E3279V_11017_001012001 | in | On Air | On Air | On Air |  | Huawei | 2G+3G+4G | HW U2.1 F2 | HW L1.8 F1 (20M) |  | 3/6 |  |  | IIB
July 2020 update | DXB0024 | Emirates Tower Office Block |  | DXB5024B | DXBL0024I | DXBNR0024 | DXB | 25.2179 | 55.2837 | du | Commercial | IBS | Dubai North | DUBAI_TRADE CENTER SECOND | 1033600 | 1CC |  | DXB_E3279V_11017_001012001 | in |  | On Air | On Air | On Air | Huawei | 3G+4G+5G | HW U2.1 F2 | 5G Anchor | 1CC | 1 | 0/76 | N78 F1 | IIB
| DXB0025 | Emirates Towers Boulevard | DXB0025 | DXB5025 | DXBL0025 |  | DXB | 25.2181 | 55.2824 | du | Mall | IBS | Dubai North | DUBAI_TRADE CENTER SECOND | 1033600 | 2CC |  | DXB_E3279V_11017_001029002 | in | Locked | On Air | On Air |  | Huawei | 3G+4G | HW U2.1 F2 / U900 F1 | HW L1.8 F1 (20M) + L800 F1 (15M) |  | 6 |  |  | dufix
| DXB0026 | Emirates Towers Hotel | DXB0026 | DXB5026A | DXBL0026 |  | DXB | 25.2183 | 55.2818 | du | Hotel | IBS | Dubai North | DUBAI_TRADE CENTER SECOND | 1033600 | 1CC |  | DXB_E3279V_11000_001013001 | in | Locked | On Air | On Air |  | Huawei | 3G+4G | HW U2.1 F2 | HW L1.8 F1 (20M) |  | 8/6 |  |  | IIB
| DXB0026 | Emirates Towers Hotel |  | DXB5026B |  |  | DXB | 25.2183 | 55.2818 | du | Hotel | IBS | Dubai North | DUBAI_TRADE CENTER SECOND | 1033600 |  |  | DXB_E3279V_11000_001013001 | in |  | On Air |  |  | Huawei | 3G | 3G 2100 |  |  | 2 |  |  | IIB
Sep 2019 Update | DXB0231 | Emirates Training Centre behind Millenium Airport Hotel & Dubai Tennis Stadium, Dubai | DXB0231 | DXB5231 | DXBL0231 |  | DXB | 25.2409 | 55.3428 | du | University | IBS | Dubai North | DUBAI_AL GARHOUD | 1021400 | 2CC |  | DXB_E3279T_10993_001004001 | in | Locked | On Air | On Air |  | Huawei | 3G+4G | HW U2.1 F2 / U900 F1 | HW L1.8 F1 (20M) + L800 F1 (15M) |  | 3 |  |  | IIB
| DXB0674 | Emirates_Headquarters | DXB0674 | DXB5674 | DXBL0674 | DXBNR0674B | DXB | 25.2414 | 55.3662 | du | Commercial | IBS | Dubai North | DUBAI_AL GARHOUD | 1021400 | 3CC |  | DXB_E3379P_10550_001008002 | in | Locked | On Air | On Air |  | Huawei | 3G+4G | HW U2.1 F2 / U900 F1 | HW L1.8 F1/F2 (20+10M) + L800 F1 (15M) |  | 6/6 |  |  | IIB
Apr 2020 Update | DXB0270 | Emitech Building, Garhoud, Dubai | DXB0270 | DXB5270 | DXBL0270 |  | DXB | 25.2518 | 55.3374 | du | Commercial | IBS | Dubai North | DUBAI_AL GARHOUD | 1021400 | 2CC |  | DXB_E3279S_10161_001003001 | in | Locked | On Air | On Air |  | Huawei | 3G+4G | HW U2.1 F2 / U900 F1 | HW L1.8 F1/F2 (20+10M) |  | 1/2 |  |  | IIB
| AUH0486 | EMKE Headquarters | AUH0486 | AUH5486 | AUHL0486 |  | AUH | 24.4657 | 54.3868 | du | Commercial | IBS | Abu Dhabi | ABU DHABI_Al Nahyan | 2501000 | 1CC |  | AUH_E2370A_10495_001002001 | in | On Air | On Air | On Air |  | Huawei/Nokia | 2G+3G+4G | HW U2.1 F2 | NSN L18 F1 (20M) |  | 3 |  |  | IIB
| IDX5400 | Empire Heights Tower A & B @ BB |  | IDX0400 | IDXL5400 | IDXNR5400 | DXB | 25.1919 | 55.2847 | du | Commercial | IBS | Dubai North | DUBAI_BURJ KHALIFA (BUSINESS BAY) | 1034500 | 2CC |  | DXB_E3278G_10192_001023002 | in |  | On Air | On Air | On Air | Huawei | 3G+4G+5G | HW U2.1 F2 / U900 F1 | HW L1.8 F1 (20M) + L800 F1 (15M) | 1CC | 9 | 3/0 | N41 | IIB
Decomm | IDX0972B | Emrill New HQ |  | 0.Decomm |  |  | DXB | 25.2156 | 55.3512 | du | Commercial | ATOM | Dubai North | DUBAI_AL KHEERAN (RAS AL HAMAR) | 1041200 |  |  |  | OUT | [12 empty] | IIB
Sep 2019 Update | DXB0734 | ENOC House 3 | DXB0734 | DXB5734 | DXBL0734 |  | DXB | 25.2332 | 55.3107 | du | Commercial | IBS | Dubai North | DUBAI_OUD METHA | 1031900 | 2CC |  | DXB_E3279W_10096_001002001 | in | Locked | On Air | On Air |  | Huawei | 3G+4G | HW U2.1 F2 / U900 F1 | HW L1.8 F1 (20M) + L800 F1 (15M) |  | 3 |  |  | IIB
| SHJ0333 | ERCO Factory | SHJ0333 | SHJ5333 | SHJL0333 |  | NE | 25.3685 | 55.3859 | du | Commercial | IBS | Sharjah | SHARJAH_PORT KHALID | 3007200 | 1CC |  | SHJ_E3380G_10047_001001001 | in | Locked | On Air | On Air |  | Huawei | 3G+4G | HW U2.1 F2 | HW L1.8 F1 (20M) |  | 1/1 |  |  | MW
| IDX5114 | Escape Tower_SZR |  | IDX0114 | IDXL5114 |  | DXB | 25.1919 | 55.2621 | du | Residential | IBS | Dubai North | DUBAI_BURJ KHALIFA (BUSINESS BAY) | 1034500 | 2CC |  | DXB_E3178J_11929_001042001 | in |  | On Air | On Air |  | Huawei | 3G+4G | HW U2.1 F2 / U900 F1 | HW L1.8 F1 (20M) + L800 F1 (15M) |  | 12 |  |  | IIB
| DXB0513 | Essa Saleh Al Gurg | DXB0513 | DXB5513 | DXBL0513 |  | DXB | 25.2599 | 55.319 | du | Commercial | IBS | Dubai North | DUBAI_RIGGAT AL BUTEEN | 1012500 | 1CC |  | DXB_E3279M_11427_001004002 | in | Locked | On Air | On Air |  | Huawei | 3G+4G | HW U2.1 F2 / U900 F1 | HW L1.8 F1 (20M) |  | 1/2 |  |  | IIB
| IDX5024 | Essa Saleh Al Gurg Tower 3 | IDX5024 | IDX0024 | IDXL5024 |  | DXB | 25.2586 | 55.3213 | ETC | Commercial & Residential | IBS | Dubai North | DUBAI_RIGGAT AL BUTEEN | 1012500 | 2CC |  | DXB_E3279M_11424_001003002 | in | Locked | On Air | On Air |  | Huawei | 3G+4G | HW U2.1 F2 / U900 F1 | HW L1.8 F1 (20M) + L800 F1 (15M) |  | 6 |  |  | MW
Nov 2020 update | DXB0237 | ETA ASCON House,Salahudeen road, Diera Dubai | DXB0237 | DXB5237 | DXBL0237 |  | DXB | 25.2707 | 55.3252 | du | Commercial | IBS | Dubai North | DUBAI_AL MUTEENA | 1012300 | 2CC |  | DXB_E3279N_10672_001009001 | in | Locked | On Air | On Air |  | Huawei | 3G+4G | HW U2.1 F2 / U900 F1 | HW L1.8 F1/F2 (20+10M) |  | 1/2 |  |  | IIB
Nov 2020 update | DXB0778 | ETA Star House Deira | DXB0778 | DXB5778 | DXBL0778 |  | DXB | 25.2707 | 55.3248 | du | Commercial | IBS | Dubai North | DUBAI_AL MUTEENA | 1012300 | 2CC |  | DXB_E3279N_11587_001001001 | in | Locked | On Air | On Air |  | Huawei | 3G+4G | HW U2.1 F2 / U900 F1 | HW L1.8 F1/F2 (20+10M) |  | 1/2 |  |  | IIB
| AUH0657 | Etihad Complex Car Park Building | AUH0657 |  | AUHL0657 |  | AUH | 24.4461 | 54.6131 | ETC | Car Park | IBS | Abu Dhabi | ABU DHABI_KHALIFA CITY | 2042600 | 1CC |  | AUH_E2570L_10001_001003001 | in | On Air |  | On Air |  | Nokia | 2G+4G |  | NSN L18 F1 (20M) |  | 1 |  |  | IIB
| AUH0656 | Etihad Complex Headquarters | AUH0656 | AUH5656 | AUHL0656 |  | AUH | 24.446 | 54.6139 | ETC | Commercial | IBS | Abu Dhabi | ABU DHABI_KHALIFA CITY | 2042600 | 3CC |  | AUH_E2570L_10001_001002001 | in | Locked | On Air | On Air |  | Nokia | 3G+4G | NSN U900 F1 | NSN L18 F1 (20M) + L800 F1 (15M) + L21 F1 (15M) |  | 2 |  |  | IIB
| AUH0658 | Etihad Complex Training Academy | AUH0658 | AUH5658 | AUHL0658 |  | AUH | 24.4454 | 54.6124 | ETC | University | IBS | Abu Dhabi | ABU DHABI_KHALIFA CITY | 2042600 | 2CC |  | AUH_E2570L_10026_001001001 | in | Locked | On Air | On Air |  | Nokia | 3G+4G | NSN U900 F1 | NSN L1800 F1 (20MHz) + L800 F1 (15Mhz) |  | 2 |  |  | IIB
| DXB0374 | Etihad Mall_Union Coop Khawaneej | DXB0374 | DXB5374 | DXBL0374 | DXBNR0374 | DXB | 25.2369 | 55.4213 | du | Mall | IBS | Dubai North | DUBAI_MUHAISNAH FIRST | 1026100 | 2CC |  | DXB_E3379R_11329_001002001 | in | Locked | On Air | On Air | On Air | Huawei | 3G+4G+5G | HW U2.1 F2 / U900 F1 | HW L1.8 F1 (20M) + L800 F1 (15M) | 1CC | 5 | 2/0 | N41 | IIB
| AJM0925 | Etihad Tower |  | AJM5925 | AJML0925 |  | NE | 25.4171 | 55.4399 | du | Residential | IBS | Ajman | AJMAN_NAKHEEL 2 | 4001000 | 2CC |  | AJM_E3381Y_13965_001002001 AJM_E3381Y_13965_001003001 AJM_E3381Y_13965_001004001 | in |  | On Air | On Air |  | Huawei | 3G+4G | HW U2.1 F2 / U900 F1 | HW L1.8 F1 (20M) + L800 F1 (15M) |  | 9 |  |  | IIB
| AUH0642 | Etihad Tower 1 | AUH0642 | AUH5642 | AUHL0642 |  | AUH | 24.4582 | 54.3221 | ETC | Hotel | IBS | Abu Dhabi | ABU DHABI_Al Ras Al Akhdar | 2500500 | 1CC |  | AUH_E2270G_10082_001002001 | in | On Air | On Air | On Air |  | Huawei/Nokia | 2G+3G+4G | HW U2.1 F2 | NSN L18 F1 (20M) |  | 20 |  |  | IIB
| AUH0643 | Etihad Tower 2 | AUH0643 | AUH5643 | AUHL0643 |  | AUH | 24.4581 | 54.3214 | ETC | Residential | IBS | Abu Dhabi | ABU DHABI_Al Ras Al Akhdar | 2500500 | 1CC |  | AUH_E2270G_10044_001005001 | in | Locked | On Air | On Air |  | Huawei/Nokia | 3G+4G | HW U2.1 F2 | NSN L18 F1 (20M) |  |  |  |  | IIB
| AUH0644 | Etihad Tower 3 | AUH0644 | AUH5644 | AUHL0644 |  | AUH | 24.4587 | 54.3216 | ETC | Commercial | IBS | Abu Dhabi | ABU DHABI_Al Ras Al Akhdar | 2500500 | 1CC |  | AUH_E2270G_10071_001002001 | in | Locked | On Air | On Air |  | Huawei/Nokia | 3G+4G | HW U2.1 F2 | NSN L18 F1 (20M) |  | 1 |  |  | IIB
| AUH0645 | Etihad Tower 4 | AUH0645 | AUH5645 | AUHL0645 |  | AUH | 24.4595 | 54.3218 | ETC | Residential | IBS | Abu Dhabi | ABU DHABI_Al Ras Al Akhdar | 2500500 | 1CC |  | AUH_E2270G_10043_001002001 | in | Locked | On Air | On Air |  | Huawei/Nokia | 3G+4G | HW U2.1 F2 | NSN L18 F1 (20M) |  | 18 |  |  | IIB
| AUH0646 | Etihad Tower 5 | AUH0646 | AUH5646 | AUHL0646 |  | AUH | 24.4594 | 54.3212 | ETC | Residential | IBS | Abu Dhabi | ABU DHABI_Al Ras Al Akhdar | 2500500 | 1CC |  | AUH_E2270G_10101_001002001 | in | Locked | On Air | On Air |  | Huawei/Nokia | 3G+4G | HW U2.1 F2 | NSN L18 F1 (20M) |  | 16 |  |  | IIB
| AUH0647 | Etihad Towers - Podium Car Park & Shopping Mall | AUH0647 | AUH5647 | AUHL0647 |  | AUH | 24.459 | 54.3218 | ETC | Car Park | IBS | Abu Dhabi | ABU DHABI_Al Ras Al Akhdar | 2500500 | 1CC |  | AUH_E2270G_10071_001003001 | in | On Air | On Air | On Air |  | Huawei/Nokia | 2G+3G+4G | HW U2.1 F2 | NSN L18 F1 (20M) |  | 1 |  |  | IIB
| AUH0648 | Etihad Towers - Underground/Basement Car Park | AUH0648 | AUH5648 | AUHL0648 |  | AUH | 24.459 | 54.3218 | ETC | Car Park | IBS | Abu Dhabi | ABU DHABI_Al Ras Al Akhdar | 2500500 | 1CC |  | AUH_E2270G_10071_001004001 | in | Locked | On Air | On Air |  | Huawei/Nokia | 3G+4G | HW U2.1 F2 | NSN L18 F1 (20M) |  | 1 |  |  | IIB
| DXB0358 | European Business Center - DIP | DXB0358 | DXB5358 | DXBL0358 |  | DXB | 25.0045 | 55.1544 | du | Commercial | IBS | Dubai South | DUBAI_Dubai Green Community | 1059802 | 1CC |  | DXB_E3076J_10839_001002003 | in | Locked | On Air | On Air |  | Huawei | 3G+4G | HW U2.1 F2 | HW L1.8 F1 (20M) |  | 2 |  |  | IIB
| IDX5528 | Exchange Tower at Business Bay |  | IDX0528 | IDXL5528 | IDXNR5528 | DXB | 25.1866 | 55.2603 | ETC | Commercial | IBS | Dubai North | DUBAI_BURJ KHALIFA (BUSINESS BAY) | 1034500 | 2CC |  | DXB_E3178J_11951_001036002 | in |  | On Air | On Air | On Air | Huawei | 3G+4G+5G | HW U2.1 F2 / U900 F1 | HW L1.8 F1 (20M) + L800 F1 (15M) | 1CC | 6/6 | 3/0 | N41 | IIB
| DXB0248 | Executive Bay @ BB | DXB0248 | DXB5248 | DXBL0248 |  | DXB | 25.1786 | 55.2662 | du | Commercial | IBS | Dubai North | DUBAI_BURJ KHALIFA (BUSINESS BAY) | 1034500 | 2CC |  | DXB_E3278K_10191_001005008 | in | On Air | On Air | On Air |  | Huawei | 2G+3G+4G | HW U2.1 F2 / U900 F1 | HW L1.8 F1 (20M) + L800 F1 (15M) |  | 9 |  |  | IIB
| SHJ0275 | Expo Center Sharjah | SHJ0275 | SHJ5275 | SHJL0275 | SHJNR0275 | NE | 25.3113 | 55.37 | du | Exhibition | IBS | Sharjah | SHARJAH_AL KHAN | 3010300 | 3CC |  | SHJ_E3380U_10148_001001002 | in | Locked | On Air | On Air | On Air | Huawei | 3G+4G+5G | HW U2.1 F2 / U900 F1 | HW L1.8 F1/F2 (20+10M) + L800 F1 (15M) | 1CC | 6/4 | 0/77 | N78 F1 | IIB
| AUH0617 | F1 ADMIN BLDG ID | AUH0617 | AUH5617 | AUHL0617 |  | AUH | 24.4728 | 54.6027 | ETC | Commercial | IBS | Abu Dhabi | ABU DHABI_YAS ISLAND | 2004600 | 3CC | Yes | AUH_E2570B_10041_001001001 | in | Locked | On Air | On Air |  | Nokia | 3G+4G | NSN U2.1 F1+F2 / U900 F1 | NSN L1800 F1/F2 (20+15M) + L800 F1 (15M) |  | 2 |  |  | IIB
| AUH0634 | F1 Dragster Grand Stnd Building 1 - Yas Island | AUH0634 | AUH5634 | AUHL0634 |  | AUH | 24.4793 | 54.6084 | ETC | Grand Stand | IBS | Abu Dhabi | ABU DHABI_YAS ISLAND | 2004600 | 3CC | Yes | AUH_E2570B_10039_001001001 | in | Locked | On Air | On Air |  | Nokia | 3G+4G | NSN U2.1 F1+F2 | NSN L18 F1/F2 (20+15M) + L21 F1 (15M) |  | 2 |  |  | IIB
| AUH0635 | F1 Dragster Grand Stnd Building 2 - Yas Island | AUH0635 | AUH5635 | AUHL0635 |  | AUH | 24.4793 | 54.6076 | ETC | Grand Stand | IBS | Abu Dhabi | ABU DHABI_YAS ISLAND | 2004600 | 3CC | Yes | AUH_E2570G_10013_001001001 | in | Locked | On Air | On Air |  | Nokia | 3G+4G | NSN U2.1 F1+F2 / U900 F1 | NSN L18 F1/F2 (20+15M) + L21 F1 (15M) |  | 2 |  |  | IIB
| AUH0613 | F1 MAIN GRANDSTND 1 ID | AUH0613 | AUH5613 | AUHL0613 | AUHNR0613 | AUH | 24.4703 | 54.606 | ETC | Grand Stand | IBS | Abu Dhabi | ABU DHABI_YAS ISLAND | 2004600 | 4CC | Yes | AUH_E2570B_10040_001001001 | in | Locked | On Air | On Air | On Air | Nokia | 3G+4G+5G | NSN U2.1 F1+F2 / U900 F1 | NSN L18 F1/F2 (20+15M) + L800 F1 (15M) + L21 F1 (15M) | 1CC | 8 | 4 | N41 | IIB
| AUH0614 | F1 MAIN GRANDSTND 2 ID | AUH0614 | AUH5614 | AUHL0614 | AUHNR0614 | AUH | 24.4703 | 54.606 | ETC | Grand Stand | IBS | Abu Dhabi | ABU DHABI_YAS ISLAND | 2004600 | 4CC | Yes | AUH_E2570B_10040_001002001 | in | Locked | On Air | On Air | On Air | Nokia | 3G+4G+5G | NSN U2.1 F1+F2 / U900 F1 | NSN L18 F1/F2 (20+15M) + L800 F1 (15M) + L21 F1 (15M) | 1CC | 8 | 7 | N41 | IIB
| AUH0615 | F1 MAIN GRANDSTND 3 ID | AUH0615 | AUH5615 | AUHL0615 |  | AUH | 24.4703 | 54.606 | ETC | Grand Stand | IBS | Abu Dhabi | ABU DHABI_YAS ISLAND | 2004600 | 4CC | Yes | AUH_E2570B_10040_001002002 | in | Locked | On Air | On Air |  | Nokia | 3G+4G | NSN U2.1 F1+F2 / U900 F1 | NSN L18 F1/F2 (20+15M) + L800 F1 (15M) + L21 F1 (15M) |  | 8 |  |  | IIB
| AUH0616 | F1 MAIN GRANDSTND 4 ID | AUH0616 | AUH5616 | AUHL0616 |  | AUH | 24.4703 | 54.606 | ETC | Grand Stand | IBS | Abu Dhabi | ABU DHABI_YAS ISLAND | 2004600 | 4CC | Yes | AUH_E2570B_10040_001002003 | in | Locked | On Air | On Air |  | Nokia | 3G+4G | NSN U2.1 F1+F2 / U900 F1 | NSN L18 F1/F2 (20+15M) + L800 F1 (15M) + L21 F1 (15M) |  | 6 |  |  | IIB
| AUH0621 | F1 Media Center ID - Yas Island | AUH0621 | AUH5621 | AUHL0621 | AUHNR0621 | AUH | 24.4684 | 54.6046 | ETC | Commercial | IBS | Abu Dhabi | ABU DHABI_YAS ISLAND | 2004600 | 4CC | Yes | AUH_E2570B_10060_001001001 | in | Locked | On Air | On Air | On Air | Nokia | 3G+4G+5G | NSN U2.1 F1+F2 / U900 F1 | NSN L18 F1/F2 (20+15M) + L800 F1 (15M) + L21 F1 (15M) | 1CC | 2 | 1 | N41 | IIB
Decomm | AUH0622 | F1 North Grand Stnd 1 - Yas Island |  |  | 0.Decomm |  | AUH | 24.4794 | 54.6055 | ETC |  | IBS | Abu Dhabi | ABU DHABI_YAS ISLAND | 2004600 |  | Yes | AUH_E2570B_10038_001001001 | OUT | [12 empty] | IIB
| AUH0622 | F1 North Grand Stnd 1 - Yas Island | AUH0622 | AUH5622 | AUHL0622 | AUHNR0622 | AUH | 24.4794 | 54.6055 | ETC | Grand Stand | IBS | Abu Dhabi | ABU DHABI_YAS ISLAND | 2004600 | 4CC | Yes | AUH_E2570B_10038_001001001 | in | Locked | On Air | On Air | On Air | Nokia | 3G+4G+5G | NSN U2.1 F1+F2 / U900 F1 | NSN L18 F1/F2 (20+15M) + L800 F1 (15M) + L21 F1 (15M) | 1CC | 2 | 5 | N41 | IIB
Dec 2021 update | AUH0623 | F1 North Grand Stnd 2 - Yas Island | AUH0623 | AUH5623 | AUHL0623 |  | AUH | 24.4794 | 54.6055 | ETC | Mall | IBS | Abu Dhabi | ABU DHABI_YAS ISLAND | 2004600 | 4CC | Yes | AUH_E2570B_10038_001001002 | in | Locked | On Air | On Air |  | Nokia | 3G+4G | NSN U2.1 F1+F2 / U900 F1 | NSN L18 F1/F2 (20+15M) + L800 F1 (15M) + L21 F1 (15M) |  | 2 |  |  | IIB
Dec 2021 update | AUH0624 | F1 North Grand Stnd 3 - Yas Island | AUH0624 | AUH5624 | AUHL0624 |  | AUH | 24.4794 | 54.6055 | ETC | Mall | IBS | Abu Dhabi | ABU DHABI_YAS ISLAND | 2004600 | 4CC | Yes | AUH_E2570B_10038_001001003 | in | Locked | On Air | On Air |  | Nokia | 3G+4G | NSN U2.1 F1+F2 / U900 F1 | NSN L18 F1/F2 (20+15M) + L800 F1 (15M) + L21 F1 (15M) |  | 2 |  |  | IIB
Dec 2021 update | AUH0625 | F1 North Grand Stnd 4 - Yas Island | AUH0625 | AUH5625 | AUHL0625 |  | AUH | 24.4794 | 54.6055 | ETC | Mall | IBS | Abu Dhabi | ABU DHABI_YAS ISLAND | 2004600 | 4CC | Yes | AUH_E2570B_10038_001001004 | in | Locked | On Air | On Air |  | Nokia | 3G+4G | NSN U2.1 F1+F2 / U900 F1 | NSN L18 F1/F2 (20+15M) + L800 F1 (15M) + L21 F1 (15M) |  | 2 |  |  | IIB
Jan 2022 update | AUH0626 | F1 North Grand Stnd 5 - Yas Island | AUH0626 | AUH5626 | AUHL0626 |  | AUH | 24.4794 | 54.6055 | ETC | Mall | IBS | Abu Dhabi | ABU DHABI_YAS ISLAND | 2004600 | 4CC | Yes | AUH_E2570B_10038_001001005 | in | Locked | On Air | On Air |  | Nokia | 3G+4G | NSN U2.1 F1+F2 / U900 F1 | NSN L18 F1/F2 (20+15M) + L800 F1 (15M) + L21 F1 (15M) |  | 2 |  |  | IIB
| AUH0618 | F1 Pit Building 1 - Yas Island | AUH0618 | AUH5618 | AUHL0618 |  | AUH | 24.4697 | 54.6061 | ETC | Commercial | IBS | Abu Dhabi | ABU DHABI_YAS ISLAND | 2004600 | 4CC | Yes | AUH_E2570B_10034_001002002 | in | Locked | On Air | On Air |  | Nokia | 3G+4G | NSN U2.1 F1+F2 / U900 F1 | NSN L18 F1/F2 (20+15M) + L800 F1 (15M) + L21 F1 (15M) |  | 2 |  |  | IIB
| AUH0619 | F1 Pit Building 2 - Yas Island | AUH0619 | AUH5619 | AUHL0619 |  | AUH | 24.4697 | 54.6061 | ETC | Commercial | IBS | Abu Dhabi | ABU DHABI_YAS ISLAND | 2004600 | 4CC | Yes | AUH_E2570B_10034_001001001 | in | Locked | On Air | On Air |  | Nokia | 3G+4G | NSN U2.1 F1+F2 / U900 F1 | NSN L18 F1/F2 (20+15M) + L800 F1 (15M) + L21 F1 (15M) |  | 2 |  |  | IIB
| AUH0620 | F1 Pit Building 3 - Yas Island | AUH0620 | AUH5620 | AUHL0620 |  | AUH | 24.4697 | 54.6061 | ETC | Commercial | IBS | Abu Dhabi | ABU DHABI_YAS ISLAND | 2004600 | 4CC | Yes | AUH_E2570B_10034_001002001 | in | Locked | On Air | On Air |  | Nokia | 3G+4G | NSN U2.1 F1+F2 / U900 F1 | NSN L18 F1/F2 (20+15M) + L800 F1 (15M) + L21 F1 (10M) |  | 4 |  |  | IIB
| AUH0631 | F1 South Grand Stnd 1 - Yas Island | AUH0631 | AUH5631 | AUHL0631 | AUHNR0631 | AUH | 24.463 | 54.6082 | ETC | Grand Stand | IBS | Abu Dhabi | ABU DHABI_YAS ISLAND | 2004600 | 4CC | Yes | AUH_E2570G_10018_001001002 | in | Locked | On Air | On Air | On Air | Nokia | 3G+4G+5G | NSN U2.1 F1+F2 / U900 F1 | NSN L18 F1/F2 (20+15M) + L800 F1 (15M) + L21 F1 (15M) | 1CC | 2 | 3 | N41 | IIB
Dec 2021 update | AUH0632 | F1 South Grand Stnd 2 - Yas Island | AUH0632 | AUH5632 | AUHL0632 |  | AUH | 24.463 | 54.6082 | ETC | Mall | IBS | Abu Dhabi | ABU DHABI_YAS ISLAND | 2004600 | 4CC | Yes | AUH_E2570G_10018_001001003 | in | Locked | On Air | On Air |  | Nokia | 3G+4G | NSN U2.1 F1+F2 / U900 F1 | NSN L18 F1/F2 (20+15M) + L800 F1 (15M) + L21 F1 (15M) |  | 4 |  |  | IIB
Dec 2021 update | AUH0633 | F1 South Grand Stnd 3 - Yas Island | AUH0633 | AUH5633 | AUHL0633 |  | AUH | 24.463 | 54.6082 | ETC | Mall | IBS | Abu Dhabi | ABU DHABI_YAS ISLAND | 2004600 | 4CC | Yes | AUH_E2570G_10018_001002001 | in | Locked | On Air | On Air |  | Nokia | 3G+4G | NSN U2.1 F1+F2 / U900 F1 | NSN L18 F1/F2 (20+15M) + L800 F1 (15M) + L21 F1 (15M) |  | 2 |  |  | IIB
| AUH0638 | F1 Sun Tower_Yas Island | AUH0638 | AUH5638 | AUHL0638 | AUHNR0638 | AUH | 24.4703 | 54.6087 | ETC | Grand Stand | IBS | Abu Dhabi | ABU DHABI_YAS ISLAND | 2004600 | 4CC | Yes | AUH_E2570B_10044_001001001 | in | Locked | On Air | On Air | On Air | Nokia | 3G+4G+5G | NSN U2.1 F1+F2 / U900 F1 | NSN L18 F1/F2 (20+15M) + L800 F1 (15M) + L21 F1 (15M) | 1CC | 2 | 1 | N41 | IIB
| AUH0636 | F1 support Pit Building 1 - Yas Island | AUH0636 | AUH5636 | AUHL0636 |  | AUH | 24.4652 | 54.6043 | ETC | Commercial | IBS | Abu Dhabi | ABU DHABI_YAS ISLAND | 2004600 | 4CC | Yes | AUH_E2570G_10019_001002002 | in | Locked | On Air | On Air |  | Nokia | 3G+4G | NSN U2.1 F1+F2 / U900 F1 | NSN L18 F1/F2 (20+15M) + L800 F1 (15M) + L21 F1 (15M) |  | 4 |  |  | IIB
Dec 2021 update | AUH0637 | F1 support Pit Building 2 - Yas Island | AUH0637 | AUH5637 | AUHL0637 |  | AUH | 24.4652 | 54.6043 | ETC | Mall | IBS | Abu Dhabi | ABU DHABI_YAS ISLAND | 2004600 | 4CC | Yes | AUH_E2570G_10019_001003001 | in | Locked | On Air | On Air |  | Nokia | 3G+4G | NSN U2.1 F1+F2 / U900 F1 | NSN L18 F1/F2 (20+15M) + L800 F1 (15M) + L21 F1 (15M) |  | 4 |  |  | IIB
| AUH0627 | F1 West Grand Stnd 1 - Yas Island | AUH0627 | AUH5627 | AUHL0627 | AUHNR0627 | AUH | 24.4686 | 54.6012 | ETC | Grand Stand | IBS | Abu Dhabi | ABU DHABI_YAS ISLAND | 2004600 | 4CC | Yes | AUH_E2570A_10002_001002003 | in | Locked | On Air | On Air | On Air | Nokia | 3G+4G+5G | NSN U2.1 F1+F2 / U900 F1 | NSN L18 F1/F2 (20+15M) + L800 F1 (15M) + L21 F1 (15M) | 1CC | 4 | 8 | N41 | IIB
Dec 2021 update | AUH0628 | F1 West Grand Stnd 2 - Yas Island | AUH0628 | AUH5628 | AUHL0628 |  | AUH | 24.4686 | 54.6012 | ETC | Mall | IBS | Abu Dhabi | ABU DHABI_YAS ISLAND | 2004600 | 4CC | Yes | AUH_E2570A_10002_001001001 | in | Locked | On Air | On Air |  | Nokia | 3G+4G | NSN U2.1 F1+F2 / U900 F1 | NSN L18 F1/F2 (20+15M) + L800 F1 (15M) + L21 F1 (15M) |  | 4 |  |  | IIB
Dec 2021 update | AUH0629 | F1 West Grand Stnd 3 - Yas Island | AUH0629 | AUH5629 | AUHL0629 |  | AUH | 24.4686 | 54.6012 | ETC | Mall | IBS | Abu Dhabi | ABU DHABI_YAS ISLAND | 2004600 | 4CC | Yes | AUH_E2570A_10002_001002001 | in | Locked | On Air | On Air |  | Nokia | 3G+4G | NSN U2.1 F1+F2 / U900 F1 | NSN L18 F1/F2 (20+15M) + L800 F1 (15M) + L21 F1 (15M) |  | 4 |  |  | IIB
Dec 2021 update | AUH0630 | F1 West Grand Stnd 4 - Yas Island | AUH0630 | AUH5630 | AUHL0630 |  | AUH | 24.4686 | 54.6012 | ETC | Mall | IBS | Abu Dhabi | ABU DHABI_YAS ISLAND | 2004600 | 4CC | Yes | AUH_E2570A_10002_001002002 | in | Locked | On Air | On Air |  | Nokia | 3G+4G | NSN U2.1 F1+F2 / U900 F1 | NSN L18 F1/F2 (20+15M) + L800 F1 (15M) + L21 F1 (15M) |  | 4 |  |  | IIB
| AUH0640 | Fairmont Bab Al Bahr - Admin Building | AUH0640 | AUH5640 | AUHL0640 |  | AUH | 24.414 | 54.4919 | ETC | Commercial | IBS | Abu Dhabi | ABU DHABI_AL MAQTA AREA | 2044000 | 1CC |  | AUH_E2470P_10490_001001001 | in | Locked | On Air | On Air |  | Huawei/Nokia | 3G+4G | HW U2.1 F2 | NSN L18 F1 (20M) |  | 1 |  |  | IIB
| AUH0601 | Fairmont Bab Al Bahr - Hotel Building | AUH0601 | AUH5601 | AUHL0601 |  | AUH | 24.4147 | 54.4907 | ETC | Hotel | IBS | Abu Dhabi | ABU DHABI_AL MAQTA AREA | 2044000 | 1CC |  | AUH_E2470P_10490_001002001 | in | Locked | On Air | On Air |  | Huawei/Nokia | 3G+4G | HW U2.1 F2 | NSN L18 F1 (20M) |  | 1 |  |  | IIB
| AJM0920 | Fairmont Hotel Ajman (aka Lagoona Beach Hotel) | AJM0920 | AJM5920 | AJML0920 | AJMNR0920 | NE | 25.418 | 55.4389 | ETC | Hotel | IBS | Ajman | AJMAN_NAKHEEL 2 | 4001000 | 2CC |  | AJM_E3381T_10757_001003001 | in | Locked | On Air | On Air | On Air | Huawei | 3G+4G+5G | HW U2.1 F2 / U900 F1 | HW L1.8 F1 (20M) + L800 F1 (15M) | 1CC | 4/4 | 2/0 | N41 | IIB
| FUJ0634 | Fairmont Hotel Dibba Fujairah |  | FUJ5634 | FUJL0634 |  | NE | 25.5861 | 56.3553 | ETC | Hotel | IBS | Fujairah | FUJAIRAH_Dibba Al Ras | 6000003 | 2CC |  | FJR_E4383U_10001_001017001 | in |  | On Air | On Air |  | Huawei | 3G+4G | HW U2.1 F2 / U900 F1 | HW L1.8 F1 (20M) + L800 F1 (15M) |  | 4/6 |  |  | IIB
| DXB0747 | Fairmont Hotel_Palm Jumeirah | DXB0747 | DXB5747 | DXBL0747 | DXBNR0747 | DXB | 25.1102 | 55.141 | du | Hotel | IBS | Dubai South | DUBAI_NAKHLAT JUMEIRA (THE PALM JUMEIRAH) | 1038100 | 2CC |  | DXB_E3077D_11003_001048001 | in | Locked | On Air | On Air | On Air | Huawei | 3G+4G+5G | HW U2.1 F2 / U900 F1 | HW L1.8 F1 (20M) + L800 F1 (15M) | 1CC | 4/6 | 3/0 | N41 | IIB
| DXB0089 | Fairmont Hotel_SZR | DXB0089 | DXB5089 | DXBL0089 |  | DXB | 25.2262 | 55.2842 | ETC | Hotel | IBS | Dubai North | DUBAI_TRADE CENTER FIRST | 1033500 | 2CC |  | DXB_E3279V_10595_001005002 | in | Locked | On Air | On Air |  | Huawei | 3G+4G | HW U2.1 F2 / U900 F1 | HW L1.8 F1 (20M) + L800 F1 (15M) |  | 18 |  |  | IIB
Aug 2020 Update | DXB0081 | Fairmont Residence North Tower (Palm Jumeirah) | DXB0081 | DXB5081 | DXBL0081 |  | DXB | 25.1103 | 55.1398 | du | Residential | IBS | Dubai South | DUBAI_NAKHLAT JUMEIRA (THE PALM JUMEIRAH) | 1038100 | 3CC |  | DXB_E3077D_11004_001002014 | in | Locked | On Air | On Air |  | Huawei | 3G+4G | HW U2.1 F2 / U900 F1 | HW L1.8 F1/F2 (20+10M) + L800 F1 (15M) |  | 12 |  |  | IIB
Feb 2019 Update | DXB0082 | Fairmont Residence South Tower (Palm Jumeirah) | DXB0082 | DXB5082 | DXBL0082 |  | DXB | 25.1089 | 55.1423 | du | Residential | IBS | Dubai South | DUBAI_NAKHLAT JUMEIRA (THE PALM JUMEIRAH) | 1038100 | 1CC |  | DXB_E3077D_11005_001001016 | in | Locked | On Air | On Air |  | Huawei | 3G+4G | HW U2.1 F2 / U900 F1 | HW L1.8 F1 (20M) |  | 4/8 |  |  | IIB
Jun 2020 Update | DXB0164 | Fairooz_Dubai Marina | DXB0164 | DXB5164 | DXBL0164 |  | DXB | 25.0857 | 55.149 | ETC | Residential | IBS | Dubai South | DUBAI_MARSA DUBAI | 1039200 | 3CC |  | DXB_E3077O_10818_001027001 | in | Locked | On Air | On Air |  | Huawei | 3G+4G | HW U2.1 F2 / U900 F1 | HW L1.8 F1/F2 (20+10M) + L800 F1 (15M) |  | 4/4 |  |  | IIB
July 2019 Update | DXB0660 | Fairview Residency @ BB | DXB0660 | DXB5660 | DXBL0660 |  | DXB | 25.1817 | 55.2797 | du | Residential | IBS | Dubai North | DUBAI_BURJ KHALIFA (BUSINESS BAY) | 1034500 | 2CC |  | DXB_E3278F_10604_001023003 | in | Locked | On Air | On Air |  | Huawei | 3G+4G | HW U2.1 F2 / U900 F1 | HW L1.8 F1 (20M) + L800 F1 (15M) |  | 6 |  |  | IIB
Aug 2020 Update | DXB0845 | Fairways East Tower - Greens | DXB0845 | DXB5845 | DXBL0845 |  | DXB | 25.0891 | 55.1715 | ETC | Residential | IBS | Dubai South | DUBAI_AL THANYAH THIRD (EMIRATES HILL SECOND) | 1038800 | 1CC |  | DXB_E3177F_10573_001002004 | in | Locked | On Air | On Air |  | Huawei | 3G+4G | HW U2.1 F2 / U900 F1 | HW L1.8 F1 (20M) |  | 2/4 |  |  | IIB
Jan 2019 Update | DXB0847 | Fairways North Tower - Greens | DXB0847 | DXB5847 | DXBL0847 |  | DXB | 25.0898 | 55.1715 | ETC | Residential | IBS | Dubai South | DUBAI_AL THANYAH THIRD (EMIRATES HILL SECOND) | 1038800 | 1CC |  | DXB_E3177F_10574_001029006 | in | Locked | On Air | On Air |  | Huawei | 3G+4G | HW U2.1 F2 / U900 F1 | HW L1.8 F1 (20M) |  | 2/4 |  |  | IIB
Sep 2019 Update | DXB0846 | Fairways West Tower - Greens | DXB0846 | DXB5846 | DXBL0846 |  | DXB | 25.0899 | 55.1708 | ETC | Residential | IBS | Dubai South | DUBAI_AL THANYAH THIRD (EMIRATES HILL SECOND) | 1038800 | 1CC |  | DXB_E3177F_10737_001034004 | in | Locked | On Air | On Air |  | Huawei | 3G+4G | HW U2.1 F2 / U900 F1 | HW L1.8 F1 (20M) |  | 2/4 |  |  | IIB
Decomm | DXB0002 | Falcon (Du Core Network) |  |  |  |  | DXB | 25.0711 | 55.1245 | du | Du Core | IBS | Dubai South | DUBAI_JABAL ALI SECOND | 1059200 |  |  | Decommissioned | OUT | [9 empty] | - |  |  | dufix
| AJM0855 | Falcon Tower A1, A2,A3 and A4 |  | AJM5855 | AJML0855 |  | NE | 25.3989 | 55.4487 | du | Residential | IBS | Ajman | AJMAN_RASHIDEYA 2 | 4000300 | 2CC |  | AJM_E3381Y_13212_001026001 | in |  | On Air | On Air |  | Huawei | 3G+4G | HW U2.1 F2 / U900 F1 | HW L1.8 F1/F2 (20+10M) |  | 4/8 |  |  | IIB
| AJM0856 | Falcon Tower A5, A6, A7 and B1 |  | AJM5856 | AJML0856 |  | NE | 25.3989 | 55.4487 | du | Residential | IBS | Ajman | AJMAN_RASHIDEYA 2 | 4000300 | 2CC |  | AJM_E3381Y_13216_001029001 | in |  | On Air | On Air |  | Huawei | 3G+4G | HW U2.1 F2 / U900 F1 | HW L1.8 F1/F2 (20+10M) |  | 4/8 |  |  | IIB
| IDX5380 | Fareed Tower at Business Bay |  | IDX0380 | IDXL5380 |  | DXB | 25.1921 | 55.2883 | du | Residential | IBS | Dubai North | DUBAI_BURJ KHALIFA (BUSINESS BAY) | 1034500 | 2CC |  | DXB_E3278G_10201_001003003 | in |  | On Air | On Air |  | Huawei | 3G+4G | HW U2.1 F2 / U900 F1 | HW L1.8 F1 (20M) + L800 F1 (15M) |  | 10 |  |  | IIB
| DXB5648D | Fashion Car Park_DU DAS (IBS) |  | DXB5648D | DXBL0643II |  | DXB | 25.1988 | 55.2766 | du |  | IBS | Dubai North | DUBAI_BURJ KHALIFA (BUSINESS BAY) | 1034500 | 2CC |  | DXB_E3278F_10259_001001352 | in |  | On Air | On Air |  | Huawei | 3G+4G | HW U2.1 F2 | HW L1.8 F1/F2 (20+10M) |  | 2/1 |  |  | dufix
| AUH0680 | Fatima College of Health Sciences Abu Dhabi |  | AUH5680 | AUHL0680 |  | AUH | 24.3175 | 54.6056 | du | University | IBS | Abu Dhabi | ABU DHABI_SHAKHBOUT CITY | 2004500 | 2CC |  | AUH_E2569U_10251_001001001 | in |  | On Air | On Air |  | Nokia | 3G+4G | NSN U900 F1 | NSN L1800 F1 (20MHz) + L800 F1 (15Mhz) |  | 2 |  |  | MW
| AAN0049 | Fatima College of Health Sciences Al Ain |  | AAN5049 | AANL0049 |  | AUH | 24.1918 | 55.644 | du | University | IBS | Al Ain | ABU DHABI_AL MAQAM | 8001200 | 2CC |  | AAN_E3567I_10005_001002001 | in |  | On Air | On Air |  | Ericsson | 3G+4G | E/// U900 F1 | E/// L1.8 F1 (20M) + L800 F1 (15M) |  |  |  |  | IIB
| AJM0924 | Fazan Tower |  | AJM5924 | AJML0924 |  | NE | 25.4163 | 55.4395 | du | Residential | IBS | Ajman | AJMAN_NAKHEEL 2 | 4001000 | 2CC |  | AJM_E3381Y_13966_001010007 | in |  | On Air | On Air |  | Huawei | 3G+4G | HW U2.1 F2 / U900 F1 | HW L1.8 F1 (20M) + L800 F1 (15M) |  | 6/6 |  |  | IIB
| AUH0698 | Ferrari World East - YAS Island | AUH0698 | AUH5698 | AUHL0698 |  | AUH | 24.4832 | 54.6071 | ETC | Commercial | IBS | Abu Dhabi | ABU DHABI_YAS ISLAND | 2004600 | 2CC |  | AUH_E2570B_10033_001002002 | in | On Air | On Air | On Air |  | Nokia | 2G+3G+4G | NSN U2.1 F1+F2 | NSN L18 F1/F2 (20+15M) |  | 5 |  |  | IIB
| AUH0698 | Ferrari World East - YAS Island |  |  | AUHL0698I |  | AUH | 24.4832 | 54.6071 | ETC |  | IBS | Abu Dhabi | ABU DHABI_YAS ISLAND | 2004600 | 2CC |  | AUH_E2570B_10033_001002002 | in |  |  | On Air |  | Nokia | 4G |  | NSN L18 F1/F2 (20+15M) |  | 5 |  |  | IIB
| AUH0699 | Ferrari World West - YAS Island | AUH0699 | AUH5699 | AUHL0699 |  | AUH | 24.4832 | 54.6071 | ETC | Commercial | IBS | Abu Dhabi | ABU DHABI_YAS ISLAND | 2004600 | 1CC |  | AUH_E2570B_10033_001002001 | in | On Air | On Air | On Air |  | Nokia | 2G+3G+4G | NSN U2.1 F1+F2 | NSN L18 F1 (20M) |  | 2 |  |  | IIB
| DXB0802 | Festival Waterfront Center | DXB0802 |  |  |  | DXB | 25.2219 | 55.3531 | ETC | Mall | IBS | Dubai North | DUBAI_AL KHEERAN (RAS AL HAMAR) | 1041200 |  |  | DXB_E3279Y_10486_001005002 | in | On Air |  |  |  | Nokia | 2G |  |  |  | - |  |  | IIB
| DXB0345 | Festival Waterfront Left | DXB0345 |  |  |  | DXB | 25.2219 | 55.3531 | ETC | Mall | IBS | Dubai North | DUBAI_AL KHEERAN (RAS AL HAMAR) | 1041200 |  |  | DXB_E3279Y_10486_001004002 | in | Locked |  |  |  | Nokia |  |  |  |  | - |  |  | IIB
| DXB0804 | Festival Waterfront Pavillion | DXB0804 |  |  |  | DXB | 25.2219 | 55.3531 | ETC | Mall | IBS | Dubai North | DUBAI_AL KHEERAN (RAS AL HAMAR) | 1041200 |  |  | DXB_E3279Y_10486_001002001 | in | On Air |  |  |  | Nokia | 2G |  |  |  | - |  |  | IIB
| DXB0795 | Festival Waterfront Right | DXB0795 |  |  |  | DXB | 25.2219 | 55.3531 | ETC | Mall | IBS | Dubai North | DUBAI_AL KHEERAN (RAS AL HAMAR) | 1041200 |  |  | DXB_E3077N_10053_001036001 | in | On Air |  |  |  | Nokia | 2G |  |  |  | - |  |  | IIB
| DXB0382 | Fifty One Tower @ BB | DXB0382 | DXB5382 | DXBL0382 | DXBNR0382 | DXB | 25.1898 | 55.2841 | du | Commercial | IBS | Dubai North | DUBAI_BURJ KHALIFA (BUSINESS BAY) | 1034500 | 2CC |  | DXB_E3278G_10168_001003016 | in | Locked | On Air | On Air | On Air | Huawei | 3G+4G+5G | HW U2.1 F2 / U900 F1 | HW L1.8 F1 (20M) + L800 F1 (15M) | 1CC | 8 | 2/0 | N41 | IIB
| AUH0714 | Finance House Office Tower |  | AUH5714 | AUHL0714 |  | AUH | 24.4181 | 54.4428 | du | Commercial | IBS | Abu Dhabi | ABU DHABI_Al Safarat | 2501901 | 2CC |  | AUH_E2370R_10105_001001001 | in |  | On Air | On Air |  | Nokia | 3G+4G | NSN U900 F1 | NSN L1800 F1 (20MHz) + L800 F1 (15Mhz) |  | 4 |  |  | IIB
Feb 2020 Update | DXB0335 | First Gulf Bank - ATKINs offices | DXB0335 | DXB5335 | DXBL0335 |  | DXB | 25.2564 | 55.3028 | du | Commercial | IBS | Dubai North | DUBAI_AL HAMRIYA | 1031300 | 2CC |  | DXB_E3279M_11339_001002001 | in | Locked | On Air | On Air |  | Huawei | 3G+4G | HW U2.1 F2 / U900 F1 | HW L1.8 F1/F2 (20+10M) |  | 2/4 |  |  | IIB
| AUH0727 | First gulf bank building | AUH0727 | AUH5727 | AUHL0727 |  | AUH | 24.4905 | 54.3547 | du | Commercial | IBS | Abu Dhabi | ABU DHABI_Al Markaziyah | 2500200 | 2CC |  | AUH_E2271X_10171_001003001 | in | Locked | On Air | On Air |  | Nokia | 3G+4G | NSN U900 F1 | NSN L1800 F1 (20MHz) + L800 F1 (15Mhz) |  | 4 |  |  | IIB
| IDX5801 | Flora Al Barsha Hotel |  | IDX0801 | IDXL5801 |  | DXB | 25.1175 | 55.196 | du | Hotel | IBS | Dubai South | DUBAI_AL BARSHA FIRST | 1037300 | 2CC |  | DXB_E3177B_10729_001003001 | in |  | On Air | On Air |  | Huawei | 3G+4G | HW U2.1 F2 / U900 F1 | HW L1.8 F1 (20M) + L800 F1 (15M) |  | 2/2 |  |  | IIB
Oct 2019 update | DXB0799 | Flora Creek Hotel | DXB0799 | DXB5799 | DXBL0799 |  | DXB | 25.2534 | 55.3279 | du | Hotel | IBS | Dubai North | DUBAI_PORT SAEED | 1012900 | 2CC |  | DXB_E3279N_11586_001002001 | in | Locked | On Air | On Air |  | Huawei | 3G+4G | HW U2.1 F2 / U900 F1 | HW L1.8 F1 (20M) + L800 F1 (15M) |  | 12 |  |  | IIB
Mar 2019 Update | DXB0467 | Flora Grand Hotel | DXB0467 | DXB5467 | DXBL0467 |  | DXB | 25.2651 | 55.3224 | du | Hotel | IBS | Dubai North | DUBAI_AL MURAQQABAT | 1012400 | 2CC |  | DXB_E3279N_11588_001008001 | in | Locked | On Air | On Air |  | Huawei | 3G+4G | HW U2.1 F2 / U900 F1 | HW L1.8 F1 (20M) + L800 F1 (15M) |  | 2/2 |  |  | IIB
July 2019 Update | DXB0798 | Flora Park Hotel | DXB0798 | DXB5798 | DXBL0798 |  | DXB | 25.2561 | 55.3288 | du | Hotel | IBS | Dubai North | DUBAI_PORT SAEED | 1012900 | 2CC |  | DXB_E3279N_11573_001001002 | in | Locked | On Air | On Air |  | Huawei | 3G+4G | HW U2.1 F2 / U900 F1 | HW L1.8 F1 (20M) + L800 F1 (15M) |  | 9 |  |  | IIB
| SHJ0401 | Flower Tower | SHJ0401 | SHJ5401 | SHJL0401 |  | NE | 25.344 | 55.4019 | du | Residential | IBS | Sharjah | SHARJAH_ABU SHUGHARA | 3010800 | 1CC |  | SHJ_E3380R_10003_001002001 | in | Locked | On Air | On Air |  | Huawei | 3G+4G | HW U2.1 F2 | HW L1.8 F1 (20M) |  | 5 |  |  | IIB
Oct 2020 update | IDX5043 | Fortune Boutique Hotel | IDX5043 | IDX0043 | IDXL5043 |  | DXB | 25.2771 | 55.3145 | du | Hotel | IBS | Dubai North | DUBAI_AL MURAR | 1011700 | 2CC |  | DXB_E3279H_12192_001003001 | in | Locked | On Air | On Air |  | Huawei | 3G+4G | HW U2.1 F2 / U900 F1 | HW L1.8 F1/F2 (20+10M) |  | 1/2 |  |  | IIB
July 2019 Update | IDX0973D | Four Season Hotel Sea Fu |  | IDX0973D | IDXL5973IV |  | DXB | 25.2034 | 55.2389 | du | Mall | ATOM | Dubai North | DUBAI_JUMEIRA SECOND | 1034200 | 1CC |  | DXB_E3178D_10028_001001002 | in |  | On Air | On Air |  | Huawei | 3G+4G | HW U2.1 F2 | HW L1.8 F1 (20M) |  | 1 |  |  | MW
| IDX5290 | Four Seasons Hotel DIFC |  | IDX0290 | IDXL5290 |  | DXB | 25.2127 | 55.2823 | ETC | Hotel | IBS | Dubai North | DUBAI_ZAABEEL SECOND | 1033700 | 2CC |  | DXB_E3278A_11543_001010010 | in |  | On Air | On Air |  | Huawei | 3G+4G | HW U2.1 F2 / U900 F1 | HW L1.8 F1 (20M) + L800 F1 (15M) |  | 2/2 |  |  | IIB
| AUH0474 | Four Seasons Hotel Sowwah Island | AUH0474 | AUH5474 | AUHL0474 | AUHNR0474 | AUH | 24.503 | 54.3876 | ETC | Hotel | IBS | Abu Dhabi | ABU DHABI_AL MARYAH ISLAND | 2047400 | 3CC |  | AUH_E2371P_10198_001001001 | in | Locked | On Air | On Air | On Air | Nokia | 3G+4G+5G | NSN U900 F1 | NSN L1800 F1/F2 (20+15M) + L800 F1 (15M) | 1CC | 10 | 4 | N41 | IIB
| DXB0481 | Four Seasons Jumeirah Beach | DXB0481 | DXB5481 | DXBL0481 | DXBNR0481 | DXB | 25.2027 | 55.2397 | ETC | Hotel | IBS | Dubai North | DUBAI_JUMEIRA SECOND | 1034200 | 2CC |  | DXB_E3178D_10028_001001001 | in | On Air | On Air | On Air | On Air | Huawei | 2G+3G+4G+5G | HW U2.1 F2 / U900 F1 | HW L1.8 F1 (20M) + L800 F1 (15M) | 1CC | 12 | 4/0 | N41 | MW
| FUJ0641 | Fujairah Landmark Hotel | FUJ0641 | FUJ5641 | FUJL0641 |  | NE | 25.137746 | 56.3539 | du | Hotel | IBS | Fujairah | FUJAIRAH_Al Faseel - Al Sharia | 6000013 | 1CC |  | FJR_E4278Y_10497_001001001 | in | On Air | On Air | On Air |  | Huawei | 2G+3G+4G | HW U2.1 F2 | HW L1.8 F1 (20M) |  | 2/2 |  |  | IIB
| FUJ0629 | Fujairah Mall | FUJ0629 | FUJ5629 | FUJL0629 |  | NE | 25.1237 | 56.3155 | ETC | Mall | IBS | Fujairah | FUJAIRAH_Fujairah Rural | 6000200 | 2CC |  | FJR_E4277D_10459_001002001 | in | Locked | On Air | On Air |  | Huawei | 3G+4G | HW U2.1 F2 / U900 F1 | HW L1.8 F1 (20M) + L800 F1 (15M) |  | 12 |  |  | IIB
| FUJ0630 | Fujairah Millennium Hotel | FUJ0630 | FUJ5630 | FUJL0630 |  | NE | 25.1231 | 56.3154 | ETC | Hotel | IBS | Fujairah | FUJAIRAH_Fujairah Rural | 6000200 | 2CC |  | FJR_E4277C_10148_001002001 | in | Locked | On Air | On Air |  | Huawei | 3G+4G | HW U2.1 F2 / U900 F1 | HW L1.8 F1 (20M) + L800 F1 (15M) |  | 6 |  |  | IIB
| FUJ0619 | Fujairah Rotana Hotel & Resort | FUJ0619 | FUJ5619 | FUJL0619 |  | NE | 25.5088 | 56.3634 | du | Hotel | IBS | Fujairah | FUJAIRAH_Dadna | 6000004 | 1CC |  | FJR_E4382U_10002_001001001 | in | Locked | On Air | On Air |  | Huawei | 3G+4G | HW U2.1 F2 | HW L1.8 F1 (20M) |  | 1/1 |  |  | IIB
| FUJ0621 | Fujeirah City Center | FUJ0621 | FUJ5621 | FUJL0621 | FUJNR0621 | NE | 25.1254 | 56.3015 | ETC | Mall | IBS | Fujairah | FUJAIRAH_Fujairah Rural | 6000200 | 4CC |  | FJR_E4277C_10001_001002001 | in | Locked | On Air | On Air | On Air | Huawei | 3G+4G+5G | HW U2.1 F2 / U900 F1 | HW L1.8 F1/F2 (20+15M) + L800 F1 (15M) +L21 (15M) | 1CC | 6 | 2/0 | N41 | IIB
| FUJ0622 | Fujeirah Hospital |  | FUJ5622 | FUJL0622 |  | NE | 25.1249 | 56.3148 | du | Hospital | IBS | Fujairah | FUJAIRAH_Fujairah Rural | 6000200 | 2CC |  | FJR_E4379F_11052_001001004 | in |  | On Air | On Air |  | Huawei | 3G+4G | HW U2.1 F2 / U900 F1 | HW L1.8 F1 (20M) + L800 F1 (15M) |  | 9 |  |  | IIB
| FUJ0601 | Fujeirah international Airport | FUJ0601 | FUJ5601 | FUJL0601 |  | NE | 25.1126 | 56.3336 | du | Airport | IBS | Fujairah | FUJAIRAH_Fujairah Airport | 6000015 | 2CC |  | FJR_E4277I_10001_001001001 | in | Locked | On Air | On Air |  | Huawei | 3G+4G | HW U2.1 F2 | HW L1.8 F1/F2 (20+5M) |  | 1/1 |  |  | MW
| FUJ0606 | Fujeirah Municipality | FUJ0606 | FUJ5606 | FUJL0606 |  | NE | 25.1264 | 56.3336 | du | Government | IBS | Fujairah | FUJAIRAH_AL MUDHANNAB - Town Center | 6081203 | 1CC |  | FJR_E4277D_10512_001001003 | in | Locked | On Air | On Air |  | Huawei | 3G+4G | HW U2.1 F2 | HW L1.8 F1 (20M) |  | 1/1 |  |  | IIB
Dec 2020 update | FUJ0607 | Fujeirah Tower | FUJ0607 | FUJ5607 | FUJL0607 |  | NE | 25.1214 | 56.3334 | du | Commercial | IBS | Fujairah | FUJAIRAH_MERAISHID - Town Center | 6081101 | 2CC |  | FJR_E4277D_10462_001047001 | in | Locked | On Air | On Air |  | Huawei | 3G+4G | HW U2.1 F2 | HW L1.8 F1/F2 (20+10M) |  | 5/5 |  |  | IIB
Apr 2019 Update | DXB0253 | Galadari Engineering Bldg., Dubai-Sharjah Rd. | DXB0253 | DXB5253 | DXBL0253 |  | DXB | 25.275 | 55.3476 | du | Commercial | IBS | Dubai North | DUBAI_AL KHABAISI | 1012800 | 1CC |  | DXB_E3279J_11843_001001001 | in | Locked | On Air | On Air |  | Huawei | 3G+4G | HW U2.1 F2 | HW L1.8 F1 (20M) |  | 2 |  |  | MW
| DXB0027 | Galleria Shopping Mall | DXB0027 | DXB5027A | DXBL0027 |  | DXB | 25.2788 | 55.3038 | du | Mall | IBS | Dubai North | DUBAI_AL CORNICHE | 1011100 | 3CC |  | DXB_E3279H_10599_001004002 | in | On Air | On Air | On Air |  | Huawei | 2G+3G+4G | HW U2.1 F2 | HW L1.8 F1/F2 (20+10M) + L800 F1 (15M) |  | 9/12 |  |  | IIB
| DXB0027 | Galleria Shopping Mall |  | DXB5027B |  |  | DXB | 25.2788 | 55.3038 | du | Mall | IBS | Dubai North | DUBAI_AL CORNICHE | 1011100 |  |  | DXB_E3279H_10599_001004002 | in |  | On Air |  |  | Huawei | 3G | 3G 2100 + 900 |  |  | 4 |  |  | IIB
| DXB0409 | Garhoud Private Hospital | DXB0409 | DXB5409 | DXBL0409 |  | DXB | 25.2504 | 55.3427 | du | Hospital | IBS | Dubai North | DUBAI_AL GARHOUD | 1021400 | 2CC |  | DXB_E3279T_10999_001001002 | in | Locked | On Air | On Air |  | Huawei | 3G+4G | HW U2.1 F2 / U900 F1 | HW L1.8 F1 (20M) + L800 F1 (15M) |  | 2/2 |  |  | IIB
| IDX5135 | GE Building Lampsite Trial |  | IDX0135 | IDXL5135 |  | DXB | 25.1031 | 55.1676 | du |  | IBS | Dubai South | DUBAI_AL SAFOUH SECOND | 1038200 | 1CC | Yes | DXB_E3177F_10116_001004005 | in |  | On Air | On Air |  | Huawei | 3G+4G | HW U2.1 F2 | HW L1.8 F1 (20M) |  | 1 |  |  | IIB
| IDX5762 | GEMS FirstPoint School @ The Villa – Block A, C & D |  | IDX0762 | IDXL5762 |  | DXB | 25.0889 | 55.3755 | du | School | IBS | Dubai South | DUBAI_WADI AL SAFA 5 (DUBAI LAND) | 1064800 | 1CC |  | DXB_E3377K_10373_001002002 | in |  | On Air | On Air |  | Huawei | 3G+4G | HW U2.1 F2 | HW L1.8 F1 (20M) |  | 1/1 |  |  | dufix
| DXB0351 | GEMS International School Al Khail |  | DXB5351 | DXBL0351 |  | DXB | 25.1215 | 55.2556 | du | School | IBS | Dubai South | DUBAI_HADAEQ SHEIKH MOHAMMED BIN RASHID (RANCHES) | 1063100 | 1CC |  | DXB_E3177E_10151_001001003 | in |  | On Air | On Air |  | Huawei | 3G+4G | HW U2.1 F2 / U900 F1 | HW L1.8 F1 (20M) |  | 1/2 |  |  | IIB
| IDX5589 | Gems New Millenium School |  | IDX0589 | IDXL5589 |  | DXB | 25.1238 | 55.2568 | du | Residential | IBS | Dubai South | DUBAI_HADAEQ SHEIKH MOHAMMED BIN RASHID (RANCHES) | 1063100 | 2CC |  | DXB_E3177E_10152_001002001 | in |  | On Air | On Air |  | Huawei | 3G+4G | HW U2.1 F2 / U900 F1 | HW L1.8 F1 (20M) + L800 F1 (15M) |  | 2/2 |  |  | IIB
| IDX5567 | GEMS Wellington Academy |  | IDX0567 | IDXL5567 |  | DXB | 25.1234 | 55.254 | du | University | IBS | Dubai South | DUBAI_HADAEQ SHEIKH MOHAMMED BIN RASHID (RANCHES) | 1063100 | 2CC |  | DXB_E3177E_10150_001002001 | in |  | On Air | On Air |  | Huawei | 3G+4G | HW U2.1 F2 / U900 F1 | HW L1.8 F1 (20M) + L800 F1 (15M) |  | 9 |  |  | IIB
| IDX5656 | General Directorate of Residence & Foreigners Affairs - Al Aweer |  | IDX0656 | IDXL5656 |  | DXB | 25.1549 | 55.5112 | du | Government | IBS | Dubai North | DUBAI_AL ROWAIYAH THIRD (800) | 1081400 | 2CC |  | DXB_E3478R_10355_001001002 | in |  | On Air | On Air |  | Huawei | 3G+4G | HW U2.1 F2 / U900 F1 | HW L1.8 F1 (20M) + L800 F1 (15M) |  | 6 |  |  | IIB
| DXB0195 | General Electric | DXB0195 |  |  |  | DXB | 25.103 | 55.1675 | du | Commercial | IBS | Dubai South | DUBAI_AL SAFOUH SECOND | 1038200 |  |  | DXB_E3177F_10116_001004006 | in | Locked |  |  |  | Nokia |  |  |  |  | - |  |  | dufix
Jan 2019 Update | AUH5811G | General Pension and Social Security Authority |  | AUH5811G | AUHL0811VII |  | AUH | 24.4207 | 54.4498 | du | Government | ATOM | Abu Dhabi | ABU DHABI_Al Madina Al Riyadiya | 2501700 | 1CC |  | AUH_E2370S_10199_001002001 | in |  | On Air | On Air |  | Nokia | 3G+4G | NSN U2.1 F1+F2 | NSN L18 F1 (20M) |  | 1 |  |  | IIB
Jan 2022 update | AUH0950 | General Secretariat of the Executive Council | AUH0950 | AUH5950 | AUHL0950 | AUHNR0950 | AUH | 24.4228 | 54.4479 | du | Government | IBS | Abu Dhabi | ABU DHABI_Al Madina Al Riyadiya | 2501700 | 2CC |  | AUH_E2370S_10301_001002001 | in | Locked | On Air | On Air | On Air | Nokia | 3G+4G+5G | NSN U900 F1 | NSN L1800 F1 (20MHz) + L800 F1 (15Mhz) | 1CC | 2 | 83 | N78 | IIB
| IDX5439 | German International School |  | IDX0439 | IDXL5439 |  | DXB | 25.1074 | 55.4017 | du | School | IBS | Dubai North | DUBAI_AL ROWAIYAH SECOND (800) | 1081300 | 1CC |  | DXB_E3377G_10050_001001007 | in |  | On Air | On Air |  | Huawei | 3G+4G | HW U2.1 F2 | HW L1.8 F1 (20M) |  | 2/2 |  |  | IIB
| IDX5258 | Ghaya Grand Hotel_IMPZ |  | IDX0258 | IDXL5258 |  | DXB | 25.0338 | 55.2033 | du | Residential | IBS | Dubai South | DUBAI_MEAISEM FIRST (JUMEIRAH GOLF ESTATE) | 1068500 | 2CC |  | DXB_E3176B_10384_001013003 | in |  | On Air | On Air |  | Huawei | 3G+4G | HW U2.1 F2 | HW L1.8 F1 (20M) + L800 F1 (15M) |  | 22 |  |  | IIB
| AUH0893 | Ghayathi Hospital - Al Gharbia Hospitals | AUH0893 | AUH5893 | AUHL0893 |  | AUH | 23.8702 | 52.8112 | du | Hospital | IBS | WR | ABU DHABI_GHAYATHI | 2003400 | 1CC |  | AUH_E0664J_10031_001001001 | in | Locked | On Air | On Air |  | Nokia | 3G+4G | NSN U2.1 F1+F2 | NSN L18 F1 (20M) |  | 1 |  |  | IIB
| AUH0919 | Ghayathi Hotel Western Region |  | AUH5919 | AUHL0919 |  | AUH | 23.8568 | 52.8117 | du | Hotel | IBS | Abu Dhabi | ABU DHABI_GHAYATHI | 2003400 | 1CC |  | AUH_E0664O_10074_001003001 | in |  | On Air | On Air |  | Nokia | 3G+4G | NSN U2.1 F1+F2 | NSN L18 F1 (20M) |  | 1 |  |  | IIB
| AUH0990 | Glenelg School of Abu Dhabi (ADNOC) | AUH0990 | AUH5990 | AUHL0990 |  | AUH | 23.8547 | 52.8068 | du | University | IBS | Abu Dhabi | ABU DHABI_GHAYATHI | 2003400 | 1CC |  | AUH_E0664N_10048_001001001 | in | On Air | On Air | On Air |  | Nokia | 2G+3G+4G | NSN U2.1 F1+F2 | NSN L18 F1 (20M) |  | 3 |  |  | MW
| AUH0844 | Gloria Downtown Hotel |  | AUH5844 | AUHL0844 |  | AUH | 24.493633 | 54.3669 | du | Hotel | IBS | Abu Dhabi | ABU DHABI_Al Markaziyah | 2500200 | 3CC |  | AUH_E2271Y_11566_001021005 | in |  | On Air | On Air |  | Nokia | 3G+4G | NSN U900 F1 | NSN L1800 F1/F2 (20+15M) + L800 F1 (15M) |  | 6 |  |  | MW
| DXB0510 | Gloria Hotel | DXB0510 | DXB5510 | DXBL0510 |  | DXB | 25.1031 | 55.1729 | ETC | Hotel | IBS | Dubai South | DUBAI_AL SAFOUH SECOND | 1038200 | 2CC |  | DXB_E3177F_10139_001028001 | in | Locked | On Air | On Air |  | Huawei | 3G+4G | HW U2.1 F2 | HW L1.8 F1/F2 (20+10M) |  | 12 |  |  | IIB
| DXB0571 | Gloria Yassat Hotel Apartments | DXB0571 | DXB5571 | DXBL0571 |  | DXB | 25.101 | 55.1739 | ETC | Commercial | IBS | Dubai South | DUBAI_AL THANYAH FIRST (AL SAFOUH THIRD) | 1038300 | 2CC |  | DXB_E3177F_10043_001021034 | in | On Air | On Air | On Air |  | Huawei | 2G+3G+4G | HW U2.1 F2 / U900 F1 | HW L1.8 F1 (20M) + L800 F1 (15M) |  | 11 |  |  | IIB
| DXB0496 | Golden Mile 2 | DXB0496 | DXB5496 | DXBL0496 |  | DXB | 25.1117 | 55.1417 | du | Residential | IBS | Dubai South | DUBAI_NAKHLAT JUMEIRA (THE PALM JUMEIRAH) | 1038100 | 1CC |  | DXB_E3077D_10638_001002003 | in | On Air | On Air | On Air |  | Huawei | 2G+3G+4G | HW U2.1 F2 | HW L1.8 F1 (20M) |  | 4/6 |  |  | IIB
| IDX5654 | Golden Mile 3 @ Palm Jumeirah |  | IDX0654 | IDXL5654 |  | DXB | 25.1127 | 55.1397 | du | Residential | IBS | Dubai South | DUBAI_NAKHLAT JUMEIRA (THE PALM JUMEIRAH) | 1038100 | 2CC |  | DXB_E3077D_11104_001003002 | in |  | On Air | On Air |  | Huawei | 3G+4G | HW U2.1 F2 / U900 F1 | HW L1.8 F1 (20M) + L800 F1 (15M) |  | 2/2 |  |  | IIB
| DXB0495 | GOLDEN MILES 1 (BLDG 1, 2, 3) | DXB0495 | DXB5495 | DXBL0495 |  | DXB | 25.106 | 55.1482 | du | Residential | IBS | Dubai South | DUBAI_NAKHLAT JUMEIRA (THE PALM JUMEIRAH) | 1038100 | 1CC |  | DXB_E3077J_10379_001002004 | in | Locked | On Air | On Air |  | Huawei | 3G+4G | HW U2.1 F2 | HW L1.8 F1 (20M) |  | 6/6 |  |  | IIB
| DXB0614 | Golden miles 1 (Bldg 4,5,6) | DXB0614 | DXB5614 | DXBL0614 |  | DXB | 25.1077 | 55.146 | du | Residential | IBS | Dubai South | DUBAI_NAKHLAT JUMEIRA (THE PALM JUMEIRAH) | 1038100 | 1CC |  | DXB_E3077E_10031_001002004 | in | Locked | On Air | On Air |  | Huawei | 3G+4G | HW U2.1 F2 / U900 F1 | HW L1.8 F1 (20M) |  | 6/12 |  |  | IIB
| AUH0428 | Golden Tower (Previously known as Lifeline Hospital) | AUH0428 | AUH5428 | AUHL0428 |  | AUH | 24.4878 | 54.365 | du | Hospital | IBS | Abu Dhabi | ABU DHABI_Al Markaziyah | 2500200 | 2CC |  | AUH_E2271X_10620_001003001 | in | On Air | On Air | On Air |  | Nokia | 2G+3G+4G | NSN U900 F1 | NSN L1800 F1 (20MHz) + L800 F1 (15Mhz) |  | 2 |  |  | MW
| AUH0717 | Golden Tulip Al Jazira Hotel and Resort |  | AUH5717 | AUHL0717 |  | AUH | 24.8576 | 54.8965 | du | Hotel | IBS | Abu Dhabi | ABU DHABI_AL JARF (HIZAM AL GHABAT) | 2106100 | 2CC |  | AUH_E2875V_10009_001001001 | in |  | On Air | On Air |  | Nokia | 3G+4G | NSN U900 F1 | NSN L18 F1/F2 (20+15M) |  | 2 |  |  | MW
Dec 2018 Update | RAK0536 | Golden Tulip Khatt Springs Hotel | RAK0536 | RAK5536 | RAKL0536 |  | NE | 25.6165 | 56.0136 | du | Hotel | IBS | Ras Al Khaimah | RAS AL-KHAIMAH_KHATT | 7050500 | 1CC |  | RKT_E3983R_10008_001001001 | in | Locked | On Air | On Air |  | Huawei | 3G+4G | HW U2.1 F2 | L1.8 F1 |  | 1/1 |  |  | MW
| IDX5475 | Goldline Residence & Commercial |  | IDX0475 | IDXL5475 |  | DXB | 25.1816 | 55.2786 | du | Commercial | IBS | Dubai North | DUBAI_BURJ KHALIFA (BUSINESS BAY) | 1034500 | 2CC |  | DXB_E3278F_10365_001027005 | in |  | On Air | On Air |  | Huawei | 3G+4G | HW U2.1 F2 / U900 F1 | HW L1.8 F1 (20M) + L800 F1 (15M) |  | 6 |  |  | IIB
July 2019 Update | DXB0849 | Golf Tower A - Greens | DXB0849 | DXB5849 | DXBL0849 |  | DXB | 25.0924 | 55.1685 | ETC | Residential | IBS | Dubai South | DUBAI_AL THANYAH THIRD (EMIRATES HILL SECOND) | 1038800 | 1CC |  | DXB_E3177F_10560_001010008 | in | Locked | On Air | On Air |  | Huawei | 3G+4G | HW U2.1 F2 / U900 F1 | HW L1.8 F1 (20M) |  | 4/8 |  |  | IIB
Apr 2019 Update | DXB0848 | Golf Tower B - Greens | DXB0848 | DXB5848 | DXBL0848 |  | DXB | 25.0915 | 55.1685 | ETC | Residential | IBS | Dubai South | DUBAI_AL THANYAH THIRD (EMIRATES HILL SECOND) | 1038800 | 1CC |  | DXB_E3177F_11010_001004009 | in | Locked | On Air | On Air |  | Huawei | 3G+4G | HW U2.1 F2 / U900 F1 | HW L1.8 F1 (20M) |  | 2/4 |  |  | IIB
| DXB0851 | Golf Tower C & Canal Villas | DXB0851 | DXB5851 | DXBL0851 |  | DXB | 25.0921 | 55.1689 | ETC | Residential | IBS | Dubai South | DUBAI_AL THANYAH THIRD (EMIRATES HILL SECOND) | 1038800 | 1CC |  | DXB_E3177F_10563_001003012 | in | Locked | On Air | On Air |  | Huawei | 3G+4G | HW U2.1 F2 / U900 F1 | HW L1.8 F1 (20M) |  | 1/2 |  |  | IIB
| IDX5844 | Goshi Tower @ Dubailand |  | IDX0844 | IDXL5844 |  | DXB | 25.0919 | 55.3835 | du | Residential | IBS | Dubai South | DUBAI_WADI AL SAFA 5 (DUBAI LAND) | 1064800 | 2CC |  | DXB_E3377F_10486_001004015 | in |  | On Air | On Air |  | Huawei | 3G+4G | HW U2.1 F2 / U900 F1 | HW L1.8 F1 (20M) + L800 F1 (15M) |  | 2/2 |  |  | IIB
| IDX5158 | Grand City Mall | IDX5158 | IDX0158 | IDXL5158 |  | DXB | 25.1285 | 55.2323 | du | Mall | IBS | Dubai South | DUBAI_AL QOUZE IND.FOURTH (AL QUOZ IND. FOURTH) | 1036900 | 2CC |  | DXB_E3178X_12254_001002001 | in | Locked | On Air | On Air |  | Huawei | 3G+4G | HW U2.1 F2 / U900 F1 | HW L1.8 F1 (20M) + L800 F1 (15M) |  | 3 |  |  | IIB
Sep 2019 Update | DXB0978 | Grand Excelsior Hotel |  | DXB5978 | DXBL0978 |  | DXB | 25.1118 | 55.2034 | du | Hotel | IBS | Dubai South | DUBAI_AL BARSHA FIRST | 1037300 | 2CC |  | DXB_E3177B_10518_001002003 | in |  | On Air | On Air |  | Huawei | 3G+4G | HW U2.1 F2 / U900 F1 | HW L1.8 F1 (20M) + L800 F1 (15M) |  | 4/4 |  |  | IIB
| AUH0451 | Grand Hotel | AUH0451 | AUH5451 | AUHL0451 |  | AUH | 24.4929 | 54.3662 | du | Hotel | IBS | Abu Dhabi | ABU DHABI_Al Markaziyah | 2500200 | 1CC |  | AUH_E2271Y_11563_001014001 | in | Locked | On Air | On Air |  | Nokia | 3G+4G | NSN U900 F1 | NSN L18 F1 (20M) |  | 4 |  |  | MW
| DXB0108 | Grand Hyatt Tower 1 | DXB0108 | DXB5108A |  |  | DXB | 25.229 | 55.3279 | du | Hotel | IBS | Dubai North | DUBAI_UMM HURAIR SECOND | 1031500 |  |  | DXB_E3279X_10337_001001001 | in | On Air | On Air |  |  | Nokia/Huawei | 2G+3G | 3G 2100 |  |  | 6 |  |  | IIB
| DXB0108 | Grand Hyatt Tower 1 |  | DXB5108B |  |  | DXB | 25.229 | 55.3279 | du | Hotel | IBS | Dubai North | DUBAI_UMM HURAIR SECOND | 1031500 |  | Yes | DXB_E3279X_10337_001001001 | in |  | On Air |  |  | Huawei | 3G | 3G 2100 |  |  | 1 |  |  | IIB
| DXB0109 | Grand Hyatt Tower 2 | DXB0109 | DXB5109A | DXBL0109I | DXBNR0109 | DXB | 25.2282 | 55.3279 | du | Hotel | IBS | Dubai North | DUBAI_UMM HURAIR SECOND | 1031500 | 1CC | Yes | DXB_E3279X_10518_001002001 | in | On Air | On Air | On Air | On Air | Huawei | 2G+3G+4G+5G | HW U2.1 F2 | HW L1.8 F1 (20M) | 1CC | 6/6 | 2/0 | N41 | IIB
| DXB0109 | Grand Hyatt Tower 2 |  | DXB5109B |  |  | DXB | 25.2282 | 55.3279 | du | Hotel | IBS | Dubai North | DUBAI_UMM HURAIR SECOND | 1031500 |  |  | DXB_E3279X_10518_001002001 | in |  | On Air |  |  | Huawei | 3G | 3G 2100 |  |  | 4 |  |  | IIB
| DXB0109 | Grand Hyatt Tower 2 |  |  | DXBL0109II |  | DXB | 25.2282 | 55.3279 | du |  | IBS | Dubai North | DUBAI_UMM HURAIR SECOND | 1031500 | 1CC |  | DXB_E3279X_10518_001002001 | in |  |  | On Air |  | Huawei | 4G |  | HW L1.8 F1 (20M) |  | 4 |  |  | IIB
| AJM0941 | Grand Mall Residence & office bldg. |  | AJM5941 | AJML0941 | AJMNR0941 | NE | 25.3924 | 55.4389 | du | Mixed Used | IBS | Ajman | AJMAN_RASHIDEYA 3 | 4000400 | 2CC |  | AJM_E3380D_11275_001004008 | in |  | On Air | On Air | On Air | Huawei | 3G+4G | HW U2.1 F2 / U900 F1 | HW L1.8 F1 (20M) + L800 F1 (15M) | 1CC | 12/12 |  |  | IIB
| AJM0940 | Grand Mall Ajman |  | AJM5940 | AJML0940 |  | NE | 25.3924 | 55.4389 | du | Mixed Used | IBS | Ajman | AJMAN_RASHIDEYA 3 | 4000400 | 1CC |  | AJM_E3380D_11275_001004007 | in |  | On Air | On Air |  | Huawei | 3G+4G | HW U2.1 F2 | HW L1.8 F1 (20M) |  | 4/4 |  |  | IIB
| DXB0805 | Grand Mellinium Towers Hotel Dubai | DXB0805 | DXB5805 | DXBL0805 |  | DXB | 25.1014 | 55.1775 | du | Hotel | IBS | Dubai South | DUBAI_AL THANYAH FIRST (AL SAFOUH THIRD) | 1038300 | 1CC |  | DXB_E3177F_10927_002002001 | in | Locked | On Air | On Air |  | Huawei | 3G+4G | HW U2.1 F2 | HW L1.8 F1 (20M) |  | 5/5 |  |  | IIB
| AAN0007 | Grand Mercure Hotel Al Ain | AAN0007 | AAN5007 | AANL0007 |  | AUH | 24.0779 | 55.7682 | du | Hotel | IBS | Al Ain | ABU DHABI_JEBEL HAFEET | 8002700 | 2CC |  | AAN_E3666T_10004_001001001 | in | Locked | On Air | On Air |  | Ericsson | 3G+4G | E/// U2.1 F1+F2 / U900 F1 | E/// L1.8 F1 (20M) + L800 F1 (15M) |  |  |  |  | MW
| IDX5625 | Grand Midwest Hotels & Appartment |  | IDX0625 | IDXL5625 |  | DXB | 25.1114 | 55.1873 | du | Hotel | IBS | Dubai South | DUBAI_AL BARSHA FIRST | 1037300 | 2CC |  | DXB_E3177B_10727_001001001 | in |  | On Air | On Air |  | Huawei | 3G+4G | HW U2.1 F2 / U900 F1 | HW L1.8 F1 (20M) + L800 F1 (15M) |  | 2/2 |  |  | IIB
| IDX5618 | Grand Midwest Reve Hotel Apartment @ Tecom |  | IDX0618 | IDXL5618 |  | DXB | 25.0978 | 55.1791 | du | Hotel | IBS | Dubai South | DUBAI_AL THANYAH FIRST (AL SAFOUH THIRD) | 1038300 | 2CC |  | DXB_E3177F_10925_001001001 | in |  | On Air | On Air |  | Huawei | 3G+4G | HW U2.1 F2 / U900 F1 | HW L1.8 F1 (20M) + L800 F1 (15M) |  | 2/2 |  |  | IIB
| DXB0385 | Grand Millennium Hotels and Resorts | DXB0385 | DXB5385 | DXBL0385 |  | DXB | 25.2177 | 55.2785 | du | Hotel | IBS | Dubai North | DUBAI_TRADE CENTER FIRST | 1033500 | 2CC |  | DXB_E3279U_15605_001018001 | in | Locked | On Air | On Air |  | Huawei | 3G+4G | HW U2.1 F2 / U900 F1 | HW L1.8 F1 (20M) + L800 F1 (15M) |  | 11 |  |  | IIB
Sep 2019 Update | DXB0875 | Grosvenor Business Tower_Tecom | DXB0875 | DXB5875 | DXBL0875 | DXBNR0875 | DXB | 25.0993 | 55.1779 | du | Commercial | IBS | Dubai South | DUBAI_AL THANYAH FIRST (AL SAFOUH THIRD) | 1038300 | 2CC |  | DXB_E3177F_10099_001018015 | in | Locked | On Air | On Air | On Air | Huawei | 3G+4G+5G | HW U2.1 F2 / U900 F1 | HW L1.8 F1 (20M) + L800 F1 (15M) | 1CC | 9 | 3/0 | N41 | IIB
| DXB0179 | Grosvenor House 2 (GH2) | DXB0179 | DXB5179 | DXBL0179 | DXBNR0179 | DXB | 25.0863 | 55.1434 | ETC | Hotel | IBS | Dubai South | DUBAI_MARSA DUBAI | 1039200 | 2CC |  | DXB_E3077N_10238_001002001 | in | Locked | On Air | On Air | On Air | Huawei | 3G+4G+5G | HW U2.1 F2 / U900 F1 | HW L1.8 F1 (20M) + L800 F1 (15M) | 1CC | 24 | 4/0 | N41 | IIB
| DXB0073 | Grosvenor House West Marina Beach | DXB0073 | DXB5073 | DXBL0073 |  | DXB | 25.0856 | 55.1439 | du | Hotel | IBS | Dubai South | DUBAI_MARSA DUBAI | 1039200 | 2CC |  | DXB_E3077N_10207_001050001 | in | Locked | On Air | On Air |  | Huawei | 3G+4G | HW U2.1 F2 / U900 F1 | HW L1.8 F1 (20M) + L800 F1 (15M) |  | 18 |  |  | IIB
| AUH0515 | Guardian Tower 1 | AUH0515 | AUH5515 | AUHL0515 |  | AUH | 24.4315 | 54.4352 | ETC | Commercial | IBS | Abu Dhabi | ABU DHABI_Al Zahra | 2501800 | 2CC |  | AUH_E2370M_11781_001003001 | in | Locked | On Air | On Air |  | Nokia | 3G+4G | NSN U900 F1 | NSN L1800 F1 (20MHz) + L800 F1 (15Mhz) |  | 2 |  |  | IIB
| AUH0516 | Guardian Tower 2 | AUH0516 | AUH5516 | AUHL0516 |  | AUH | 24.4315 | 54.4359 | ETC | Commercial | IBS | Abu Dhabi | ABU DHABI_Al Zahra | 2501800 | 2CC |  | AUH_E2370M_11781_001004001 | in | On Air | On Air | On Air |  | Nokia | 2G+3G+4G | NSN U900 F1 | NSN L1800 F1 (20MHz) + L800 F1 (15Mhz) |  | 4 |  |  | IIB
Jun 2020 Update | DXB0243 | Gulf Air Building,Salaheldien Road,opposite Reef Mall, Deira, Dubai | DXB0243 | DXB5243 | DXBL0243 |  | DXB | 25.2707 | 55.3221 | du | Commercial | IBS | Dubai North | DUBAI_AL MUTEENA | 1012300 | 2CC |  | DXB_E3279N_10187_001001001 | in | Locked | On Air | On Air |  | Huawei | 3G+4G | HW U2.1 F2 | HW L1.8 F1/F2 (20+10M) |  | 1/2 |  |  | MW
Apr 2019 Update | DXB0210 | Gulf News Building, Near Al Safa Park, Sheikh Zayed Road 2nd interchange, Dubai | DXB0210 | DXB5210 | DXBL0210 |  | DXB | 25.1885 | 55.2535 | du | Commercial | IBS | Dubai North | DUBAI_AL WASL | 1034300 | 1CC |  | DXB_E3178J_10182_001001001 | in | Locked | On Air | On Air |  | Huawei | 3G+4G | HW U2.1 F2 | HW L1.8 F1 (20M) |  | 1/1 |  |  | IIB
| AUH0915 | Guwaifath Port Security Police Section |  | AUH5915 | AUHL0915 |  | AUH | 24.1271 | 51.6232 | du | Government | IBS | Abu Dhabi | ABU DHABI_BAYAH AL SILA | 2031600 | 1CC |  | AUH_W0567E_10003_001001001 | in |  | On Air | On Air |  | Nokia | 3G+4G | NSN U2.1 F1+F2 | NSN L18 F1 (20M) |  | 1 |  |  | MW
Feb 2019 Update | DXB0215 | H.H.H.R Tower_Lower Part | DXB0215 | DXB5215 | DXBL0215 |  | DXB | 25.2212 | 55.2806 | ETC | Commercial | IBS | Dubai North | DUBAI_TRADE CENTER FIRST | 1033500 | 2CC |  | DXB_E3279H_12150_001001003 | in | On Air | On Air | On Air |  | Huawei | 2G+3G+4G | HW U2.1 F2 / U900 F1 | HW L1.8 F1 (20M) + L800 F1 (15M) |  | 24 |  |  | IIB
Feb 2019 Update | DXB0768 | H.H.H.R Tower_Upper Part | DXB0768 | DXB5768 | DXBL0768 |  | DXB | 25.2212 | 55.2806 | ETC | Commercial | IBS | Dubai North | DUBAI_TRADE CENTER FIRST | 1033500 | 2CC |  | DXB_E3279U_15612_001041009 | in | On Air | On Air | On Air |  | Huawei | 2G+3G+4G | HW U2.1 F2 | HW L1.8 F1 (20M) + L800 F1 (15M) |  | 12/6 |  |  | IIB
Mar 2019 Update | DXB0072 | Habtoor Grand Resort | DXB0072 | DXB5072 | DXBL0072 |  | DXB | 25.0862 | 55.1417 | du | Hotel | IBS | Dubai South | DUBAI_MARSA DUBAI | 1039200 | 2CC |  | DXB_E3077N_10246_001002002 | in | On Air | On Air | On Air |  | Huawei | 2G+3G+4G | HW U2.1 F2 / U900 F1 | HW L1.8 F1 (20M) + L800 F1 (15M) |  | 8 |  |  | IIB
| DXB0053 | Habtoor Grand Resort and Spa | DXB0053 | DXB5053 | DXBL0053 |  | DXB | 25.0858 | 55.1411 | du | Hotel | IBS | Dubai South | DUBAI_MARSA DUBAI | 1039200 | 2CC |  | DXB_E3077N_10246_001002001 | in | On Air | On Air | On Air |  | Huawei | 2G+3G+4G | HW U2.1 F2 / U900 F1 | HW L1.8 F1/F2 (20+10M) |  | 12 |  |  | IIB
| DXB0877 | Hamdan Bin Mohammed Smart University | DXB0877 | DXB5877 | DXBL0877 |  | DXB | 25.1045 | 55.3919 | du | Commercial | IBS | Dubai North | DUBAI_AL ROWAIYAH SECOND (800) | 1081300 | 2CC |  | DXB_E3377G_10041_001007001 | in | Locked | On Air | On Air |  | Huawei | 3G+4G | HW U2.1 F2 / U900 F1 | HW L1.8 F1 (20M) + L800 F1 (15M) |  | 2/2 |  |  | IIB
| AUH0432 | Hamdan Centre | AUH0432 | AUH5432 | AUHL0432 |  | AUH | 24.4888 | 54.3624 | du | Mall | IBS | Abu Dhabi | ABU DHABI_Al Markaziyah | 2500200 | 3CC |  | AUH_E2271X_10575_001001036 | in | Locked | On Air | On Air |  | Nokia | 3G+4G | NSN U900 F1 | NSN L18 F1 (20M) + L800 F1 (15M) + L21 F1 (15M) |  | 2 |  |  | IIB
| DXB0341 | Hamsa Building | DXB0341 | DXB5341 | DXBL0341 |  | DXB | 25.2514 | 55.3086 | du | Commercial | IBS | Dubai North | DUBAI_AL KARAMA | 1031800 | 2CC |  | DXB_E3279R_11453_001001001 | in | Locked | On Air | On Air |  | Huawei | 3G+4G | HW U2.1 F2 / U900 F1 | HW L1.8 F1 (20M) + L800 F1 (15M) |  | 9 |  |  | IIB
| AUH0854 | Hanging Garden tower | AUH0854 | AUH5854 | AUHL0854 |  | AUH | 24.4858 | 54.3595 | du | Commercial | IBS | Abu Dhabi | ABU DHABI_Al Markaziyah | 2500200 | 2CC |  | AUH_E2271X_10760_001003006 / AUH_E2271X_10760_001016008 | in | Locked | On Air | On Air |  | Nokia | 3G+4G | NSN U900 F1 | NSN L1800 F1 (20MHz) + L800 F1 (15Mhz) |  | 4 |  |  | IIB
| DXB0113 | Harvard Medical University | DXB0113 | DXB5113 | DXBL0113 |  | DXB | 25.2326 | 55.3231 | du | University | IBS | Dubai North | DUBAI_UMM HURAIR SECOND | 1031500 | 1CC |  | DXB_E3279X_10028_002002001 | in | Locked | On Air | On Air |  | Huawei | 3G+4G | HW U2.1 F2 | HW L1.8 F1 (20M) |  | 1/2 |  |  | IIB
| AUH0659 | Health Authority Abu Dhabi |  | AUH5659 | AUHL0659 |  | AUH | 24.4231 | 54.4456 | du | Government | IBS | Abu Dhabi | ABU DHABI_Al Madina Al Riyadiya | 2501700 | 2CC |  | AUH_E2370R_10881_001006001 | in |  | On Air | On Air |  | Nokia | 3G+4G | NSN U900 F1 | NSN L1800 F1 (20MHz) + L800 F1 (15Mhz) |  | 2 |  |  | IIB
| AUH0970 | Healthpoint by Mubadala (aka. Arzanah Medical Complex) | AUH0970 | AUH5970 | AUHL0970 |  | AUH | 24.4188 | 54.4529 | ETC | Hospital | IBS | Abu Dhabi | ABU DHABI_Al Madina Al Riyadiya | 2501700 | 3CC |  | AUH_E2370S_10406_001005001 | in | Locked | On Air | On Air |  | Nokia | 3G+4G | NSN U900 F1 | NSN L18 F1 (20M) + L800 F1 (15M) + L21 F1 (15M) |  | 4 |  |  | IIB
| IDX5669 | Hercules Tower |  | IDX0669 | IDXL5669 |  | DXB | 25.0882 | 55.3031 | du | Residential | IBS | Dubai South | DUBAI_WADI AL SAFA 3 (RANCHES) | 1064500 | 2CC |  | DXB_E3277L_10018_001002001 | in |  | On Air | On Air |  | Huawei | 3G+4G | HW U2.1 F2 / U900 F1 | HW L1.8 F1 (20M) + L800 F1 (15M) |  | 6 |  |  | IIB
| DXB0055 | Heriott Watt University New Campus | DXB0055 | DXB5055 | DXBL0055 |  | DXB | 25.129 | 55.4163 | du | University | IBS | Dubai North | DUBAI_AL ROWAIYAH FIRST (800) | 1081200 | 2CC |  | DXB_E3378W_10018_001006001 | in | Locked | On Air | On Air |  | Huawei | 3G+4G | HW U2.1 F2 | HW L1.8 F1 (20M) + L800 F1 (15M) |  | 8 |  |  | IIB
| IDX5033 | HH Sheikh Maktoum Villa at Palm Jumeirah | IDX5033 | IDX0033 | IDXL5033 |  | DXB | 25.1345 | 55.1338 | ETC | Residential | IBS | Dubai South | DUBAI_NAKHLAT JUMEIRA (THE PALM JUMEIRAH) | 1038100 | 1CC |  | DXB_E3078X_10513_001001001 | in | Locked | On Air | On Air |  | Huawei | 3G+4G | HW U2.1 F2 | HW L1.8 F1 (20M) |  | 1/1 |  |  | IIB
| AUH0552 | High Court | AUH0552 | AUH5552 | AUHL0552 |  | AUH | 24.4621 | 54.3293 | du | Government | IBS | Abu Dhabi | ABU DHABI_Al Khebeirah | 2500400 | 1CC |  | AUH_E2270H_11245_001001001 / AUH_E2270H_11245_001002001 | in | Locked | On Air | On Air |  | Huawei/Nokia | 3G+4G | HW U2.1 F1+F2 | NSN L18 F1 (20M) |  |  |  |  | MW
Decomm | AUH0433 | Higher College for Men | 0.Decomm | 0.Decomm | 0.Decomm |  | AUH | 24.4545 | 54.3989 | du | University | IBS | Abu Dhabi | ABU DHABI_Al Nahyan | 2501000 | 2CC |  | AUH_E2370F_11353_001001001 | OUT | Locked | [11 empty] | IIB
| AUH0548 | Higher College for Women | AUH0548 | AUH5548 | AUHL0548 |  | AUH | 24.4779 | 54.3769 | du | University | IBS | Abu Dhabi | ABU DHABI_Madinat Zayed(AD) | 2501200 | 2CC |  | AUH_E2270E_10033_001001001 | in | Locked | On Air | On Air |  | Nokia | 3G+4G | NSN U900 F1 | NSN L1800 F1 (20MHz) + L800 F1 (15Mhz) |  | 6 |  |  | MW
| DXB0921 | Highness Private Health Club | DXB0921 | DXB5921 | DXBL0921 |  | DXB | 25.1259 | 55.293 | du | Government | IBS | Dubai South | DUBAI_WADI AL SAFA 3 (RANCHES) | 1064500 | 1CC |  | DXB_E3277B_10039_001001001 | in | On Air | On Air | On Air |  | Huawei | 2G+3G+4G | HW U2.1 F2 | HW L1.8 F1 (20M) |  | 1/1 |  |  | IIB
July 2019 Update | IDX5162 | Hilliana Tower |  | IDX0162 | IDXL5162 |  | DXB | 25.111 | 55.178 | du | Residential | IBS | Dubai South | DUBAI_AL SAFOUH FIRST | 1037200 | 1CC |  | DXB_E3177A_11059_001004011 | in |  | On Air | On Air |  | Huawei | 3G+4G | HW U2.1 F2 / U900 F1 | HW L1.8 F1 (20M) |  | 2/4 |  |  | IIB
| AAN0008 | Hilton Al Ain Hotel | AAN0008 | AAN5008 | AANL0008 |  | AUH | 24.2074 | 55.7853 | du | Hotel | IBS | Al Ain | ABU DHABI_AL SAROOJ | 8001900 | 2CC |  | AAN_E3767F_10003_001002001 | in | Locked | On Air | On Air |  | Ericsson | 3G+4G | E/// U900 F1 | E/// L1.8 F1 (20M) + L800 F1 (15M) |  |  |  |  | IIB
| IDX5379 | Hilton Double Tree Hotel Business Bay |  | IDX0379 | IDXL5379 |  | DXB | 25.1865 | 55.2804 | du | Hotel | IBS | Dubai North | DUBAI_BURJ KHALIFA (BUSINESS BAY) | 1034500 | 2CC |  | DXB_E3278F_10409_001003002 | in |  | On Air | On Air |  | Huawei | 3G+4G | HW U2.1 F2 / U900 F1 | HW L1.8 F1 (20M) + L800 F1 (15M) |  | 6 |  |  | IIB
| DXB0032 | Hilton Dubai Creek | DXB0032 | DXB5032 | DXBL0032 |  | DXB | 25.2601 | 55.3181 | du | Hotel | IBS | Dubai North | DUBAI_RIGGAT AL BUTEEN | 1012500 | 2CC |  | DXB_E3279M_11254_001001001 | in | Locked | On Air | On Air |  | Huawei | 3G+4G | HW U2.1 F2 / U900 F1 | HW L1.8 F1 (20M) + L800 F1 (15M) |  | 3 |  |  | MW
| DXB0031 | Hilton Dubai Jumeirah | DXB0031 | DXB5031 | DXBL0031 |  | DXB | 25.0786 | 55.1346 | du | Hotel | IBS | Dubai South | DUBAI_MARSA DUBAI | 1039200 | 2CC |  | DXB_E3077N_10105_001001001 | in | Locked | On Air | On Air |  | Huawei | 3G+4G | HW U2.1 F2 / U900 F1 | HW L1.8 F1 (20M) + L800 F1 (15M) |  | 8 |  |  | IIB
| IDX5444 | Hilton Garden Inn - Al Muraqabat |  | IDX0444 | IDXL5444 |  | DXB | 25.265 | 55.3298 | du | Hotel | IBS | Dubai North | DUBAI_AL MURAQQABAT | 1012400 | 2CC |  | DXB_E3279N_11605_001002001 | in |  | On Air | On Air |  | Huawei | 3G+4G | HW U2.1 F2 / U900 F1 | HW L1.8 F1 (20M) + L800 F1 (15M) |  | 2/2 |  |  | MW
| IDX5440 | Hilton Garden Inn Al Barsha |  | IDX0440 | IDXL5440 |  | DXB | 25.116 | 55.1963 | ETC | Hotel | IBS | Dubai South | DUBAI_AL BARSHA FIRST | 1037300 | 2CC |  | DXB_E3177B_10724_001002001 | in |  | On Air | On Air |  | Huawei | 3G+4G | HW U2.1 F2 / U900 F1 | HW L1.8 F1 (20M) + L800 F1 (15M) |  | 4/8 |  |  | IIB
| AUH0434 | Hilton Hotel | AUH0434 | AUH5434 | AUHL0434 |  | AUH | 24.4632 | 54.3263 | du | Hotel | IBS | Abu Dhabi | ABU DHABI_Al Khebeirah | 2500400 | 1CC |  | AUH_E2270B_10027_001004001 | in | Locked | On Air | On Air |  | Huawei/Nokia | 3G+4G | HW U2.1 F2 | NSN L18 F1 (20M) |  | 9 |  |  | MW
| RAK0505 | Hilton Ras Al Khaimah Resort & Spa | RAK0505 | RAK5505 | RAKL0505 |  | NE | 25.8144 | 55.9576 | du | Hotel | IBS | Ras Al Khaimah | RAS AL-KHAIMAH_MAIRID | 7030900 | 1CC |  | RKT_E3985K_10020_001001001 | in | Locked | On Air | On Air |  | Huawei | 3G+4G | HW U2.1 F2 | HW L1.8 F1 (20M) |  | 3/4 |  |  | IIB
| DXB0149 | Hilton The Walk - JBR | DXB0149 | DXB5149 | DXBL0149 |  | DXB | 25.0781 | 55.1348 | du | Hotel | IBS | Dubai South | DUBAI_MARSA DUBAI | 1039200 | 2CC |  | DXB_E3077N_10069_001001013 | in | Locked | On Air | On Air |  | Huawei | 3G+4G | HW U2.1 F2 / U900 F1 | HW L1.8 F1 (20M) + L800 F1 (15M) |  | 15 |  |  | IIB
| SHJ0186 | Hind Tower | SHJ0186 | SHJ5186 | SHJL0186 |  | NE | 25.3152 | 55.3778 | du | Residential | IBS | Sharjah | SHARJAH_AL KHAN | 3010300 | 1CC |  | SHJ_E3380U_10009_001001001 | in | Locked | On Air | On Air |  | Huawei | 3G+4G | HW U2.1 F2 | HW L1.8 F1 (20M) |  | 6 |  |  | IIB
| IDX5294 | His Highness Dubai Ruler's Court (HHRC) |  | IDX0294 | IDXL5294 |  | DXB | 25.2644 | 55.2987 | du | Government | IBS | Dubai North | DUBAI_AL SOUQ AL KABEER | 1031200 | 2CC |  | DXB_E3279L_11970_001001001 | in |  | On Air | On Air |  | Huawei | 3G+4G | HW U2.1 F2 / U900 F1 | HW L1.8 F1 (20M) + L800 F1 (15M) |  | 6 |  |  | IIB
| IDX5831 | His Highness Dubai Ruler's Court (HHRC) (Government Information Resources Department) |  | IDX0831 | IDXL5831 |  | DXB | 25.2635 | 55.2979 | du | Government | IBS | Dubai North | DUBAI_AL SOUQ AL KABEER | 1031200 | 1CC |  | DXB_E3279L_10081_001002002 | in |  | On Air | On Air |  | Huawei | 3G+4G | HW U2.1 F2 | HW L1.8 F1 (20M) |  | 1/1 |  |  | MW
| DXB0033 | HOLIDAY CENTER SHOPPING MALL | DXB0033 | DXB5033 | DXBL0033 |  | DXB | 25.2207 | 55.2805 | du | Mall | IBS | Dubai North | DUBAI_TRADE CENTER FIRST | 1033500 | 2CC |  | DXB_E3279U_13247_002022001 | in | Locked | On Air | On Air |  | Huawei | 3G+4G | HW U2.1 F2 / U900 F1 | HW L1.8 F1 (20M) + L800 F1 (15M) |  | 2/2 |  |  | MW
| IDX5840 | Holiday Inn at Deira |  | IDX0840 | IDXL5840 |  | DXB | 25.2634 | 55.3252 | du | Commercial | IBS | Dubai North | DUBAI_AL MURAQQABAT | 1012400 | 2CC |  | DXB_E3279N_10236_001002002 | in |  | On Air | On Air |  | Huawei | 3G+4G | HW U2.1 F2 / U900 F1 | HW L1.8 F1 (20M) + L800 F1 (15M) |  | 2/2 |  |  | MW
| AUH0495 | Holiday Inn Hotel - Danet Abu Dhabi | AUH0495 | AUH5495 | AUHL0495 |  | AUH | 24.4287 | 54.4371 | ETC | Hotel | IBS | Abu Dhabi | ABU DHABI_Al Zahra | 2501800 | 1CC |  | AUH_E2370M_10317_001001001 | in | Locked | On Air | On Air |  | Huawei/Nokia | 3G+4G | HW U2.1 F2 | NSN L18 F1 (20M) |  | 1 |  |  | IIB
| IDX5929 | Holiday Inn Hotel in DFC |  | IDX0929 | IDXL5929 |  | DXB | 25.2217 | 55.3574 | ETC | Hotel | IBS | Dubai North | DUBAI_AL KHEERAN (RAS AL HAMAR) | 1041200 | 2CC |  | DXB_E3279Y_10494_001023001 | in |  | On Air | On Air |  | Huawei | 3G+4G | HW U2.1 F2 / U900 F1 | HW L1.8 F1 (20M) + L800 F1 (15M) |  | 6 |  |  | IIB
| DXB0405 | Holiday Inn Hotel Jumeirah | DXB0405 | DXB5405 | DXBL0405 |  | DXB | 25.2428 | 55.2718 | du | Hotel | IBS | Dubai North | DUBAI_MADINAT DUBAI AL MELAHEYAH (AL MINA) | 1032100 | 2CC |  | DXB_E3279P_12109_001001001 | in | On Air | On Air | On Air |  | Huawei | 2G+3G+4G | HW U2.1 F2 / U900 F1 | HW L1.8 F1 (20M) + L800 F1 (15M) |  | 3 |  |  | MW
| DXB0387 | Holliday Inn Bur Dubai |  | DXB5387 | DXBL0387 |  | DXB | 25.2576 | 55.3043 | du | Hotel | IBS | Dubai North | DUBAI_AL HAMRIYA | 1031300 | 2CC |  | DXB_E3279M_11435_001001001 | in |  | On Air | On Air |  | Huawei | 3G+4G | HW U2.1 F2 / U900 F1 | HW L1.8 F1 (20M) + L800 F1 (15M) |  | 2/4 |  |  | MW
| IDX5497 | Horizon Tower Dubai Marina |  | IDX0497 | IDXL5497 |  | DXB | 25.0718 | 55.1372 | du | Residential | IBS | Dubai South | DUBAI_MARSA DUBAI | 1039200 | 2CC |  | DXB_E3077N_10036_001010009 | in |  | On Air | On Air |  | Huawei | 3G+4G | HW U2.1 F2 / U900 F1 | HW L1.8 F1 (20M) + L800 F1 (15M) |  | 6/6 |  |  | IIB
| AJM0864 | Horizon Towers A&B | AJM0864 | AJM5864 | AJML0864 | AJMNR0864 | NE | 25.3943 | 55.4547 | ETC | Residential | IBS | Ajman | AJMAN_RASHIDEYA 1 | 4000200 | 2CC |  | AJM_E3380E_14300_001025001 | in | Locked | On Air | On Air | On Air | Huawei | 3G+4G | HW U2.1 F2 / U900 F1 | HW L1.8 F1 (20M) + L800 F1 (15M) | 1CC | 10 | 2 | N41 | IIB
| AJM0863 | Horizon Towers C&D | AJM0863 | AJM5863 | AJML0863 |  | NE | 25.3935 | 55.4552 | ETC | Residential | IBS | Ajman | AJMAN_RASHIDEYA 1 | 4000200 | 3CC |  | AJM_E3380E_13576_001001002 | in | On Air | On Air | On Air |  | Huawei | 2G+3G+4G | HW U2.1 F2 / U900 F1 | HW L1.8 F1/F2 (20+10M) + L800 F1 (15M) |  | 24 |  |  | IIB
Apr 2019 Update | DXB0192 | HP | DXB0192 | DXB5192 | DXBL0192 |  | DXB | 25.0984 | 55.1636 | du | Commercial | IBS | Dubai South | DUBAI_AL SAFOUH SECOND | 1038200 | 2CC |  | DXB_E3077J_10154_001008001 | in | Locked | On Air | On Air |  | Huawei | 3G+4G | HW U2.1 F2 / U900 F1 | HW L1.8 F1 (20M) + L800 F1 (15M) |  | 4 |  |  | IIB
| AUH0436 | HSBC Building | AUH0436 | AUH5436 | AUHL0436 |  | AUH | 24.4809 | 54.3613 | du | Commercial | IBS | Abu Dhabi | ABU DHABI_Madinat Zayed(AD) | 2501200 | 2CC |  | AUH_E2271X_10255_001021001 | in | Locked | On Air | On Air |  | Nokia | 3G+4G | NSN U900 F1 | NSN L1800 F1 (20MHz) + L800 F1 (15Mhz) |  | 6 |  |  | MW
| IDX5478 | HSBC UAE @ DIC |  | IDX0478 | IDXL5478 |  | DXB | 25.0936 | 55.1565 | du | Commercial | IBS | Dubai South | DUBAI_AL SAFOUH SECOND | 1038200 | 2CC |  | DXB_E3077J_10124_001003002 | in |  | On Air | On Air |  | Huawei | 3G+4G | HW U900 F1 | HW L1.8 F1/F2 (20+10M) |  | 2 |  |  | dufix
Apr 2019 Update | IDX5150 | Hyatt Palace Dubai / Al Rigga | IDX5150 | IDX0150 | IDXL5150 |  | DXB | 25.2625 | 55.3278 | du | Hotel | IBS | Dubai North | DUBAI_AL MURAQQABAT | 1012400 | 2CC |  | DXB_E3279N_11427_001001001 | in | On Air | On Air | On Air |  | Huawei | 2G+3G+4G | HW U2.1 F2 / U900 F1 | HW L1.8 F1 (20M) + L800 F1 (15M) |  | 6 |  |  | MW
| DXB0034 | Hyatt Regency | DXB0034 | DXB5034 | DXBL0034 |  | DXB | 25.2785 | 55.3044 | du | Hotel | IBS | Dubai North | DUBAI_AL CORNICHE | 1011100 | 2CC |  | DXB_E3279H_10599_001004003 | in | Locked | On Air | On Air |  | Huawei | 3G+4G | HW U2.1 F2 / U900 F1 | HW L1.8 F1 (20M) + L800 F1 (15M) |  | 15 |  |  | IIB
| DXB0477 | Hyperpanda DFC | DXB0477 | DXB5477 | DXBL0477 | DXBNR0477 | DXB | 25.2222 | 55.356 | ETC | Mall | IBS | Dubai North | DUBAI_AL KHEERAN (RAS AL HAMAR) | 1041200 | 3CC |  | DXB_E3279Y_10486_001008001 | in | On Air | On Air | On Air | On Air | Huawei | 2G+3G+4G+5G | HW U2.1 F2 / U900 F1 | HW L1.8 F1/F2 (20+10M) + L800 F1 (15M) | 1CC | 3/8 | 1/0 | N41 | IIB
Mar 2019 Update | DXB0640 | IB Tower Business Bay | DXB0640 | DXB5640 | DXBL0640 |  | DXB | 25.1781 | 55.2674 | du | Commercial | IBS | Dubai North | DUBAI_BURJ KHALIFA (BUSINESS BAY) | 1034500 | 2CC |  | DXB_E3278K_10194_001021001 | in | Locked | On Air | On Air |  | Huawei | 3G+4G | HW U2.1 F2 / U900 F1 | HW L1.8 F1 (20M) + L800 F1 (15M) |  | 5 |  |  | IIB
| DXB0071 | IBIS Hotel | DXB0071 | DXB5071 | DXBL0071 |  | DXB | 25.2228 | 55.2856 | du | Hotel | IBS | Dubai North | DUBAI_TRADE CENTER SECOND | 1033600 | 3CC |  | DXB_E3279V_11029_001002001 | in | Locked | On Air | On Air |  | Huawei | 3G+4G | HW U2.1 F2 / U900 F1 | HW L1.8 F1/F2 (20+5M) + L800 F1 (15M) |  | 4 |  |  | IIB
| DXB0191 | IBM | DXB0191 | DXB5191 | DXBL0191 |  | DXB | 25.0927 | 55.1603 | du | Commercial | IBS | Dubai South | DUBAI_AL SAFOUH SECOND | 1038200 | 2CC |  | DXB_E3077J_10143_001003026 | in | Locked | On Air | On Air |  | Huawei | 3G+4G | HW U2.1 F2 / U900 F1 | HW L1.8 F1 (20M) + L800 F1 (15M) |  | 4/4 |  |  | IIB
| IDX5197 | Ibn Battuta Mall Extension A |  | IDX0197 | IDXL5197 | IDXNR5197 | DXB | 25.0445 | 55.119 | du | Mall | IBS | Dubai South | DUBAI_Discovery Gardens | 1059101 | 4CC | Yes | DXB_E3077W_11010_001001139 | in |  | On Air | On Air | On Air | Huawei | 3G+4G+5G | HW U2.1 F2 / U900 F1 | HW L1.8 F1/F2 (20+10M) + L800 F1 (15M) +L21 (15M) | 1CC | 4/2 | 1/0 | N41 | IIB
| IDX5198 | Ibn Battuta Mall Extension B |  | IDX0198 | IDXL5198 | IDXNR5198 | DXB | 25.0458 | 55.1203 | du | Mall | IBS | Dubai South | DUBAI_Discovery Gardens | 1059101 | 4CC |  | DXB_E3077W_11010_001001140 | in |  | On Air | On Air | On Air | Huawei | 3G+4G+5G | HW U2.1 F2 / U900 F1 | HW L1.8 F1/F2 (20+10M) + L800 F1 (15M) +L21 (15M) | 1CC | 4/2 | 1/0 | N41 | IIB
| IDX5199 | Ibn Battuta Mall Extension C |  | IDX0199 | IDXL5199 | IDXNR5199 | DXB | 25.0458 | 55.119 | du | Mall | IBS | Dubai South | DUBAI_Discovery Gardens | 1059101 | 4CC | Yes | DXB_E3077W_11010_001002083 | in |  | On Air | On Air | On Air | Huawei | 3G+4G+5G | HW U2.1 F2 / U900 F1 | HW L1.8 F1/F2 (20+10M) + L800 F1 (15M) +L21 (15M) | 1CC | 9/6 | 3/0 | N41 | IIB
| IDX5723 | Ibn Battuta Mall Passive_Left Wing |  | IDX0723 | IDXL5723 | IDXNR5723 | DXB | 25.0424 | 55.1183 | du | Mall | IBS | Dubai South | DUBAI_Discovery Gardens | 1059101 | 4CC | Yes | DXB_E3077W_10001_001001337 | in |  | On Air | On Air | On Air | Huawei | 3G+4G+5G | HW U2.1 F2 / U900 F1 | HW L1.8 F1/F2 (20+10M) + L800 F1 (15M) +L21 (15M) | 1CC | 9/6 | 6/0 | N41 | IIB
Dec 2021 update | IDX5724 | Ibn Battuta Mall Passive_Middle Wing |  | IDX0724 | IDXL5724 | IDXNR5724 | DXB | 25.0448 | 55.1204 | du | Mall | IBS | Dubai South | DUBAI_Discovery Gardens | 1059101 | 4CC | Yes | DXB_E3077W_10001_001001338 | in |  | On Air | On Air | On Air | Huawei | 3G+4G+5G | HW U2.1 F2 / U900 F1 | HW L1.8 F1/F2 (20+10M) + L800 F1 (15M) +L21 (15M) | 1CC | 4/2 | 1/0 | N41 | IIB
| IDX5725 | Ibn Battuta Mall Passive_Right Wing |  | IDX0725 | IDXL5725 |  | DXB | 25.0475 | 55.1228 | du | Mall | IBS | Dubai South | DUBAI_Discovery Gardens | 1059101 | 4CC | Yes | DXB_E3077W_10001_001001339 | in |  | On Air | On Air |  | Huawei | 3G+4G | HW U2.1 F2 / U900 F1 | HW L1.8 F1/F2 (20+10M) + L800 F1 (15M) +L21 (15M) |  | 9/6 |  |  | IIB
| DXB0035 | Ibn Batuta Mall | DXB0035 | 0.Decomm | 0.Decomm |  | DXB | 25.0451 | 55.1207 | du | Mall | IBS | Dubai South | DUBAI_Discovery Gardens | 1059101 |  |  | #N/A | in | On Air |  |  |  | Nokia | 2G |  |  |  | - |  |  | IIB
| DXB0469 | Ibn Sina Building | DXB0469 | DXB5469 | DXBL0469 |  | DXB | 25.2315 | 55.3264 | du | Hospital | IBS | Dubai North | DUBAI_UMM HURAIR SECOND | 1031500 | 2CC |  | DXB_E3279X_10022_001004011 | in | Locked | On Air | On Air |  | Huawei | 3G+4G | HW U2.1 F2 / U900 F1 | HW L1.8 F1 (20M) + L800 F1 (15M) |  | 4/4 |  |  | IIB
| DXB0365 | Icon Tower_ Tecom | DXB0365 | DXB5365 | DXBL0365 |  | DXB | 25.0977 | 55.1742 | du | Commercial | IBS | Dubai South | DUBAI_AL THANYAH FIRST (AL SAFOUH THIRD) | 1038300 | 2CC |  | DXB_E3177F_10054_001002007 | in | Locked | On Air | On Air |  | Huawei | 3G+4G | HW U2.1 F2 / U900 F1 | HW L1.8 F1 (20M) + L800 F1 (15M) |  | 2/2 |  |  | IIB
| DXB0111 | IKEA Center | DXB0111 | DXB5111 | DXBL0111 | DXBNR0111 | DXB | 25.2235 | 55.3557 | du | Mall | IBS | Dubai North | DUBAI_AL KHEERAN (RAS AL HAMAR) | 1041200 | 3CC |  | DXB_E3279Y_10486_001004001 | in | On Air | On Air | On Air | On Air | Huawei | 2G+3G+4G+5G | HW U2.1 F2 / U900 F1 | HW L1.8 F1/F2 (20+10M) + L800 F1 (15M) | 1CC | 3/2 | 1/0 | N41 | IIB
| AUH0522 | IKEA Stores - Yas Island | AUH0522 | AUH5522 | AUHL0522 |  | AUH | 24.4895 | 54.6115 | ETC | Mall | IBS | Abu Dhabi | ABU DHABI_YAS ISLAND | 2004600 | 1CC |  | AUH_E2571V_10005_001002010 | in | Locked | On Air | On Air |  | Nokia | 3G+4G | NSN U2.1 F1 | NSN L18 F1 (20M) |  | 5 |  |  | IIB
| SHJ0443 | iMall |  | SHJ5443 | SHJL0443 |  | NE | 25.1513 | 56.3511 | du | Mall | IBS | Sharjah | FUJAIRAH_Al Faseel - Al Sharia | 6000013 | 2CC |  | SHJ_E3379A_10301_001002001 | in |  | On Air | On Air |  | Huawei | 3G+4G | HW U2.1 F2 / U900 F1 | HW L1.8 F1 (20M) + L800 F1 (15M) |  | 3 |  |  | IIB
| AUH0863 | Imperial College London Diabetes Centre |  | AUH5863 | AUHL0863 |  | AUH | 24.4201 | 54.4283 | du | Hospital | IBS | Abu Dhabi | ABU DHABI_Al Safarat | 2501901 | 2CC |  | AUH_E2370R_10150_001001001 | in |  | On Air | On Air |  | Nokia | 3G+4G | NSN U900 F1 | NSN L1800 F1 (20MHz) + L800 F1 (15Mhz) |  | 2 |  |  | IIB
| AAN0024 | Imperial College London Diabetic Center | AAN0024 | AAN5024 | AANL0024 |  | AUH | 24.1929 | 55.6464 | du | Hospital | IBS | Al Ain | ABU DHABI_AL MAQAM | 8001200 | 2CC |  | AAN_E3567I_10008_001001001 | in | Locked | On Air | On Air |  | Ericsson | 3G+4G | E/// U900 F1 | E/// L1.8 F1 (20M) + L800 F1 (15M) |  |  |  |  | IIB
| DXB0294 | Imperial Residence |  | DXB5294 | DXBL0294 |  | DXB | 25.048 | 55.1956 | du | Residential | IBS | Dubai South | DUBAI_AL BARSHA SOUTH FIFTH (JUMEIRAH VILLAGE) | 1068400 | 2CC |  | DXB_E3177V_10939_001002054 | in |  | On Air | On Air |  | Huawei | 3G+4G | HW U2.1 F2 / U900 F1 | HW L1.8 F1 (20M) + L800 F1 (15M) |  | 12/14 |  |  | IIB
Mar 2020 Update | DXB0322 | Indigo Icon Tower | DXB0322 | DXB5322 | DXBL0322 | DXBNR0322 | DXB | 25.0725 | 55.1434 | du | Commercial | IBS | Dubai South | DUBAI_Jumeirah Lakes Towers (JLT) | 1039301 | 2CC |  | DXB_E3077N_10401_001006003 | in | Locked | On Air | On Air | On Air | Huawei | 3G+4G+5G | HW U2.1 F2 / U900 F1 | HW L1.8 F1/F2 (20+10M) | 1CC | 5/10 | 5/0 | N41 | IIB
| IDX5383 | Injaz Building @ DMC |  | IDX0383 | IDXL5383 |  | DXB | 25.1037 | 55.1678 | du | Commercial | IBS | Dubai South | DUBAI_AL SAFOUH SECOND | 1038200 | 2CC |  | DXB_E3177F_10196_001001001 | in |  | On Air | On Air |  | Huawei | 3G+4G | HW U2.1 F2 / U900 F1 | HW L1.8 F1 (20M) + L800 F1 (15M) |  | 2/2 |  |  | IIB
| AUH0541 | Injazat Data Center | AUH0541 | AUH5541 | AUHL0541 |  | AUH | 24.3183 | 54.5548 | ETC | Commercial | IBS | Abu Dhabi | ABU DHABI_Mohammed Bin Zayed City | 2044801 | 2CC |  | AUH_E2469X_10001_001001005 | in | Locked | On Air | On Air |  | Nokia | 3G+4G | NSN U900 F1 | NSN L1800 F1 (20MHz) + L800 F1 (15Mhz) |  | 2 |  |  | IIB
Apr 2019 Update | DXB0036 | Inter-Continental Dubai Hotel | DXB0036 | DXB5036 | DXBL0036 |  | DXB | 25.2651 | 55.3102 | du | Hotel | IBS | Dubai North | DUBAI_AL RIGGA | 1011900 | 1CC |  | DXB_E3279M_10705_001002001 | in | On Air | On Air | On Air |  | Huawei | 2G+3G+4G | HW U2.1 F2 | HW L1.8 F1 (20M) |  | 5/5 |  |  | IIB
| DXB0567 | InterContinental Hotel - DFC | DXB0567 | DXB5567 | DXBL0567 |  | DXB | 25.2233 | 55.3497 | du | Hotel | IBS | Dubai North | DUBAI_AL KHEERAN (RAS AL HAMAR) | 1041200 | 2CC |  | DXB_E3279Y_10489_001027001 | in | Locked | On Air | On Air |  | Huawei | 3G+4G | HW U2.1 F2 / U900 F1 | HW L1.8 F1 (20M) + L800 F1 (15M) |  | 10/10 |  |  | IIB
| KFN0707 | Intercontinental Hotel and Resorts Fujairah |  | KFN5707 | KFNL0707 |  | NE | 25.5048 | 56.3624 | ETC | Hotel | IBS | Fujairah | FUJAIRAH_Dadna | 6000004 | 1CC |  | FJR_E4382U_10003_001001001 | in |  | On Air | On Air |  | Huawei | 3G+4G | HW U2.1 F2 | HW L1.8 F1 (20M) |  | 6/6 |  |  | IIB
May 2020 Update | DXB0791 | Intercontinental Residence Suites | DXB0791 | DXB5791 | DXBL0791 |  | DXB | 25.2322 | 55.3471 | du | Hotel | IBS | Dubai North | DUBAI_AL KHEERAN (RAS AL HAMAR) | 1041200 | 2CC |  | DXB_E3279Y_10512_001001001 | in | Locked | On Air | On Air |  | Huawei | 3G+4G | HW U2.1 F2 / U900 F1 | HW L1.8 F1/F2 (20+10M) |  | 3/6 |  |  | MW
| DXB0520 | Interiors Main Office | DXB0520 | DXB5520 | DXBL0520 |  | DXB | 25.2472 | 55.3132 | du | Commercial | IBS | Dubai North | DUBAI_AL KARAMA | 1031800 | 2CC |  | DXB_E3279R_10771_001000001 | in | Locked | On Air | On Air |  | Huawei | 3G+4G | HW U2.1 F2 / U900 F1 | HW L1.8 F1 (20M) + L800 F1 (15M) |  | 2/2 |  |  | IIB
| DXB0918 | International Modern Hospital | DXB0918 | DXB5918 | DXBL0918 |  | DXB | 25.248796 | 55.2835 | du | Hospital | IBS | Dubai North | DUBAI_AL RAFFA | 1031600 | 2CC |  | DXB_E3279Q_12059_001001001 | in | Locked | On Air | On Air |  | Huawei | 3G+4G | HW U2.1 F2 / U900 F1 | HW L1.8 F1 (20M) + L800 F1 (15M) |  | 2/2 |  |  | IIB
| AUH0959 | International Petroleum Investment Company HQ (IPIC) Tower |  | AUH5959 | AUHL0959 | AUHNR0959 | AUH | 24.4597 | 54.3909 | ETC | Commercial | IBS | Abu Dhabi | ABU DHABI_Al Nahyan | 2501000 | 1CC |  | AUH_E2370F_11317_001005001 | in |  | On Air | On Air | On Air | Huawei/Nokia | 3G+4G+5G | HW U2.1 F2 | NSN L18 F1 (20M) | 1CC | 5 | 4 | N41 | IIB
| IDX5597 | International School of Creative Sciences - Nad Al Sheba |  | IDX0597 | IDXL5597 |  | DXB | 25.1485 | 55.3782 | du | School | IBS | Dubai North | DUBAI_NADD AL SHIBA THIRD | 1061600 | 2CC |  | DXB_E3378P_10016_001002002 | in |  | On Air | On Air |  | Huawei | 3G+4G | HW U2.1 F2 / U900 F1 | HW L1.8 F1 (20M) + L800 F1 (15M) |  | 6 |  |  | IIB
| DXB0336 | International_City_CBD04 | DXB0336 | DXB5336 | DXBL0336 |  | DXB | 25.1658 | 55.4059 | du | Residential | IBS | Dubai North | DUBAI_WARSAN FIRST | 1062100 | 1CC |  | DXB_E3378M_10025_001002011 | in | Locked | On Air | On Air |  | Huawei | 3G+4G | HW U2.1 F2 / U900 F1 | HW L1.8 F1 (20M) |  | 1/2 |  |  | IIB
| DXB0867 | Iranian Hospital Blocks 6-7 & Polyclinic | DXB0867 | DXB5867 | DXBL0867 |  | DXB | 25.2312 | 55.2684 | du | Hospital | IBS | Dubai North | DUBAI_JUMEIRA FIRST | 1033200 | 2CC |  | DXB_E3279U_13381_001001001 | in | Locked | On Air | On Air |  | Huawei | 3G+4G | HW U2.1 F2 / U900 F1 | HW L1.8 F1 (20M) + L800 F1 (15M) |  | 4 |  |  | MW
| DXB0137 | Iranian Hospital New Building | DXB0137 | DXB5137 | DXBL0137 |  | DXB | 25.2298 | 55.2691 | du | Hospital | IBS | Dubai North | DUBAI_AL BADA (AL BADAA) | 1033300 | 2CC |  | DXB_E3279U_14903_001001001 | in | Locked | On Air | On Air |  | Huawei | 3G+4G | HW U2.1 F2 / U900 F1 | HW L1.8 F1 (20M) + L800 F1 (15M) |  | 4/4 |  |  | MW
| DXB0974 | I-Rise Tower | DXB0974 | DXB5974 | DXBL0974 | DXBNR0974 | DXB | 25.097 | 55.181 | du | Commercial | IBS | Dubai South | DUBAI_AL THANYAH FIRST (AL SAFOUH THIRD) | 1038300 | 2CC |  | DXB_E3177F_10928_001005036 | in | Locked | On Air | On Air | On Air | Huawei | 3G+4G+5G | HW U2.1 F2 / U900 F1 | HW L1.8 F1 (20M) + L800 F1 (15M) | 1CC | 16 | 6/0 | N41 | IIB
| IDX5657 | Issa Al Khaily Hotel Tower @ BB |  | IDX0657 | IDXL5657 |  | DXB | 25.1825 | 55.2748 | du | Hotel | IBS | Dubai North | DUBAI_BURJ KHALIFA (BUSINESS BAY) | 1034500 | 2CC |  | DXB_E3278F_10608_001008010 | in |  | On Air | On Air |  | Huawei | 3G+4G | HW U2.1 F2 / U900 F1 | HW L1.8 F1 (20M) + L800 F1 (15M) |  | 6 |  |  | IIB
| DXB0832 | IT Plaza_DSO | DXB0832 | DXB5832 | DXBL0832 |  | DXB | 25.1212 | 55.3982 | du | Commercial | IBS | Dubai North | DUBAI_NADD HESSA (DUBAI SILICON OASIS) | 1062600 | 2CC |  | DXB_E3377B_10021_001010002 | in | Locked | On Air | On Air |  | Huawei | 3G+4G | HW U2.1 F2 / U900 F1 | HW L1.8 F1 (20M) + L800 F1 (15M) |  | 4/6 |  |  | MW
| IDX5190 | J3 Mall Umm Sequim | IDX5190 | IDX0190 | IDXL5190 |  | DXB | 25.1471 | 55.2104 | du | Mall | IBS | Dubai South | DUBAI_AL MANARA | 1036300 | 2CC |  | DXB_E3178R_13172_001002001 | in | Locked | On Air | On Air |  | Huawei | 3G+4G | HW U2.1 F2 / U900 F1 | HW L1.8 F1 (20M) + L800 F1 (15M) |  | 2/2 |  |  | IIB
| IDX5603 | JAFZA 16 |  | IDX0603 | IDXL5603 |  | DXB | 24.986188 | 55.0911 | ETC | Commercial | IBS | Dubai South | DUBAI_MENA JABAL ALI | 1059400 | 2CC |  | DXB_E3076L_10404_001001001 | in |  | On Air | On Air |  | Huawei | 3G+4G | HW U2.1 F2 / U900 F1 | HW L1.8 F1 (20M) + L800 F1 (15M) |  | 2/2 |  |  | IIB
| IDX5604 | JAFZA 17 |  | IDX0604 | IDXL5604 |  | DXB | 24.984241 | 55.0907 | ETC | Commercial | IBS | Dubai South | DUBAI_MENA JABAL ALI | 1059400 | 2CC |  | DXB_E3076L_10464_001002001 | in |  | On Air | On Air |  | Huawei | 3G+4G | HW U2.1 F2 / U900 F1 | HW L1.8 F1 (20M) + L800 F1 (15M) |  | 3 |  |  | IIB
Mar 2019 Update | DXB0985 | JAFZA 18 | DXB0985 | DXB5985 | DXBL0985 |  | DXB | 24.9838 | 55.0939 | ETC | Commercial | IBS | Dubai South | DUBAI_JABAL ALI INDUSTRIAL SECOND (JABAL ALI INDUSTRIAL 2) | 1051800 | 2CC |  | DXB_E3076L_10459_001019001 | in | Locked | On Air | On Air |  | Huawei | 3G+4G | HW U2.1 F2 / U900 F1 | HW L1.8 F1 (20M) + L800 F1 (15M) |  | 6 |  |  | IIB
Mar 2020 Update | DXB0986 | JAFZA 19 | DXB0986 | DXB5986 | DXBL0986 |  | DXB | 24.9842 | 55.094 | ETC | Commercial | IBS | Dubai South | DUBAI_JABAL ALI INDUSTRIAL SECOND (JABAL ALI INDUSTRIAL 2) | 1051800 | 2CC |  | DXB_E3076L_10460_001006001 | in | Locked | On Air | On Air |  | Huawei | 3G+4G | HW U2.1 F2 / U900 F1 | HW L1.8 F1/F2 (20+10M) |  | 2/4 |  |  | IIB
July 2019 Update | DXB0981 | JAFZA CM01 | DXB0981 | DXB5981 | DXBL0981 |  | DXB | 24.9827 | 55.0934 | ETC | Commercial | IBS | Dubai South | DUBAI_JABAL ALI INDUSTRIAL SECOND (JABAL ALI INDUSTRIAL 2) | 1051800 | 2CC |  | DXB_E3076L_10456_001018001 | in | On Air | On Air | On Air |  | Huawei | 2G+3G+4G | HW U2.1 F2 / U900 F1 | HW L1.8 F1 (20M) + L800 F1 (15M) |  | 6 |  |  | IIB
| DXB0982 | JAFZA CM02 | DXB0982 | DXB5982 | DXBL0982 |  | DXB | 24.982 | 55.0932 | ETC | Commercial | IBS | Dubai South | DUBAI_JABAL ALI INDUSTRIAL SECOND (JABAL ALI INDUSTRIAL 2) | 1051800 | 2CC |  | DXB_E3076L_10455_001018001 | in | Locked | On Air | On Air |  | Huawei | 3G+4G | HW U2.1 F2 / U900 F1 | HW L1.8 F1 (20M) + L800 F1 (15M) |  | 6 |  |  | IIB
Jan 2019 Update | DXB0983 | JAFZA CM03 | DXB0983 | DXB5983 | DXBL0983 |  | DXB | 24.9812 | 55.0929 | ETC | Commercial | IBS | Dubai South | DUBAI_JABAL ALI INDUSTRIAL SECOND (JABAL ALI INDUSTRIAL 2) | 1051800 | 2CC |  | DXB_E3076L_10455_001017006 | in | On Air | On Air | On Air |  | Huawei | 2G+3G+4G | HW U2.1 F2 / U900 F1 | HW L1.8 F1 (20M) + L800 F1 (15M) |  | 6 |  |  | IIB
| DXB0984 | JAFZA CM04 | DXB0984 | DXB5984 | DXBL0984 |  | DXB | 24.9805 | 55.0927 | ETC | Commercial | IBS | Dubai South | DUBAI_JABAL ALI INDUSTRIAL SECOND (JABAL ALI INDUSTRIAL 2) | 1051800 | 2CC |  | DXB_E3076L_10458_001017007 | in | On Air | On Air | On Air |  | Huawei | 2G+3G+4G | HW U2.1 F2 / U900 F1 | HW L1.8 F1 (20M) + L800 F1 (15M) |  | 6 |  |  | IIB
| IDX5240 | JAFZA Convention Food Court and Office B2 |  | IDX0240 | IDXL5240 |  | DXB | 24.9647 | 55.0807 | ETC | Commerical | IBS | Dubai South | DUBAI_MENA JABAL ALI | 1059400 | 3CC |  | DXB_E3076P_10643_001004002 | in |  | On Air | On Air |  | Huawei | 3G+4G | HW U2.1 F2 / U900 F1 | HW L1.8 F1/F2 (20+10M) + L800 F1 (15M) |  | 18 |  |  | IIB
Dec 2021 update | IDX5239 | JAFZA Convention Halls |  | IDX0239 | IDXL5239 | IDXNR5239 | DXB | 24.9647 | 55.0807 | ETC | Commerical | IBS | Dubai South | DUBAI_MENA JABAL ALI | 1059400 | 3CC |  | DXB_E3076P_10641_001008001 | in |  | On Air | On Air | On Air | Huawei | 3G+4G+5G | HW U2.1 F2 / U900 F1 | HW L1.8 F1/F2 (20+10M) + L800 F1 (15M) | 2CC | 10 | 0/82 | N78 F1 + N78 F2 | IIB
| IDX5242 | JAFZA Convention Office B1 |  | IDX0242 | IDXL5242 |  | DXB | 24.9647 | 55.0807 | ETC | Commerical | IBS | Dubai South | DUBAI_MENA JABAL ALI | 1059400 | 2CC |  | DXB_E3076P_10642_001034002 | in |  | On Air | On Air |  | Huawei | 3G+4G | HW U2.1 F2 / U900 F1 | HW L1.8 F1 (20M) + L800 F1 (15M) |  | 15 |  |  | IIB
| IDX5237 | JAFZA Convention Parking |  | IDX0237 | IDXL5237 |  | DXB | 24.9647 | 55.0807 | ETC | Commerical | IBS | Dubai South | DUBAI_MENA JABAL ALI | 1059400 | 2CC |  | DXB_E3076P_10641_001005001 | in |  | On Air | On Air |  | Huawei | 3G+4G | HW U2.1 F2 / U900 F1 | HW L1.8 F1 (20M) + L800 F1 (15M) |  | 18 |  |  | IIB
| IDX5021 | Janah Place Hotel |  | IDX0021 | IDXL5021 |  | DXB | 25.0696 | 55.133 | du | Hotel | IBS | Dubai South | DUBAI_MARSA DUBAI | 1039200 | 2CC |  | DXB_E3077S_10069_001001003 | in |  | On Air | On Air |  | Huawei | 3G+4G | HW U2.1 F2 / U900 F1 | HW L1.8 F1 (20M) + L800 F1 (15M) |  | 3 |  |  | IIB
| IDX5674 | Jannah Place 2 Hotel |  | IDX0674 | IDXL5674 |  | DXB | 25.0689 | 55.1305 | du | Hotel | IBS | Dubai South | DUBAI_MARSA DUBAI | 1039200 | 2CC |  | DXB_E3077S_10417_001003006 | in |  | On Air | On Air |  | Huawei | 3G+4G | HW U2.1 F2 / U900 F1 | HW L1.8 F1 (20M) + L800 F1 (15M) |  | 2/2 |  |  | dufix
| DXB0421 | JBR 01 Rimal | DXB0421 | DXB5421 | DXBL0421 |  | DXB | 25.0766 | 55.134 | du | Residential | IBS | Dubai South | DUBAI_MARSA DUBAI | 1039200 | 1CC |  | DXB_E3077N_10078_001001003 | in | On Air | On Air | On Air |  | Huawei | 2G+3G+4G | HW U2.1 F2 | HW L1.8 F1 (20M) |  | 3/3 |  |  | IIB
| DXB0422 | JBR 02 Murjan Part-1 | DXB0422 | 0.Decomm |  |  | DXB | 25.0826 | 55.1395 | du | Residential | IBS | Dubai South | DUBAI_MARSA DUBAI | 1039200 |  |  | DXB_E3077N_10076_001002016 | in | On Air |  |  |  | Nokia | 2G |  |  |  | - |  |  | IIB
| DXB0423 | JBR 03 Bahar | DXB0423 | DXB5423 | DXBL0423 |  | DXB | 25.0781 | 55.1358 | du | Residential | IBS | Dubai South | DUBAI_MARSA DUBAI | 1039200 | 1CC |  | DXB_E3077N_10776_001002001 | in | On Air | On Air | On Air |  | Huawei | 2G+3G+4G | HW U2.1 F2 | HW L1.8 F1 (20M) |  | 3/3 |  |  | IIB
Apr 2019 Update | DXB0424 | JBR 04_Sadaf3 | DXB0424 | DXB5424 | DXBL0424 |  | DXB | 25.0803 | 55.1381 | du | Residential | IBS | Dubai South | DUBAI_MARSA DUBAI | 1039200 | 1CC |  | DXB_E3077N_10073_001002006 | in | On Air | On Air | On Air |  | Huawei | 2G+3G+4G | HW U2.1 F2 | HW L1.8 F1 (20M) |  | 2/2 |  |  | IIB
| DXB0617 | JBR 04_Sadaf6 | DXB0617 | DXB5617 | DXBL0617 |  | DXB | 25.0814 | 55.1384 | du | Residential | IBS | Dubai South | DUBAI_MARSA DUBAI | 1039200 | 1CC |  | DXB_E3077N_10061_001001010 | in | On Air | On Air | On Air |  | Huawei | 2G+3G+4G | HW U2.1 F2 | HW L1.8 F1 (20M) |  | 2/2 |  |  | IIB
| DXB0425 | JBR 05 Amwaj | DXB0425 | DXB5425 | DXBL0425 |  | DXB | 25.0743 | 55.1316 | du | Residential | IBS | Dubai South | DUBAI_MARSA DUBAI | 1039200 | 1CC |  | DXB_E3077N_10085_001001007 | in | On Air | On Air | On Air |  | Huawei | 2G+3G+4G | HW U2.1 F2 | HW L1.8 F1 (20M) |  | 3/3 |  |  | IIB
| DXB0426 | JBR 06 Shams | DXB0426 | DXB5426 |  |  | DXB | 25.0723 | 55.1304 | du | Residential | IBS | Dubai South | DUBAI_MARSA DUBAI | 1039200 |  |  | DXB_E3077N_10089_001001003 | in | On Air | On Air |  |  | Nokia/Huawei | 2G+3G | 3G 2100 |  |  | 2 |  |  | IIB
| DXB0427 | JBR 07 Murjan Part-2 | DXB0427 | 0.Decomm |  |  | DXB | 25.0825 | 55.1389 | du | Residential | IBS | Dubai South | DUBAI_MARSA DUBAI | 1039200 |  |  | DXB_E3077N_10065_001001006 | in | On Air |  |  |  | Nokia | 2G |  |  |  | - |  |  | IIB
| DXB0662 | Jebel Ali Golf resort & Spa | DXB0662 | DXB5662 | DXBL0662 |  | DXB | 24.9876 | 55.023 | ETC | Hotel | IBS | Dubai South | DUBAI_MENA JABAL ALI | 1059400 | 2CC |  | DXB_E2976M_10126_001001001 | in | Locked | On Air | On Air |  | Huawei | 3G+4G | HW U2.1 F2 / U900 F1 | HW L1.8 F1 (20M) + L800 F1 (15M) |  | 3 |  |  | MW
July 2019 Update | DXB0181 | Jewel Tower | DXB0181 | DXB5181 | DXBL0181 |  | DXB | 25.1023 | 55.1716 | du | Residential | IBS | Dubai South | DUBAI_AL SAFOUH SECOND | 1038200 | 2CC |  | DXB_E3177F_10112_001004011 | in | Locked | On Air | On Air |  | Huawei | 3G+4G | HW U2.1 F2 / U900 F1 | HW L1.8 F1 (20M) + L800 F1 (15M) |  | 12 |  |  | IIB
July 2019 Update | DXB0360 | JLT - AL WALEED PARADISE (PLOT # R1) | DXB0360 | DXB5360 | DXBL0360 |  | DXB | 25.0773 | 55.1471 | du | Residential | IBS | Dubai South | DUBAI_Jumeirah Lakes Towers (JLT) | 1039301 | 1CC |  | DXB_E3077O_11023_001014016 | in | Locked | On Air | On Air |  | Huawei | 3G+4G | HW U2.1 F2 | HW L1.8 F1 (20M) |  | 5/5 |  |  | IIB
| DXB0310 | JLT - GOLDCREST VIEWS-1(PLOT # V2) | DXB0310 | DXB5310 | DXBL0310 |  | DXB | 25.0782 | 55.1511 | du | Residential | IBS | Dubai South | DUBAI_Jumeirah Lakes Towers (JLT) | 1039301 | 1CC |  | DXB_E3077O_11036_001016020 | in | Locked | On Air | On Air |  | Huawei | 3G+4G | HW U2.1 F2 / U900 F1 | HW L1.8 F1 (20M) |  | 3/12 |  |  | IIB
July 2020 update | IDX5438 | JLT - MAG 214 (PLOT # R2) |  | IDX0438 | IDXL5438 | IDXNR5438 | DXB | 25.077 | 55.1477 | du | Residential | IBS | Dubai South | DUBAI_Jumeirah Lakes Towers (JLT) | 1039301 | 2CC |  | DXB_E3077O_11022_001004014 | in |  | On Air | On Air | On Air | Huawei | 3G+4G+5G | HW U2.1 F2 / U900 F1 | HW L1.8 F1 (20M) + L800 F1 (15M) | 1CC | 9 | 0/2 | N78 F1 | IIB
| DXB0312 | JLT - SABA III (PLOT # Q1) + Lift Solution | DXB0312 | DXB5312 | DXBL0312 |  | DXB | 25.0763 | 55.1454 | du | Residential | IBS | Dubai South | DUBAI_Jumeirah Lakes Towers (JLT) | 1039301 | 1CC |  | DXB_E3077N_10407_001003012 | in | Locked | On Air | On Air |  | Huawei | 3G+4G | HW U2.1 F2 / U900 F1 | HW L1.8 F1 (20M) |  | 3/6 |  |  | IIB
Sep 2020 Update | DXB0550 | JLT - (PLOT # N2) | DXB0550 | DXB5550 | DXBL0550 |  | DXB | 25.0633 | 55.1377 | du | Residential | IBS | Dubai South | DUBAI_Jumeirah Lakes Towers (JLT) | 1039301 | 3CC |  | DXB_E3077S_10023_001003014 | in | Locked | On Air | On Air |  | Huawei | 3G+4G | HW U2.1 F2 / U900 F1 | HW L1.8 F1/F2 (20+10M) + L800 F1 (15M) |  | 15 |  |  | IIB
Mar 2020 Update | DXB0558 | JLT - (PLOT # V3) | DXB0558 | DXB5558 | DXBL0558 |  | DXB | 25.078 | 55.152 | du | Residential | IBS | Dubai South | DUBAI_Jumeirah Lakes Towers (JLT) | 1039301 | 3CC |  | DXB_E3077O_11057_001004014 | in | Locked | On Air | On Air |  | Huawei | 3G+4G | HW U2.1 F2 / U900 F1 | HW L1.8 F1/F2 (20+10M) + L800 F1 (15M) |  | 12 |  |  | IIB
| DXB0555 | JLT - AL MAS TOWER | DXB0555 | DXB5555 | DXBL0555 | DXBNR0555 | DXB | 25.0689 | 55.1411 | ETC | Commercial | IBS | Dubai South | DUBAI_Jumeirah Lakes Towers (JLT) | 1039301 | 1CC |  | DXB_E3077S_10001_001015009 | in | Locked | On Air | On Air | On Air | Huawei | 3G+4G+5G | HW U2.1 F2 | HW L1.8 F1 (20M) | 1CC | 8/16 | 7/0 | N41 | IIB
Dec 2020 update | DXB0314 | JLT - AL SHERAK (PLOT # E2) | DXB0314 | DXB5314 | DXBL0314 |  | DXB | 25.0716 | 55.1419 | du | Residential | IBS | Dubai South | DUBAI_Jumeirah Lakes Towers (JLT) | 1039301 | 3CC |  | DXB_E3077N_10014_003022001 | in | Locked | On Air | On Air |  | Huawei | 3G+4G | HW U900 F1 | HW L1.8 F1/F2 (20+10M) + L800 F1 (15M) |  | 12 |  |  | dufix
| DXB0553 | JLT - ARMADA TOWER (PLOT # P3) | DXB0553 | DXB5553 | DXBL0553 |  | DXB | 25.0758 | 55.145 | du | Residential | IBS | Dubai South | DUBAI_Jumeirah Lakes Towers (JLT) | 1039301 | 2CC |  | DXB_E3077N_10366_001004017 | in | Locked | On Air | On Air |  | Huawei | 3G+4G | HW U2.1 F2 | HW L1.8 F1/F2 (20+10M) |  | 5/5 |  |  | IIB
| DXB0398 | JLT - C2 Gold Crest Executives | DXB0398 | DXB5398 | DXBL0398 |  | DXB | 25.0688 | 55.1399 | ETC | Commercial | IBS | Dubai South | DUBAI_Jumeirah Lakes Towers (JLT) | 1039301 | 2CC |  | DXB_E3077S_10081_001004013 | in | Locked | On Air | On Air |  | Huawei | 3G+4G | HW U2.1 F2 / U900 F1 | HW L1.8 F1 (20M) + L800 F1 (15M) |  | 9 |  |  | IIB
| DXB0366 | JLT - DUBAI ARCH - (PLOT # G1) | DXB0366 | DXB5366 | DXBL0366 |  | DXB | 25.0716 | 55.1437 | du | Residential | IBS | Dubai South | DUBAI_Jumeirah Lakes Towers (JLT) | 1039301 | 2CC |  | DXB_E3077N_10002_001012016 | in | Locked | On Air | On Air |  | Huawei | 3G+4G | HW U2.1 F2 / U900 F1 | HW L1.8 F1 (20M) + L800 F1 (15M) |  | 4/12 |  |  | dufix
| DXB0316 | JLT - Fortune Tower Plot C1 | DXB0316 | DXB5316 | DXBL0316 |  | DXB | 25.0687 | 55.1388 | du | Commercial | IBS | Dubai South | DUBAI_Jumeirah Lakes Towers (JLT) | 1039301 | 1CC |  | DXB_E3077S_10039_001007011 | in | Locked | On Air | On Air |  | Huawei | 3G+4G | HW U2.1 F2 | HW L1.8 F1 (20M) |  | 4/4 |  |  | IIB
| DXB0902 | JLT - G2 Jumeirah Business Center 1 |  | DXB5902 | DXBL0902 |  | DXB | 25.0709 | 55.1437 | du | Commercial | IBS | Dubai South | DUBAI_Jumeirah Lakes Towers (JLT) | 1039301 | 1CC |  | DXB_E3077N_10017_001005011 | in |  | On Air | On Air |  | Huawei | 3G+4G | HW U2.1 F2 | HW L1.8 F1 (20M) |  | 3/3 |  |  | IIB
Feb 2019 Update | DXB0318 | JLT - GREEN LAKES RESIDENTIAL DEV. - (PLOT # S1) | DXB0318 | DXB5318 | DXBL0318 |  | DXB | 25.0783 | 55.148 | du | Residential | IBS | Dubai South | DUBAI_Jumeirah Lakes Towers (JLT) | 1039301 | 2CC |  | DXB_E3077O_11024_001001003 | in | Locked | On Air | On Air |  | Huawei | 3G+4G | HW U2.1 F2 / U900 F1 | HW L1.8 F1 (20M) + L800 F1 (15M) |  | 12 |  |  | IIB
Apr 2021 Update | DXB0319 | JLT - GREEN LAKES RESIDENTIAL DEV. - (PLOT # S2) | DXB0319 | DXB5319 | DXBL0319 |  | DXB | 25.0783 | 55.1486 | du | Residential | IBS | Dubai South | DUBAI_Jumeirah Lakes Towers (JLT) | 1039301 | 3CC |  | DXB_E3077O_10971_001033009 | in | Locked | On Air | On Air |  | Huawei | 3G+4G | HW U2.1 F2 / U900 F1 | HW L1.8 F1/F2 (20+10M) + L800 F1 (15M) |  | 8/8 |  |  | IIB
May 2020 Update | DXB0320 | JLT - GREEN LAKES RESIDENTIAL DEV. - (PLOT # S3) | DXB0320 | DXB5320 | DXBL0320 |  | DXB | 25.0789 | 55.1486 | du | Residential | IBS | Dubai South | DUBAI_Jumeirah Lakes Towers (JLT) | 1039301 | 2CC |  | DXB_E3077O_11043_001025009 | in | Locked | On Air | On Air |  | Huawei | 3G+4G | HW U2.1 F2 / U900 F1 | HW L1.8 F1 (20M) + L800 F1 (15M) |  | 18 |  |  | IIB
| DXB0557 | JLT - HDS Business Tower (PLOT # F2) | DXB0557 | DXB5557 | DXBL0557 |  | DXB | 25.0725 | 55.1428 | du | Commercial | IBS | Dubai South | DUBAI_Jumeirah Lakes Towers (JLT) | 1039301 | 1CC |  | DXB_E3077N_10004_001004025 | in | Locked | On Air | On Air |  | Huawei | 3G+4G | HW U2.1 F2 | HW L1.8 F1 (20M) |  | 3/3 |  |  | IIB
| DXB0362 | JLT - Icon Tower 1 Plot M3 | DXB0362 | DXB5362 | DXBL0362 |  | DXB | 25.0644 | 55.1385 | du | Residential | IBS | Dubai South | DUBAI_Jumeirah Lakes Towers (JLT) | 1039301 | 2CC |  | DXB_E3077S_10405_001003012 | in | Locked | On Air | On Air |  | Huawei | 3G+4G | HW U2.1 F2 / U900 F1 | HW L1.8 F1 (20M) + L800 F1 (15M) |  | 18 |  |  | IIB
Oct 2019 update | DXB0361 | JLT - Icon Tower 2 Plot L3 | DXB0361 | DXB5361 | DXBL0361 |  | DXB | 25.0651 | 55.1399 | du | Residential | IBS | Dubai South | DUBAI_Jumeirah Lakes Towers (JLT) | 1039301 | 2CC |  | DXB_E3077S_10021_001003009 | in | Locked | On Air | On Air |  | Huawei | 3G+4G | HW U2.1 F2 / U900 F1 | HW L1.8 F1 (20M) + L800 F1 (15M) |  | 18 |  |  | IIB
| DXB0482 | JLT - J1 Goldcrest Views 2 | DXB0482 | DXB5482 | DXBL0482 |  | DXB | 25.0668 | 55.1416 | du | Residential | IBS | Dubai South | DUBAI_Jumeirah Lakes Towers (JLT) | 1039301 | 2CC |  | DXB_E3077S_10018_001005002 | in | Locked | On Air | On Air |  | Huawei | 3G+4G | HW U2.1 F2 / U900 F1 | HW L1.8 F1 (20M) + L800 F1 (15M) |  | 16 |  |  | IIB
| DXB0515 | JLT - M1 HDS Business Tower |  | DXB5515 | DXBL0515 |  | DXB | 25.0641 | 55.1382 | du | Commercial | IBS | Dubai South | DUBAI_Jumeirah Lakes Towers (JLT) | 1039301 | 1CC |  | DXB_E3077S_10404_001003006 | in |  | On Air | On Air |  | Huawei | 3G+4G | HW U2.1 F2 | HW L1.8 F1 (20M) |  | 7 |  |  | IIB
| DXB0883 | JLT - Mazaya Business Avenue (Plot PH2-AA1) | DXB0883 | DXB5883 | DXBL0883 | DXBNR0883 | DXB | 25.0677 | 55.1448 | du | Commercial | IBS | Dubai South | DUBAI_Jumeirah Lakes Towers (JLT) | 1039301 | 2CC |  | DXB_E3077S_10421_001005006 | in | Locked | On Air | On Air | On Air | Huawei | 3G+4G+5G | HW U2.1 F2 / U900 F1 | HW L1.8 F1 (20M) + L800 F1 (15M) | 1CC | 10/12 | 6/0 | N41 | IIB
| DXB0884 | JLT - Mazaya Business Avenue (Plot PH2-BB1) | DXB0884 | DXB5884 | DXBL0884 | DXBNR0884 | DXB | 25.0685 | 55.1455 | du | Commercial | IBS | Dubai South | DUBAI_Jumeirah Lakes Towers (JLT) | 1039301 | 2CC |  | DXB_E3077S_10424_001005006 | in | Locked | On Air | On Air | On Air | Huawei | 3G+4G+5G | HW U2.1 F2 / U900 F1 | HW L1.8 F1 (20M) + L800 F1 (15M) | 1CC | 12/12 | 6/0 | N41 | IIB
| DXB0885 | JLT - Mazaya Business Avenue (Plot PH2-BB2) | DXB0885 | DXB5885 | DXBL0885 | DXBNR0885 | DXB | 25.0695 | 55.1462 | du | Commercial | IBS | Dubai South | DUBAI_Jumeirah Lakes Towers (JLT) | 1039301 | 2CC |  | DXB_E3077S_10425_001005008 | in | Locked | On Air | On Air | On Air | Huawei | 3G+4G+5G | HW U2.1 F2 / U900 F1 | HW L1.8 F1 (20M) + L800 F1 (15M) | 1CC | 11/12 | 6/0 | N41 | IIB
| DXB0344 | JLT - O1 Reef Tower | DXB0344 | DXB5344 | DXBL0344 | DXBNR0344 | DXB | 25.074 | 55.1431 | du | Commercial | IBS | Dubai South | DUBAI_Jumeirah Lakes Towers (JLT) | 1039301 | 1CC |  | DXB_E3077N_10371_001037002 | in | Locked | On Air | On Air | On Air | Huawei | 3G+4G+5G | HW U2.1 F2 | HW L1.8 F1 (20M) | 1CC | 2/2 | 2/0 | N41 | IIB
| DXB0944 | JLT - One Lake Plaza Plot T2 | DXB0944 | DXB5944 | DXBL0944 |  | DXB | 25.0787 | 55.1502 | du | Commercial | IBS | Dubai South | DUBAI_Jumeirah Lakes Towers (JLT) | 1039301 | 2CC |  | DXB_E3077O_11029_001033008 | in | Locked | On Air | On Air |  | Huawei | 3G+4G | HW U2.1 F2 / U900 F1 | HW L1.8 F1 (20M) + L800 F1 (15M) |  | 6/6 |  |  | IIB
| DXB0556 | JLT - PLOT # O2 | DXB0556 | DXB5556 | DXBL0556 |  | DXB | 25.0739 | 55.1442 | du | Commercial | IBS | Dubai South | DUBAI_Jumeirah Lakes Towers (JLT) | 1039301 | 3CC |  | DXB_E3077N_10403_001026014 | in | Locked | On Air | On Air |  | Huawei | 3G+4G | HW U2.1 F2 / U900 F1 | HW L1.8 F1/F2 (20+10M) + L800 F1 (15M) |  | 9/6 |  |  | IIB
| IDX5050 | JLT - Q2 Dubai Gate 1 | IDX5050 | IDX0050 | IDXL5050 |  | DXB | 25.0761 | 55.1463 | du | Residential | IBS | Dubai South | DUBAI_Jumeirah Lakes Towers (JLT) | 1039301 | 1CC |  | DXB_E3077O_11059_001004019 | in | Locked | On Air | On Air |  | Huawei | 3G+4G | HW U2.1 F2 | HW L1.8 F1 (20M) |  | 2/4 |  |  | IIB
| DXB0554 | JLT - Saba Tower I (PLOT # E3) | DXB0554 | DXB5554 | DXBL0554 |  | DXB | 25.0723 | 55.1414 | du | Commercial | IBS | Dubai South | DUBAI_Jumeirah Lakes Towers (JLT) | 1039301 | 2CC |  | DXB_E3077N_10601_001038004 | in | Locked | On Air | On Air |  | Huawei | 3G+4G | HW U2.1 F2 / U900 F1 | HW L1.8 F1 (20M) + L800 F1 (15M) |  | 8/8 |  |  | IIB
| DXB0551 | JLT - Saba Tower II - (PLOT # Q3) | DXB0551 | DXB5551 | DXBL0551 |  | DXB | 25.0769 | 55.1461 | du | Residential | IBS | Dubai South | DUBAI_Jumeirah Lakes Towers (JLT) | 1039301 | 2CC |  | DXB_E3077O_11060_001043001 | in | Locked | On Air | On Air |  | Huawei | 3G+4G | HW U2.1 F2 / U900 F1 | HW L1.8 F1 (20M) + L800 F1 (15M) |  | 12 |  |  | IIB
| IDX5020 | JLT - T1 Fortune Executive Tower | IDX5020 | IDX0020 | IDXL5020 |  | DXB | 25.079 | 55.1494 | du | Commercial | IBS | Dubai South | DUBAI_Jumeirah Lakes Towers (JLT) | 1039301 | 2CC |  | DXB_E3077O_11017_001022008 | in | On Air | On Air | On Air |  | Huawei | 2G+3G+4G | HW U2.1 F2 / U900 F1 | HW L1.8 F1 (20M) + L800 F1 (15M) |  | 6 |  |  | IIB
| DXB0324 | JLT - THE PALLADIUM - (PLOT # C3) | DXB0324 | DXB5324 | DXBL0324 |  | DXB | 25.0697 | 55.1395 | du | Commercial | IBS | Dubai South | DUBAI_Jumeirah Lakes Towers (JLT) | 1039301 | 2CC |  | DXB_E3077S_10095_001040001 | in | Locked | On Air | On Air |  | Huawei | 3G+4G | HW U2.1 F2 / U900 F1 | HW L1.8 F1 (20M) + L800 F1 (15M) |  | 12/12 |  |  | IIB
| IDX5559 | JLT - U1 Seef Tower II |  | IDX0559 | IDXL5559 |  | DXB | 25.0796 | 55.1508 | du | Residential | IBS | Dubai South | DUBAI_Jumeirah Lakes Towers (JLT) | 1039301 | 2CC |  | DXB_E3077O_11032_001004011 / DXB_E3077O_11032_003035001 / DXB_E3077O_11032_003021001 | in |  | On Air | On Air |  | Huawei | 3G+4G | HW U2.1 F2 / U900 F1 | HW L1.8 F1 (20M) + L800 F1 (15M) |  | 9 |  |  | IIB
Dec 2019 update | DXB0822 | JLT - V1_Jumeirah Business Center 2 | DXB0822 | DXB5822 | DXBL0822 |  | DXB | 25.0779 | 55.1516 | du | Commercial | IBS | Dubai South | DUBAI_Jumeirah Lakes Towers (JLT) | 1039301 | 2CC |  | DXB_E3077O_10982_001006011 | in | Locked | On Air | On Air |  | Huawei | 3G+4G | HW U2.1 F2 / U900 F1 | HW L1.8 F1 (20M) + L800 F1 (15M) |  | 10/10 |  |  | IIB
| IDX5523 | JLT - Y2 Lake Shore Tower |  | IDX0523 | IDXL5523 |  | DXB | 25.0785 | 55.1532 | du | Residential | IBS | Dubai South | DUBAI_Jumeirah Lakes Towers (JLT) | 1039301 | 2CC |  | DXB_E3077O_11053_001026011 | in |  | On Air | On Air |  | Huawei | 3G+4G | HW U2.1 F2 / U900 F1 | HW L1.8 F1 (20M) + L800 F1 (15M) |  | 9 |  |  | IIB
| DXB0508 | JLT Al Nahda Tower 3 (Plot X3) | DXB0508 | DXB5508 | DXBL0508 | DXBNR0508 | DXB | 25.0801 | 55.1533 | du | Commercial | IBS | Dubai South | DUBAI_Jumeirah Lakes Towers (JLT) | 1039301 | 1CC |  | DXB_E3077O_11052_001046005 | in | Locked | On Air | On Air | On Air | Huawei | 3G+4G+5G | HW U2.1 F2 | HW L1.8 F1 (20M) | 1CC | 3/3 | 3/0 | N41 | IIB
| DXB0471 | JLT Armada Tower 1 Plot P1 | DXB0471 | DXB5471 | DXBL0471 |  | DXB | 25.0748 | 55.1447 | ETC | Residential | IBS | Dubai South | DUBAI_Jumeirah Lakes Towers (JLT) | 1039301 | 1CC |  | DXB_E3077N_10402_001014001 | in | Locked | On Air | On Air |  | Huawei | 3G+4G | HW U2.1 F2 | HW L1.8 F1 (20M) |  | 2/4 |  |  | IIB
Sep 2021 Update | DXB0472 | JLT Armada Tower 2 Plot P2 | DXB0472 | DXB5472 | DXBL0472 |  | DXB | 25.0748 | 55.1456 | ETC | Residential | IBS | Dubai South | DUBAI_Jumeirah Lakes Towers (JLT) | 1039301 | 2CC |  | DXB_E3077N_10369_001007014 | in | Locked | On Air | On Air |  | Huawei | 3G+4G | HW U2.1 F2 | HW L1.8 F1/F2 (20+10M) |  | 2/4 |  |  | IIB
| DXB0363 | JLT -PH1 - A2 (Laguna Tower) | DXB0363 | DXB5363 | DXBL0363 |  | DXB | 25.0662 | 55.1379 | du | Hotel | IBS | Dubai South | DUBAI_Jumeirah Lakes Towers (JLT) | 1039301 | 1CC |  | DXB_E3077S_10413_001004007 | in | On Air | On Air | On Air |  | Huawei | 2G+3G+4G | HW U2.1 F2 / U900 F1 | HW L1.8 F1 (20M) |  | 3/10 |  |  | dufix
| DXB0965 | JLT_Al Nahda Tower 1_Plot X1 (Jumeirah Bay) | DXB0965 | DXB5965 | DXBL0965 |  | DXB | 25.0803 | 55.1524 | du | Residential | IBS | Dubai South | DUBAI_Jumeirah Lakes Towers (JLT) | 1039301 | 2CC |  | DXB_E3077O_11051_001004015 | in | Locked | On Air | On Air |  | Huawei | 3G+4G | HW U2.1 F2 / U900 F1 | HW L1.8 F1 (20M) + L800 F1 (15M) |  | 9 |  |  | IIB
| DXB0948 | JLT_Al Nahda Tower 2_Plot X2 (Jumeirah Bay) | DXB0948 | DXB5948 | DXBL0948 | DXBNR0948 | DXB | 25.0797 | 55.153 | du | Commercial | IBS | Dubai South | DUBAI_Jumeirah Lakes Towers (JLT) | 1039301 | 2CC |  | DXB_E3077O_11050_001002006 | in | Locked | On Air | On Air | On Air | Huawei | 3G+4G+5G | HW U2.1 F2 / U900 F1 | HW L1.8 F1 (20M) + L800 F1 (15M) | 1CC | 6/6 | 3/0 | N41 | IIB
| DXB0333 | JLT_Dubai Arch_Plot A3 (Previously Lakeside Residence) |  | DXB5333 | DXBL0333 |  | DXB | 25.0665 | 55.1382 | du | Commercial | IBS | Dubai South | DUBAI_Jumeirah Lakes Towers (JLT) | 1039301 | 1CC |  | DXB_E3077S_10400_001001002 | in |  | On Air | On Air |  | Huawei | 3G+4G | HW U2.1 F2 | HW L1.8 F1 (20M) |  | 6 |  |  | IIB
| DXB0017 | JLT_Global_Lake_View | DXB0017 | DXB5017 | DXBL0017 |  | DXB | 25.0712 | 55.1417 | du | Residential | IBS | Dubai South | DUBAI_Jumeirah Lakes Towers (JLT) | 1039301 | 1CC |  | DXB_E3077N_10605_001007010 | in | Locked | On Air | On Air |  | Huawei | 3G+4G | HW U2.1 F2 / U900 F1 | HW L1.8 F1 (20M) |  | 4/8 |  |  | IIB
| DXB0755 | JLT_N3_Jumeirah Business Center 4 | DXB0755 | DXB5755 | DXBL0755 |  | DXB | 25.0633 | 55.1384 | du | Commercial | IBS | Dubai South | DUBAI_Jumeirah Lakes Towers (JLT) | 1039301 | 2CC |  | DXB_E3077S_10411_001006012 | in | Locked | On Air | On Air |  | Huawei | 3G+4G | HW U2.1 F2 / U900 F1 | HW L1.8 F1 (20M) + L800 F1 (15M) |  | 12 |  |  | IIB
| DXB0378 | JLT_Platinum Tower_Plot I2 | DXB0378 | DXB5378 | DXBL0378 |  | DXB | 25.0694 | 55.143 | du | Commercial | IBS | Dubai South | DUBAI_Jumeirah Lakes Towers (JLT) | 1039301 | 2CC |  | DXB_E3077S_10043_001015011 | in | Locked | On Air | On Air |  | Huawei | 3G+4G | HW U2.1 F2 / U900 F1 | HW L1.8 F1 (20M) + L800 F1 (15M) |  | 9 |  |  | IIB
| DXB0997 | JLT_Pullman Hotel_Plot T3 | DXB0997 | DXB5997 | DXBL0997 |  | DXB | 25.0798 | 55.1501 | du | Hotel | IBS | Dubai South | DUBAI_Jumeirah Lakes Towers (JLT) | 1039301 | 2CC |  | DXB_E3077O_10972_001001001 | in | Locked | On Air | On Air |  | Huawei | 3G+4G | HW U2.1 F2 / U900 F1 | HW L1.8 F1 (20M) + L800 F1 (15M) |  | 9 |  |  | IIB
Under renovation | DXB0315 | JLT_RS Limited (Plot # F1) |  |  |  |  | DXB | 25.0731 | 55.1424 | du | Commercial | IBS | Dubai South | DUBAI_Jumeirah Lakes Towers (JLT) | 1039301 |  |  |  | OUT | On Air |  |  |  | Nokia | 2G |  |  |  | - |  |  | IIB
| DXB0131 | JLT_Tiffany Tower_Plot W2 | DXB0131 | DXB5131 | DXBL0131 | DXBNR0131 | DXB | 25.0772 | 55.1498 | du | Commercial | IBS | Dubai South | DUBAI_Jumeirah Lakes Towers (JLT) | 1039301 | 1CC |  | DXB_E3077O_10969_001009011 | in | On Air | On Air | On Air | On Air | Huawei | 2G+3G+4G+5G | HW U2.1 F2 | HW L1.8 F1 (20M) | 1CC | 8 | 4/0 | N41 | IIB
| DXB0756 | JLT_W1_Jumeirah Business Center 5 | DXB0756 | DXB5756 | DXBL0756 | DXBNR0756 | DXB | 25.0766 | 55.1498 | du | Commercial | IBS | Dubai South | DUBAI_Jumeirah Lakes Towers (JLT) | 1039301 | 1CC |  | DXB_E3077O_11021_001006011 | in | Locked | On Air | On Air | On Air | Huawei | 3G+4G+5G | HW U2.1 F2 | HW L1.8 F1 (20M) | 1CC | 3/4 | 3/0 | N41 | IIB
| DXB0754 | JLT_Y1_Jumeirah Business Center 3 | DXB0754 | DXB5754 | DXBL0754 | DXBNR0754 | DXB | 25.0782 | 55.154 | du | Commercial | IBS | Dubai South | DUBAI_Jumeirah Lakes Towers (JLT) | 1039301 | 1CC |  | DXB_E3077O_11048_001006011 | in | Locked | On Air | On Air | On Air | Huawei | 3G+4G+5G | HW U2.1 F2 | HW L1.8 F1 (20M) | 1CC | 4/4 | 4/0 | N41 | IIB
| DXB0538 | JLT-Gold Tower | DXB0538 | DXB5538 | DXBL0538 |  | DXB | 25.0693 | 55.1435 | du | Residential | IBS | Dubai South | DUBAI_Jumeirah Lakes Towers (JLT) | 1039301 | 2CC |  | DXB_E3077S_10414_001002005 | in | Locked | On Air | On Air |  | Huawei | 3G+4G | HW U2.1 F2 / U900 F1 | HW L1.8 F1 (20M) + L800 F1 (15M) |  | 12/12 |  |  | IIB
Dec 2018 Update | DXB0541 | JLT-Plot # B-2 | DXB0541 | DXB5541 | DXBL0541 |  | DXB | 25.0673 | 55.1383 | du | Residential | IBS | Dubai South | DUBAI_Jumeirah Lakes Towers (JLT) | 1039301 | 2CC |  | DXB_E3077S_10107_001046001 | in | Locked | On Air | On Air |  | Huawei | 3G+4G | HW U2.1 F2 / U900 F1 | HW L1.8 F1 (20M) + L800 F1 (15M) |  | 9 |  |  | IIB
| DXB0539 | JLT-Silver Tower | DXB0539 | DXB5539 | DXBL0539 |  | DXB | 25.0692 | 55.1436 | du | Commercial | IBS | Dubai South | DUBAI_Jumeirah Lakes Towers (JLT) | 1039301 | 1CC |  | DXB_E3077S_10097_001002006 | in | Locked | On Air | On Air |  | Huawei | 3G+4G | HW U2.1 F2 | HW L1.8 F1 (20M) |  | 4/6 |  |  | IIB
| DXB0364 | JLT-W3-Liwa Heights | DXB0364 | DXB5364 | DXBL0364 |  | DXB | 25.0774 | 55.1509 | du | Hotel | IBS | Dubai South | DUBAI_Jumeirah Lakes Towers (JLT) | 1039301 | 1CC |  | DXB_E3279N_11585_001005001 | in | Locked | On Air | On Air |  | Huawei | 3G+4G | HW U2.1 F2 / U900 F1 | HW L1.8 F1 (20M) |  | 4/8 |  |  | IIB
| IDX5761 | JSS Academy @ JVC |  | IDX0761 | IDXL5761 |  | DXB | 25.066466 | 55.2045 | du | School | IBS | Dubai South | DUBAI_AL BARSHA SOUTH FOURTH (JUMEIRAH VILLAGE SOUTH) | 1068100 | 1CC |  | DXB_E3177Q_11923_001001003 | in |  | On Air | On Air |  | Huawei | 3G+4G | HW U2.1 F2 | HW L1.8 F1 (20M) |  | 2/2 |  |  | IIB
| IDX5590 | Jumeirah Al Naseem Hotel |  | IDX0590A | IDXL5590I |  | DXB | 25.1374 | 55.1876 | ETC | Hotel | IBS | Dubai South | DUBAI_UMM SUQEIM THIRD | 1036600 | 1CC | Yes | DXB_E3178V_11711_001001002 | in |  | On Air | On Air |  | Huawei | 3G+4G | HW U2.1 F2 | HW L1.8 F1 (20M) |  | 4/8 |  |  | IIB
| IDX5590 | Jumeirah Al Naseem Hotel | IDX5590 | IDX0590 | IDXL5590 | IDXNR5590 | DXB | 25.1374 | 55.1876 | ETC | Hotel | IBS | Dubai South | DUBAI_UMM SUQEIM THIRD | 1036600 | 2CC | Yes | DXB_E3178V_11711_001001002 | in | On Air | On Air | On Air | On Air | Huawei | 2G+3G+4G+5G | HW U2.1 F2 / U900 F1 | HW L1.8 F1 (20M) + L800 F1 (15M) | 1CC | 10 | 6/0 | N41 | IIB
| DXB0635 | Jumeirah Beach Hotel - Conference Building | DXB0635 | DXB5635 |  | DXBNR0635 | DXB | 25.1425 | 55.1918 | du | Hotel | IBS | Dubai South | DUBAI_UMM SUQEIM THIRD | 1036600 |  | Yes | DXB_E3178V_11576_001001001 | in | On Air | On Air |  | On Air | Huawei | 3G+5G | 3G 2100 |  | 2CC | 1 | 8/15 | N41+N78 F1+N78 F2 | IIB
| DXB0739 | Jumeirah Beach Hotel - Hotel Building | DXB0739 | DXB5739 | DXBL0039 |  | DXB | 25.1425 | 55.1918 | du | Hotel | IBS | Dubai South | DUBAI_UMM SUQEIM THIRD | 1036600 | 1CC | Yes | DXB_E3178V_11576_001004002 | in | On Air | On Air | On Air |  | Huawei | 2G+3G+4G | HW U2.1 F2 | HW L1.8 F1 (20M) |  | 13 |  |  | IIB
| DXB0638 | Jumeirah Beach Hotel - Sports Building | DXB0638 | DXB5638 |  |  | DXB | 25.1425 | 55.1918 | du | Hotel | IBS | Dubai South | DUBAI_UMM SUQEIM THIRD | 1036600 |  |  | DXB_E3178V_11576_001004001 | in | Locked | On Air |  |  | Huawei | 3G | 3G 2100 |  |  | 1 |  |  | IIB
| DXB0165 | Jumeirah Beach Village at JBR | DXB0165 | DXB5165 | DXBL0165 |  | DXB | 25.0764 | 55.1317 | du | Mall | IBS | Dubai South | DUBAI_MARSA DUBAI | 1039200 | 2CC |  | DXB_E3077N_10277_001003087 | in | Locked | On Air | On Air |  | Huawei | 3G+4G | HW U2.1 F2 / U900 F1 | HW L1.8 F1/F2 (20+10M) |  | 6/8 |  |  | IIB
| DXB0040 | Jumeirah Centre | DXB0040 | DXB5040 | DXBL0040 |  | DXB | 25.2307 | 55.2628 | du | Mall | IBS | Dubai North | DUBAI_JUMEIRA FIRST | 1033200 | 2CC |  | DXB_E3279U_12182_001001027 | in | Locked | On Air | On Air |  | Huawei | 3G+4G | HW U2.1 F2 / U900 F1 | HW L1.8 F1 (20M) + L800 F1 (15M) |  | 3 |  |  | IIB
| IDX5223 | Jumeirah Islands West - Dubai |  | IDX0223 | IDXL5223 |  | DXB | 25.0621 | 55.1444 | du | Residential | IBS | Dubai South | DUBAI_Jumeirah Lakes Towers (JLT) | 1039301 | 2CC |  | DXB_E3077S_10594_001006001 | in |  | On Air | On Air |  | Huawei | 3G+4G | HW U2.1 F2 / U900 F1 | HW L1.8 F1 (20M) + L800 F1 (15M) |  | 9 |  |  | IIB
| DXB0417 | Jumeirah Living World Trade Center Residence | DXB0417 | DXB5417 | DXBL0417 |  | DXB | 25.2267 | 55.2897 | du | Residential | IBS | Dubai North | DUBAI_TRADE CENTER SECOND | 1033600 | 2CC |  | DXB_E3279V_10271_002003018 | in | On Air | On Air | On Air |  | Huawei | 2G+3G+4G | HW U2.1 F2 / U900 F1 | HW L1.8 F1/F2 (20+10M) |  | 6/8 |  |  | IIB
| DXB0417 | Jumeirah Living World Trade Center Residence |  | DXB5417A |  |  | DXB | 25.2267 | 55.2897 | du | Commercial | IBS | Dubai North | DUBAI_TRADE CENTER SECOND | 1033600 |  |  | DXB_E3279V_10271_002003018 | in |  | On Air |  |  | Huawei | 3G | 3G 2100 |  |  | 5 |  |  | IIB
| IDX5890 | Jumeirah Open Beach Parking (Lamer Island) |  | IDX0890 | IDXL5890 |  | DXB | 25.2315 | 55.2601 | ETC | Parking | IBS | Dubai North | DUBAI_JUMEIRA FIRST | 1033200 | 2CC |  | DXB_E3179Y_11546_001002001 | in |  | On Air | On Air |  | Huawei | 3G+4G | HW U2.1 F2 / U900 F1 | HW L1.8 F1 (20M) + L800 F1 (15M) |  | 6 |  |  | IIB
| DXB0118 | Jumeirah Plaza | DXB0118 | DXB5118 | DXBL0118 |  | DXB | 25.2295 | 55.2621 | du | Mall | IBS | Dubai North | DUBAI_JUMEIRA FIRST | 1033200 | 2CC |  | DXB_E3179Y_10267_001003002 | in | Locked | On Air | On Air |  | Huawei | 3G+4G | HW U2.1 F2 / U900 F1 | HW L1.8 F1 (20M) + L800 F1 (15M) |  | 3 |  |  | IIB
| DXB0041 | JUMEIRAH ROTANA HOTEL | DXB0041 | DXB5041 | DXBL0041 | DXBNR0041 | DXB | 25.2372 | 55.2743 | du | Hotel | IBS | Dubai North | DUBAI_AL BADA (AL BADAA) | 1033300 | 2CC |  | DXB_E3279P_11007_001001001 | in | Locked | On Air | On Air | On Air | Huawei | 3G+4G+5G | HW U2.1 F2 / U900 F1 | HW L1.8 F1 (20M) + L800 F1 (15M) | 2CC | 2/2 | 0/11 | N78 F1 + N78 F2 | IIB
| IDX5298 | JVT School |  | IDX0298 | IDXL5298 |  | DXB | 25.047 | 55.1941 | du | School | IBS | Dubai South | DUBAI_AL BARSHA SOUTH FIFTH (JUMEIRAH VILLAGE) | 1068400 | 1CC |  | DXB_E3177V_11056_001003001 | in |  | On Air | On Air |  | Huawei | 3G+4G | HW U2.1 F2 | HW L1.8 F1 (20M) |  | 2/2 |  |  | IIB
| DXB0042 | JW MARIOTT DUBAI | DXB0042 | DXB5042 | DXBL0042 |  | DXB | 25.2686 | 55.33 | du | Hotel | IBS | Dubai North | DUBAI_AL MURAQQABAT | 1012400 | 2CC |  | DXB_E3279N_11654_001001001 | in | On Air | On Air | On Air |  | Huawei | 2G+3G+4G | HW U2.1 F2 | HW L1.8 F1/F2 (20+10M) |  | 4/4 |  |  | MW
| DXB0172 | Kempinski Hotel | DXB0172 | DXB5172 | DXBL0172 |  | DXB | 25.1185 | 55.1977 | du | Hotel | IBS | Dubai South | DUBAI_AL BARSHA FIRST | 1037300 | 2CC |  | DXB_E3177B_10711_001003002 | in | On Air | On Air | On Air |  | Huawei | 2G+3G+4G | HW U2.1 F2 | HW L1.8 F1 (20M) + L800 F1 (15M) |  | 17 |  |  | IIB
| SHJ0013 | Khaleej Times Towers (Twin buildings) | SHJ0013 | SHJ5013 | SHJL0013 |  | NE | 25.3173 | 55.379 | du | Residential | IBS | Sharjah | SHARJAH_AL MAMZAR | 3010400 | 2CC |  | SHJ_E3380U_10018_001002001 | in | Locked | On Air | On Air |  | Huawei | 3G+4G | HW U2.1 F2 / U900 F1 | HW L1.8 F1 (20M) + L800 F1 (15M) |  | 9 |  |  | IIB
Mar 2019 Update | DXB0766 | Khalid Al Attar | DXB0766 | DXB5766 | DXBL0766 |  | DXB | 25.2181 | 55.2787 | du | Residential | IBS | Dubai North | DUBAI_TRADE CENTER FIRST | 1033500 | 2CC |  | DXB_E3279U_13208_001001003 | in | On Air | On Air | On Air |  | Huawei | 2G+3G+4G | HW U2.1 F2 / U900 F1 | HW L1.8 F1 (20M) + L800 F1 (15M) |  | 6 |  |  | IIB
| SHJ0234 | Khalid Ghorair AlQubisi |  | SHJ5234 | SHJL0234 |  | NE | 25.344180 | 55.3883 | du | Residential | IBS | Sharjah | SHARJAH_AL NUD | 3007600 | 3CC |  | SHJ_E3380L_10066_001001001 | in |  | On Air | On Air |  | Huawei | 3G+4G | HW U2.1 F2 / U900 F1 | HW L1.8 F1/F2 (20+15M) + L800 F1 (15M) |  | 4 |  |  | IIB
Decomm | AUH0437 | Khalidiya Centre | 0.Decomm | 0.Decomm | 0.Decomm |  | AUH | 24.4745 | 54.3473 | du | Mall | IBS | Abu Dhabi | ABU DHABI_Al Khalidiya | 2501300 |  |  | AUH_E2270D_10765_001002001 | OUT | Decomm | [11 empty] | MW
| AUH0507 | Khalidiya Palace Rotana Hotel & Residence Block A | AUH0507 | AUH5507 | AUHL0507 |  | AUH | 24.4567 | 54.3194 | ETC | Hotel | IBS | Abu Dhabi | ABU DHABI_Al Ras Al Akhdar | 2500500 | 1CC |  | AUH_E2270G_10065_001003001 | in | Locked | On Air | On Air |  | Huawei/Nokia | 3G+4G | HW U2.1 F2 | NSN L18 F1 (20M) |  | 1 |  |  | IIB
| AUH0508 | Khalidiya Palace Rotana Hotel & Residence Block B | AUH0508 | AUH5508 | AUHL0508 |  | AUH | 24.456 | 54.3195 | ETC | Apartment | IBS | Abu Dhabi | ABU DHABI_Al Ras Al Akhdar | 2500500 | 1CC |  | AUH_E2270G_10066_001003001 | in | Locked | On Air | On Air |  | Huawei/Nokia | 3G+4G | HW U2.1 F2 | NSN L18 F1 (20M) |  | 1 |  |  | IIB
| AUH0509 | Khalidiya Palace Rotana Hotel & Residence Block C | AUH0509 | AUH5509 | AUHL0509 |  | AUH | 24.4557 | 54.3184 | ETC | Apartment | IBS | Abu Dhabi | ABU DHABI_Al Ras Al Akhdar | 2500500 | 1CC |  | AUH_E2270G_10005_001003001 | in | Locked | On Air | On Air |  | Huawei/Nokia | 3G+4G | HW U2.1 F2 | NSN L18 F1 (20M) |  | 1 |  |  | IIB
| AUH0510 | Khalidiya Palace Rotana Hotel & Residence Block D | AUH0510 | AUH5510 | AUHL0510 |  | AUH | 24.457 | 54.3185 | ETC | Apartment | IBS | Abu Dhabi | ABU DHABI_Al Ras Al Akhdar | 2500500 | 1CC |  | AUH_E2270G_10168_001001001 | in | On Air | On Air | On Air |  | Huawei/Nokia | 2G+3G+4G | HW U2.1 F2 | NSN L18 F1 (20M) |  | 6 |  |  | IIB
| AUH0564 | Bloom Marina Mixed Development East |  | AUH5564 | AUHL0564 |  | AUH | 24.45177 | 54.3355 | ETC | Residential | IBS | Abu Dhabi | ABU DHABI_Al Bateen | 2500600 | 2CC |  | AUH_E2270H_11239_001001001 | in |  | On Air | On Air |  | Nokia | 3G+4G | NSN U900 F1 | NSN L1800 F1 (20MHz) + L800 F1 (15Mhz) |  | 6 |  |  | MW
| AUH0582 | Khalifa A Commercial Centre (SPAR Supermarket) | AUH0582 | AUH5582 | AUHL0582 |  | AUH | 24.4064 | 54.5693 | du | Mall | IBS | Abu Dhabi | ABU DHABI_KHALIFA CITY | 2042600 | 2CC |  | AUH_E2470Y_10255_001001001 | in | Locked | On Air | On Air |  | Nokia | 3G+4G | NSN U900 F1 | NSN L1800 F1 (20MHz) + L800 F1 (15Mhz) |  | 4 |  |  | IIB
| AUH0926 | Khalifa Port & Industrial Zone CNIA | AUH0926 | AUH5926 | AUHL0926 |  | AUH | 24.7945 | 54.6525 | du | Commercial | IBS | Abu Dhabi | ABU DHABI_KHALIFA INDUSTRIAL CITY A | 2100000 | 2CC |  | AUH_E2574N_10003_001001001 | in | Locked | On Air | On Air |  | Nokia | 3G+4G | NSN U900 F1 | NSN L1800 F1 (20MHz) + L800 F1 (15Mhz) |  | 2 |  |  | MW
| AUH0903 | Khalifa Port & Industrial Zone HQ 1 | AUH0903 | AUH5903 | AUHL0903 |  | AUH | 24.5149 | 54.3826 | du | Commercial | IBS | Abu Dhabi | ABU DHABI_Al Meena | 2500001 | 2CC |  | AUH_E2271T_11099_001001001 | in | Locked | On Air | On Air |  | Nokia | 3G+4G | NSN U900 F1 | NSN L1800 F1 (20MHz) + L800 F1 (15Mhz) |  | 4 |  |  | MW
| AUH0904 | Khalifa Port & Industrial Zone HQ 2 | AUH0904 | AUH5904 | AUHL0904 |  | AUH | 24.678 | 54.7417 | du | Commercial | IBS | Abu Dhabi | ABU DHABI_KHALIFA INDUSTRIAL CITY A | 2100000 | 2CC |  | AUH_E2673X_10434_001002001 | in | Locked | On Air | On Air |  | Nokia | 3G+4G | NSN U900 F1 | NSN L1800 F1 (20MHz) + L800 F1 (15Mhz) |  | 2 |  |  | IIB
| AUH0925 | Khalifa Port & Industrial Zone Terminal Operation/Khalifa Port C (Building 53,54,55,63,69,70) | AUH0925 | AUH5925 | AUHL0925 |  | AUH | 24.8029 | 54.6417 | du | Commercial | IBS | Abu Dhabi | ABU DHABI_KHALIFA INDUSTRIAL CITY A | 2100000 | 1CC |  | AUH_E2574N_10004_001001001 | in | Locked | On Air | On Air |  | Huawei/Nokia | 3G+4G | HW U2.1 F2 | NSN L18 F1 (20M) |  | 1 |  |  | MW
| AUH0906 | Khalifa Port A (Building 11,15,17,20,21,29) |  | AUH5906 | AUHL0906 |  | AUH | 24.7832 | 54.6999 | du | Commercial | IBS | Abu Dhabi | ABU DHABI_KHALIFA INDUSTRIAL CITY A | 2100000 | 2CC |  | AUH_E2674Q_10009_001001001 | in |  | On Air | On Air |  | Nokia | 3G+4G | NSN U900 F1 | NSN L1800 F1 (20MHz) + L800 F1 (15Mhz) |  | 12 |  |  | IIB
| AUH0907 | Khalifa Port B (Building 2,3,5,6) |  | AUH5907 | AUHL0907 |  | AUH | 24.7801 | 54.7088 | du | Commercial | IBS | Abu Dhabi | ABU DHABI_KHALIFA INDUSTRIAL CITY A | 2100000 | 2CC |  | AUH_E2674Q_10013_001001001 | in |  | On Air | On Air |  | Nokia | 3G+4G | NSN U900 F1 | NSN L1800 F1 (20MHz) + L800 F1 (15Mhz) |  | 8 |  |  | MW
| AUH0539 | Khalifa University New Campus |  | AUH5539 | AUHL0539 |  | AUH | 24.449 | 54.3965 | ETC | University | IBS | Abu Dhabi | ABU DHABI_Al Morror | 2501500 | 3CC | Yes | AUH_E2370F_11288_001001001 | in |  | On Air | On Air |  | Nokia | 3G+4G | NSN U900 F1 | NSN L18 F1 (20M) + L800 F1 (15M) + L21 F1 (10M) |  | 4 |  |  | MW
| AUH0857 | Khalifa University New Campus Block C,D &E |  | AUH5857 | AUHL0857 |  | AUH | 24.449 | 54.3965 | ETC | University | IBS | Abu Dhabi | ABU DHABI_Al Morror | 2501500 | 2CC | Yes | AUH_E2370F_11288_001001002 | in |  | On Air | On Air |  | Nokia | 3G+4G | NSN U900 F1 | NSN L1800 F1 (20MHz) + L800 F1 (15Mhz) |  | 6 |  |  | MW
Sep 2019 Update | KFN0705 | Khor Fakan Cooperatice society | KFN0705 | KFN5705 | KFNL0705 |  | NE | 25.3922 | 56.3516 | du | Mall | IBS | Sharjah | SHARJAH_Zubara | 3000001 | 1CC |  | SHJ_E4280E_10003_001001002 | in | Locked | On Air | On Air |  | Huawei | 3G+4G | HW U2.1 F2 | HW L1.8 F1 (20M) |  | 1/1 |  |  | IIB
| KFN0703 | Khorfakan Hospital |  | KFN5703 | KFNL0703 |  | NE | 25.3368 | 56.3411 | du | Hospital | IBS | Sharjah | SHARJAH_Al Yarmook | 3005900 | 3CC |  | SHJ_E4280T_10009_001001003 | in |  | On Air | On Air |  | Huawei | 3G+4G | HW U2.1 F2 / U900 F1 | HW L1.8 F1/F2 (20+5M) + L800 F1 (15M) |  | 9 |  |  | IIB
| DXB0503 | KNOWLEDGE VILLAGE_ ACADEMIC CITY PHASE 3A (4 BUILDINGS) 9th, 10th, 11th & 12th | DXB0503 | DXB5503 | DXBL0503 |  | DXB | 25.1243 | 55.41 | du | University | IBS | Dubai North | DUBAI_AL ROWAIYAH FIRST (800) | 1081200 | 3CC |  | DXB_E3377C_10023_001010002 | in | On Air | On Air | On Air |  | Huawei | 2G+3G+4G | HW U2.1 F2 / U900 F1 | HW L1.8 F1/F2 (20+10M) + L800 F1 (15M) |  | 18/18 |  |  | IIB
| SHJ0170 | Kuwaiti Hospital |  | SHJ5170 | SHJL0170 |  | NE | 25.3699 | 55.4143 | ETC | Hospital | IBS | Sharjah | SHARJAH_AL QADISIA | 3005400 | 2CC |  | SHJ_E3380H_10021_001001001 | in |  | On Air | On Air |  | Huawei | 3G+4G | HW U2.1 F2 / U900 F1 | HW L1.8 F1 (20M) + L800 F1 (15M) |  | 2/2 |  |  | IIB
| IDX5013 | La Riviera Tower Dubai Marina |  | IDX0013 | IDXL5013 |  | DXB | 25.0733 | 55.1383 | du | Residential | IBS | Dubai South | DUBAI_MARSA DUBAI | 1039200 | 2CC |  | DXB_E3077N_10204_001004007 | in |  | On Air | On Air |  | Huawei | 3G+4G | HW U2.1 F2 / U900 F1 | HW L1.8 F1 (20M) + L800 F1 (15M) |  | 9 |  |  | IIB
| DXB0414 | Lago Vista Tower A | DXB0414 | DXB5414 | DXBL0414 |  | DXB | 25.035 | 55.2018 | du | Residential | IBS | Dubai South | DUBAI_MEAISEM FIRST (JUMEIRAH GOLF ESTATE) | 1068500 | 2CC |  | DXB_E3176B_10109_001014017 | in | Locked | On Air | On Air |  | Huawei | 3G+4G | HW U2.1 F2 / U900 F1 | HW L1.8 F1 (20M) + L800 F1 (15M) |  | 6 |  |  | IIB
| DXB0415 | Lago Vista Tower B | DXB0415 | DXB5415 | DXBL0415 |  | DXB | 25.035 | 55.2018 | du | Residential | IBS | Dubai South | DUBAI_MEAISEM FIRST (JUMEIRAH GOLF ESTATE) | 1068500 | 2CC |  | DXB_E3176B_10110_001002019 | in | Locked | On Air | On Air |  | Huawei | 3G+4G | HW U2.1 F2 / U900 F1 | HW L1.8 F1 (20M) + L800 F1 (15M) |  | 9 |  |  | IIB
| DXB0416 | Lago Vista Tower C | DXB0416 | DXB5416 | DXBL0416 |  | DXB | 25.035 | 55.2018 | du | Residential | IBS | Dubai South | DUBAI_MEAISEM FIRST (JUMEIRAH GOLF ESTATE) | 1068500 | 2CC |  | DXB_E3177V_10838_001014017 | in | Locked | On Air | On Air |  | Huawei | 3G+4G | HW U2.1 F2 / U900 F1 | HW L1.8 F1 (20M) + L800 F1 (15M) |  | 6 |  |  | IIB
Mar 2020 Update | SHJ0353 | Lagoon Tower | SHJ0353 | SHJ5353 | SHJL0353 |  | NE | 25.3148 | 55.3603 | du | Residential | IBS | Sharjah | SHARJAH_AL KHAN | 3010300 | 1CC |  | SHJ_E3280Y_10287_001001001 | in | Locked | On Air | On Air |  | Huawei | 3G+4G | HW U2.1 F2 / U900 F1 | HW L800 F1 (15M) |  | 3/6 |  |  | IIB
Dec 2018 Update | DXB0106 | Lagoons Sales Center | DXB0106 | DXB5106 | DXBL0106 |  | DXB | 25.188459 | 55.3583 | du | Commercial | IBS | Dubai North | DUBAI_AL KHEERAN SECOND (RAS AL HAMAR) | 1041500 | 1CC |  | DXB_E3278J_10688_001001003 | in | Locked | On Air | On Air |  | Huawei | 3G+4G | HW U2.1 F2 | L1.8 F1 |  | 1/1 |  |  | IIB
Feb 2019 Update | DXB0742 | Lake Central Tower @ BB | DXB0742 | DXB5742 | DXBL0742 |  | DXB | 25.1862 | 55.2731 | du | Commercial | IBS | Dubai North | DUBAI_BURJ KHALIFA (BUSINESS BAY) | 1034500 | 2CC |  | DXB_E3278F_10376_001014012 | in | On Air | On Air | On Air |  | Huawei | 2G+3G+4G | HW U2.1 F2 / U900 F1 | HW L1.8 F1 (20M) + L800 F1 (15M) |  | 6 |  |  | IIB
| DXB0255 | Lakeside Towers |  | DXB5255A | DXBL0255I | DXBNR0255B | DXB | 25.0361 | 55.2014 | du | Residential | IBS | Dubai South | DUBAI_MEAISEM FIRST (JUMEIRAH GOLF ESTATE) | 1068500 | 2CC |  | DXB_E3177V_10904_001010023 | in |  | On Air | On Air | On Air | Huawei | 3G+4G+5G | HW U2.1 F2 / U900 F1 | HW L1.8 F1/F2 (20+10M) | 1CC | 4/12 | 4/0 | N41 | IIB
| DXB0255 | Lakeside Towers | DXB0255 | DXB5255 | DXBL0255 | DXBNR0255A | DXB | 25.0361 | 55.2014 | du | Residential | IBS | Dubai South | DUBAI_MEAISEM FIRST (JUMEIRAH GOLF ESTATE) | 1068500 | 3CC |  | DXB_E3177V_10904_001010023 | in | Locked | On Air | On Air | On Air | Huawei | 3G+4G+5G | HW U2.1 F2 | HW L1.8 F1/F2 (20+10M) + L800 F1 (15M) | 1CC | 8/6 | 4/0 | N41 | IIB
| DXB0542 | Lamcy Mall | DXB0542 | DXB5542 | DXBL0542 | DXBNR0542 | DXB | 25.235 | 55.4361 | du | Mall | IBS | Dubai North | DUBAI_AL MIZHAR FIRST | 1026200 | 3CC |  | DXB_E3379X_11019_001001002 | in | Locked | On Air | On Air | On Air | Huawei | 3G+4G+5G | HW U2.1 F2 / U900 F1 | HW L1.8 F1/F2 (20+10M) + L800 F1 (15M) | 1CC | 20 | 5/0 | N41 | IIB
| DXB0043 | LAMCY PLAZA | DXB0043 | DXB5043 | DXBL0043 |  | DXB | 25.2343 | 55.3086 | du | Mall | IBS | Dubai North | DUBAI_OUD METHA | 1031900 | 1CC |  | DXB_E3279W_10594_001005002 | in | On Air | On Air | On Air |  | Huawei | 2G+3G+4G | HW U2.1 F2 | L1.8 F1 |  | 1/1 |  |  | MW
| SHJ0037 | Lamya Tower | SHJ0037 | SHJ5037 | SHJL0037 |  | NE | 25.3304 | 55.3718 | du | Residential | IBS | Sharjah | SHARJAH_AL MAZAJ THIRD | 3010500 | 2CC |  | SHJ_E3380P_10038_001009001 | in | Locked | On Air | On Air |  | Huawei | 3G+4G | HW U2.1 F2 / U900 F1 | HW L1.8 F1 (20M) + L800 F1 (15M) |  | 9 |  |  | IIB
| IDX5619 | Landmark Grand Hotel Rigga |  | IDX0619 | IDXL5619 |  | DXB | 25.2657 | 55.317 | du | Hotel | IBS | Dubai North | DUBAI_AL MURAQQABAT | 1012400 | 2CC |  | DXB_E3279M_11372_001002001 | in |  | On Air | On Air |  | Huawei | 3G+4G | HW U2.1 F2 / U900 F1 | HW L1.8 F1 (20M) + L800 F1 (15M) |  | 2/2 |  |  | MW
| IDX5529 | Lapita Hotel at Dubai Parks and Resorts |  | IDX0529 | IDXL5529 | IDXNR5529 | DXB | 24.9163 | 55.0059 | ETC | Hotel | IBS | Dubai South | DUBAI_SAIH SHUAIB 1 | 1051300 | 3CC |  | DXB_E2975G_10002_001001001 | in |  | On Air | On Air | On Air | Huawei | 3G+4G+5G | HW U2.1 F2 / U900 F1 | HW L1.8 F1/F2 (20+10M) + L800 F1 (15M) | 2CC | 9/6 | 0/12 | N78 F1 + N78 F2 | IIB
Apr 2022 update | SHJ0103 | Latifa Tower | SHJ0103 | SHJ5103 | SHJL0103 |  | NE | 25.3387 | 55.3865 | du | Residential | IBS | Sharjah | SHARJAH_AL MAZAJ FIRST | 3010600 | 2CC |  | SHJ_E3380Q_10221_001001002 | in | Locked | On Air | On Air |  | Huawei | 3G+4G | HW U2.1 F2 | HW L1.8 F1 (20M) + L800 F1 (15M) |  | 9 |  |  | IIB
| DXB0132 | Latifa Tower_SZR |  | DXB5132 | DXBL0132 |  | DXB | 25.2219 | 55.2813 | du | Residential | IBS | Dubai North | DUBAI_TRADE CENTER FIRST | 1033500 | 2CC |  | DXB_E3279U_15611_001057001 | in |  | On Air | On Air |  | Huawei | 3G+4G | HW U2.1 F2 / U900 F1 | HW L1.8 F1/F2 (20+10M) |  | 5/14 |  |  | IIB
| AJM0933 | Lavender Tower MBZR |  | AJM5933 | AJML0933 |  | NE | 25.3904 | 55.5719 | du | Residential | IBS | Ajman | AJMAN_AAMRA | 4004300 | 2CC |  | AJM_E3580A_10152_001008018 | in |  | On Air | On Air |  | Huawei | 3G+4G | HW U2.1 F2 / U900 F1 | HW L1.8 F1/F2 (20+10M) |  | 4/8 |  |  | IIB
| IDX5845 | Laya Residence @JVC |  | IDX0845 | IDXL5845 |  | DXB | 25.0666 | 55.2091 | du | Residential | IBS | Dubai South | DUBAI_AL BARSHA SOUTH FOURTH (JUMEIRAH VILLAGE SOUTH) | 1068100 | 1CC |  | DXB_E3177R_11083_001003035 | in |  | On Air | On Air |  | Huawei | 3G+4G | HW U2.1 F2 / U900 F1 | HW L1.8 F1 (20M) |  | 1/2 |  |  | IIB
July 2019 Update | DXB0931 | Layia Hotel | DXB0931 | DXB5931 | DXBL0931 |  | DXB | 25.2703 | 55.3804 | du | Hotel | IBS | Dubai North | DUBAI_AL QUSAIS SECOND | 1023300 | 2CC |  | DXB_E3379K_11762_001001003 | in | Locked | On Air | On Air |  | Huawei | 3G+4G | HW U2.1 F2 / U900 F1 | HW L1.8 F1 (20M) + L800 F1 (15M) |  | 3 |  |  | IIB
| DXB0166 | Le Meridien Airport Hotel Expansion |  | DXB5166 | DXBL0166 |  | DXB | 25.2474 | 55.3481 | ETC | Hotel | IBS | Dubai North | DUBAI_AL GARHOUD | 1021400 | 2CC |  | DXB_E3279T_11668_001003001 | in |  | On Air | On Air |  | Huawei | 3G+4G | HW U2.1 F2 / U900 F1 | HW L1.8 F1 (20M) + L800 F1 (15M) |  | 10 |  |  | IIB
| KFN0701 | LE MERIDIEN AL AQAH BEACH RESORT | KFN0701 | KFN5701 | KFNL0701 |  | NE | 25.5071 | 56.3631 | du | Hotel | IBS | Sharjah | FUJAIRAH_Dadna | 6000004 | 2CC |  | FJR_E4382U_10002_001003001 | in | Locked | On Air | On Air |  | Huawei | 3G+4G | HW U2.1 F2 / U900 F1 | HW L1.8 F1 (20M) + L800 F1 (15M) |  | 14 |  |  | IIB
| DXB0044 | Le Meridien Dubai | DXB0044 | DXB5044 | DXBL0044 | DXBNR0044 | DXB | 25.2492 | 55.3476 | du | Hotel | IBS | Dubai North | DUBAI_AL GARHOUD | 1021400 | 2CC |  | DXB_E3279T_10302_001001003 | in | On Air | On Air | On Air | On Air | Huawei | 2G+3G+4G | HW U2.1 F2 / U900 F1 | HW L1.8 F1 (20M) + L800 F1 (15M) | 1CC | 11 |  |  | IIB
| DXB0046 | Le Royal Meridien Beach Resort and Spa | DXB0046 | DXB5046A | DXBL0046 |  | DXB | 25.0842 | 55.1393 | du | Hotel | IBS | Dubai South | DUBAI_MARSA DUBAI | 1039200 | 2CC |  | DXB_E3077N_10147_001001001 | in | Locked | On Air | On Air |  | Huawei | 3G+4G | HW U2.1 F2 / U900 F1 | HW L1.8 F1 (20M) + L800 F1 (15M) |  | 20 |  |  | IIB
| DXB0046 | Le Royal Meridien Beach Resort and Spa |  | DXB5046B |  |  | DXB | 25.0842 | 55.1393 | du | Hotel | IBS | Dubai South | DUBAI_MARSA DUBAI | 1039200 |  |  | DXB_E3077N_10147_001001001 | in |  | On Air |  |  | Huawei | 3G | 3G 2100 |  |  | 1 |  |  | IIB
Apr 2019 Update | DXB0941 | Leo Burnette_DMC | DXB0941 | DXB5941 | DXBL0941 |  | DXB | 25.0939 | 55.1552 | du | Commercial | IBS | Dubai South | DUBAI_AL SAFOUH SECOND | 1038200 | 2CC |  | DXB_E3077J_10123_001011001 | in | Locked | On Air | On Air |  | Huawei | 3G+4G | HW U2.1 F2 / U900 F1 | HW L1.8 F1 (20M) + L800 F1 (15M) |  | 2/2 |  |  | IIB
| DXB0217 | Liberty_House_Tower | DXB0217 | DXB5217 | DXBL0217 |  | DXB | 25.2091 | 55.2763 | du | Residential | IBS | Dubai North | DUBAI_ZAABEEL SECOND | 1033700 | 2CC |  | DXB_E3278A_11524_001003001 | in | Locked | On Air | On Air |  | Huawei | 3G+4G | HW U2.1 F2 / U900 F1 | HW L1.8 F1 (20M) + L800 F1 (15M) |  | 15 |  |  | IIB
| AUH0982 | Life Care Hospital | AUH0982 | AUH5982 | AUHL0982 |  | AUH | 24.3608 | 54.5211 | du | Hospital | IBS | Abu Dhabi | ABU DHABI_Mussafah | 2600200 | 2CC |  | AUH_E2469G_10997_001001001 | in | Locked | On Air | On Air |  | Nokia | 3G+4G | NSN U900 F1 | NSN L1800 F1 (20MHz) + L800 F1 (15Mhz) |  | 3 |  |  | IIB
| DXB0501 | Light Tower | DXB0501 | DXB5501 | DXBL0501 |  | DXB | 25.0654 | 55.2456 | du | Commercial | IBS | Dubai South | DUBAI_AL BARSHA SOUTH THIRD | 1067300 | 2CC |  | DXB_E3177T_10285_001014002 | in | Locked | On Air | On Air |  | Huawei | 3G+4G | HW U2.1 F2 / U900 F1 | HW L1.8 F1 (20M) + L800 F1 (15M) |  | 4/4 |  |  | IIB
| AJM0934 | Lilies Tower |  | AJM5934 | AJML0934 |  | NE | 25.391 | 55.5722 | du | Residential | IBS | Ajman | AJMAN_AAMRA | 4004300 | 2CC |  | AJM_E3580A_10325_001008020 | in |  | On Air | On Air |  | Huawei | 3G+4G | HW U2.1 F2 / U900 F1 | HW L1.8 F1/F2 (20+10M) |  | 8/8 |  |  | IIB
| SHJ0392 | Lily Tower | SHJ0392 | SHJ5392 | SHJL0392 |  | NE | 25.3018 | 55.3724 | du | Residential | IBS | Sharjah | SHARJAH_AL NAHDA | 3010200 | 2CC |  | SHJ_E3379A_10335_001001001 | in | Locked | On Air | On Air |  | Huawei | 3G+4G | HW U2.1 F2 / U900 F1 | HW L1.8 F1/F2 (20+10M) |  | 1/2 |  |  | IIB
| AUH0439 | Liwa Centre (Home Centre) | AUH0439 | AUH5439 | AUHL0439 |  | AUH | 24.4879 | 54.3615 | du | Mall | IBS | Abu Dhabi | ABU DHABI_Al Markaziyah | 2500200 | 2CC |  | AUH_E2271X_10687_003022019 | in | On Air | On Air | On Air |  | Nokia | 2G+3G+4G | NSN U900 F1 | NSN L1800 F1 (20MHz) + L800 F1 (15Mhz) |  | 4 |  |  | IIB
| AUH0894 | Liwa Hospital - Al Gharbia Hospitals | AUH0894 | AUH5894 | AUHL0894 |  | AUH | 23.1477 | 53.8071 | du | Hospital | IBS | Abu Dhabi | ABU DHABI_LIWA | 2003500 | 1CC |  | AUH_E1656T_10076_001001001 | in | Locked | On Air | On Air |  | Nokia | 3G+4G | NSN U2.1 F1+F2 | NSN L18 F1 (20M) |  | 1 |  |  | IIB
| AUH0826 | Liwa Tower (Previously known as Al Nasser HQ Tower) | AUH0826 | AUH5826 | AUHL0826 |  | AUH | 24.4201 | 54.4417 | du | Commercial | IBS | Abu Dhabi | ABU DHABI_Al Safarat | 2501901 | 2CC |  | AUH_E2370R_11126_001003002 | in | Locked | On Air | On Air |  | Nokia | 3G+4G | NSN U900 F1 | NSN L1800 F1 (20MHz) + L800 F1 (15Mhz) |  | 2 |  |  | MW
| AUH0440 | Liwa Tower I | AUH0440 | AUH5440 | AUHL0440 |  | AUH | 24.4878 | 54.3609 | du | Residential | IBS | Abu Dhabi | ABU DHABI_Al Markaziyah | 2500200 | 3CC |  | AUH_E2271X_10687_001022001 | in | Locked | On Air | On Air |  | Nokia | 3G+4G | NSN U900 F1 | NSN L18 F1 (20M) + L800 F1 (15M) + L21 F1 (10M) |  | 4 |  |  | IIB
| AUH0441 | Liwa Tower II | AUH0441 | AUH5441 | AUHL0441 |  | AUH | 24.488 | 54.3612 | du | Residential | IBS | Abu Dhabi | ABU DHABI_Al Markaziyah | 2500200 | 3CC |  | AUH_E2271X_10687_003022020 | in | Locked | On Air | On Air |  | Nokia | 3G+4G | NSN U900 F1 | NSN L18 F1 (20M) + L800 F1 (15M) + L21 F1 (15M) |  | 4 |  |  | IIB
| AUH0442 | Liwa Tower III | AUH0442 | AUH5442 | AUHL0442 |  | AUH | 24.4882 | 54.3615 | du | Residential | IBS | Abu Dhabi | ABU DHABI_Al Markaziyah | 2500200 | 3CC |  | AUH_E2271X_10687_003022021 | in | Locked | On Air | On Air |  | Nokia | 3G+4G | NSN U900 F1 | NSN L18 F1 (20M) + L800 F1 (15M) + L21 F1 (10M) |  | 4 |  |  | IIB
Dec 2020 update | DXB0891 | LMF Building at Burj Dubai Development | DXB0891 | DXB5891 | DXBL0891 |  | DXB | 25.1952 | 55.2735 | du | Commercial | IBS | Dubai North | DUBAI_BURJ KHALIFA (BUSINESS BAY) | 1034500 | 2CC |  | DXB_E3278F_10647_001001001 | in | Locked | On Air | On Air |  | Huawei | 3G+4G | HW U2.1 F2 / U900 F1 | HW L1.8 F1/F2 (20+10M) |  | 2/4 |  |  | IIB
Sep 2020 Update | DXB0518 | LOGICACMG (( DIC )) | DXB0518 | DXB5518 | DXBL0518 |  | DXB | 25.0936 | 55.1589 | du | Commercial | IBS | Dubai South | DUBAI_AL SAFOUH SECOND | 1038200 | 2CC |  | DXB_E3077J_10147_001002031 | in | Locked | On Air | On Air |  | Huawei | 3G+4G | HW U2.1 F2 / U900 F1 | HW L1.8 F1 (20M) + L800 F1 (15M) |  | 2/2 |  |  | dufix
Sep 2019 Update | SHJ0100 | Lord Hotel - Sharjah | SHJ0100 | SHJ5100 | SHJL0100 |  | NE | 25.3367 | 55.362 | du | Hotel | IBS | Sharjah | SHARJAH_AL KHALEDIA | 3007900 | 2CC |  | SHJ_E3380P_10030_001002001 | in | Locked | On Air | On Air |  | Huawei | 3G+4G | HW U2.1 F2 / U900 F1 | HW L1.8 F1 (20M) + L800 F1 (15M) |  | 4 |  |  | IIB
| AUH0511 | Lourve Abu Dhabi Site 1 |  | AUH5511 | AUHL0511 | AUHNR0511 | AUH | 24.5334 | 54.3985 | ETC | Museum | IBS | Abu Dhabi | ABU DHABI_SADIYAT ISLAND | 2046700 | 2CC | Yes | AUH_E2371K_10088_001001001 | in |  | On Air | On Air | On Air | Nokia | 3G+4G+5G | NSN U900 F1 | NSN L1800 F1 (20MHz) + L800 F1 (15Mhz) | 1CC | 6 | 3 | N41 | MW
| AUH0849 | Lourve Abu Dhabi Site 2 |  | AUH5849 | AUHL0849 | AUHNR0849 | AUH | 24.5334 | 54.3985 | ETC | Museum | IBS | Abu Dhabi | ABU DHABI_SADIYAT ISLAND | 2046700 | 2CC | Yes | AUH_E2371K_10088_001001002 | in |  | On Air | On Air | On Air | Nokia | 3G+4G+5G | NSN U900 F1 | NSN L1800 F1 (20MHz) + L800 F1 (15Mhz) | 1CC | 6 | 3 | N41 | MW
| AAN0047 | Lulu Center AAN | AAN0047 | AAN5047 | AANL0047 |  | AUH | 24.2193 | 55.7754 | du | Mall | IBS | Al Ain | ABU DHABI_CENTRAL DISTRICT | 8001800 | 2CC |  | AAN_E3767A_10495_001004001 | in | Locked | On Air | On Air |  | Ericsson | 3G+4G | E/// U900 F1 | E/// L1.8 F1 (20M) + L800 F1 (15M) |  |  |  |  | IIB
| AAN0064 | Lulu Hyper Market Al Ain |  | AAN5064 | AANL0064 |  | AUH | 24.2325 | 55.774 | du | Mall | IBS | Al Ain | ABU DHABI_CENTRAL DISTRICT | 8001800 | 2CC |  | AAN_E3768U_10041_001001009 | in |  | On Air | On Air |  | Ericsson | 3G+4G | E/// U900 F1 | E/// L1.8 F1 (20M) + L800 F1 (15M) |  |  |  |  | IIB
| DXB0388 | Lulu Hyper Market MOE |  | DXB5388 | DXBL0388 |  | DXB | 25.1171 | 55.2079 | du | Mall | IBS | Dubai South | DUBAI_AL BARSHA FIRST | 1037300 | 2CC |  | DXB_E3177C_11539_001002001 | in |  | On Air | On Air |  | Huawei | 3G+4G | HW U2.1 F2 / U900 F1 | HW L1.8 F1 (20M) + L800 F1 (15M) |  | 4 |  |  | IIB
| AAN0046 | Lulu Hyper Market Sanaiya | AAN0046 | AAN5046 | AANL0046 |  | AUH | 24.2029 | 55.7616 | du | Mall | IBS | Al Ain | ABU DHABI_SANAIYA | 8002400 | 2CC |  | AAN_E3667J_10013_001001002 | in | Locked | On Air | On Air |  | Ericsson | 3G+4G | E/// U900 F1 | E/// L1.8 F1 (20M) + L800 F1 (15M) |  |  |  |  | IIB
| DXB0904 | LuLu Hypermarket Al Ghuasais Dubai | DXB0904 | DXB5904 | DXBL0904 |  | DXB | 25.279 | 55.3626 | du | Mall | IBS | Dubai North | DUBAI_AL QUSAIS FIRST | 1023200 | 2CC |  | DXB_E3279X_10616_001003003 | in | Locked | On Air | On Air |  | Huawei | 3G+4G | HW U2.1 F2 / U900 F1 | HW L1.8 F1 (20M) + L800 F1 (15M) |  | 3 |  |  | IIB
| SHJ0216 | Lulu Hypermarket Al Nahda Sharjah | SHJ0216 | SHJ5216 | SHJL0216 |  | NE | 25.3032 | 55.374 | du | Mall | IBS | Sharjah | SHARJAH_AL NAHDA | 3010200 | 2CC |  | SHJ_E3379A_10238_001001001 | in | Locked | On Air | On Air |  | Huawei | 3G+4G | HW U2.1 F2 / U900 F1 | HW L1.8 F1 (20M) + L800 F1 (15M) |  | 3 |  |  | IIB
| AUH0672 | Lulu Hypermarket Baniyas City AUH |  | AUH5672 | AUHL0672 |  | AUH | 24.2964 | 54.6362 | du | Mall | IBS | Abu Dhabi | ABU DHABI_BANIYAS | 2046100 | 1CC |  | AUH_E2568C_11549_001001001 | in |  | On Air | On Air |  | Nokia | 3G+4G | NSN U900 F1 | NSN L18 F1 (20M) |  | 2 |  |  | MW
| AUH0819 | LULU Hypermarket Buildings A & B | AUH0819 | AUH5819 | AUHL0819 |  | AUH | 24.4943 | 54.3633 | du | Residential | IBS | Abu Dhabi | ABU DHABI_Al Markaziyah | 2500200 | 2CC |  | AUH_E2271X_10053_001001001 | in | Locked | On Air | On Air |  | Nokia | 3G+4G | NSN U900 F1 | NSN L1800 F1 (20MHz) + L800 F1 (15Mhz) |  | 8 |  |  | IIB
| FUJ0640 | Lulu Mall Fujairah |  | FUJ5640 | FUJL0640 |  | NE | 25.12 | 56.3282 | du | Mall | IBS | Fujairah | FUJAIRAH_MERAISHID - Town Center | 6081101 | 2CC |  | FJR_E4277D_10455_001003001 | in |  | On Air | On Air |  | Huawei | 3G+4G | HW U2.1 F2 | HW L1.8 F1 (20M) + L800 F1 (15M) |  | 3 |  |  | IIB
July 2019 Update | DXB0258 | M.M. Towers, Maktoum St.,opposite Metropolitan Palace Hotel, Deira, Dubai | DXB0258 | DXB5258 | DXBL0258 |  | DXB | 25.2609 | 55.32 | du | Commercial | IBS | Dubai North | DUBAI_RIGGAT AL BUTEEN | 1012500 | 2CC |  | DXB_E3279M_11332_001002002 | in | Locked | On Air | On Air |  | Huawei | 3G+4G | HW U2.1 F2 / U900 F1 | HW L1.8 F1 (20M) + L800 F1 (15M) |  | 8 |  |  | IIB
| DXB0932 | Madina Mall - Muhaisnah | DXB0932 | DXB5932 | DXBL0932 | DXBNR0932 | DXB | 25.2821 | 55.3978 | ETC | Mall | IBS | Dubai North | DUBAI_MUHAISANAH FOURTH | 1024500 | 2CC |  | DXB_E3379G_11311_001003002 | in | Locked | On Air | On Air | On Air | Huawei | 3G+4G+5G | HW U2.1 F2 | HW L1.8 F1/F2 (20+10M) | 1CC | 6 | 2/0 | N41 | IIB
| DXB0047 | Madinat Jumeirah A (AL Qasr & Souk) | DXB0047 | DXB5047 | DXBL0047 |  | DXB | 25.1323 | 55.1844 | du | Hotel | IBS | Dubai South | DUBAI_AL SAFOUH FIRST | 1037200 | 1CC |  | DXB_E3178V_11660_001007002 | in | On Air | On Air | On Air |  | Huawei | 2G+3G+4G | HW U2.1 F2 | HW L1.8 F1 (20M) |  | 1/1 |  |  | IIB
Mar 2019 Update | IDX5740 | Madinat Jumeirah Al Qasr Hotel (Passive) | IDX5740 | IDX0740 | IDXL5740 | IDXNR5740 | DXB | 25.1321 | 55.1842 | du | Hotel | IBS | Dubai South | DUBAI_AL SAFOUH FIRST | 1037200 | 2CC | Yes | DXB_E3178V_11660_001007001 | in | Locked | On Air | On Air | On Air | Huawei | 3G+4G+5G | HW U2.1 F2 / U900 F1 | HW L1.8 F1 (20M) + L800 F1 (15M) | 1CC | 15 | 5/0 | N41 | IIB
| DXB0298 | Madinat Jumeirah B (Mina Asalam & MPV) | DXB0298 | DXB5298 | DXBL0298 |  | DXB | 25.1356 | 55.1861 | du | Hotel | IBS | Dubai South | DUBAI_AL SAFOUH FIRST | 1037200 | 1CC |  | DXB_E3178V_11466_001011001 | in | On Air | On Air | On Air |  | Huawei | 2G+3G+4G | HW U2.1 F2 | HW L1.8 F1 (20M) |  | 2/2 |  |  | IIB
Jan 2019 Update | AUH0897 | Madinat Zayed Hospital - Al Gharbia Hospitals | AUH0897 | AUH5897 | AUHL0897 |  | AUH | 23.6585 | 53.6801 | du | Hospital | IBS | Abu Dhabi | ABU DHABI_MADINAT ZAYED(WR) | 2031200 | 1CC |  | AUH_E1562X_10051_001001002 | in | Locked | On Air | On Air |  | Nokia | 3G+4G | NSN U2.1 F1+F2 | NSN L18 F1 (20M) |  | 2 |  |  | IIB
| AUH0467 | Madinat Zayed Shopping Center | AUH0467 | AUH5467 | AUHL0467 | AUHNR0467 | AUH | 24.4837 | 54.3656 | du | Mall | IBS | Abu Dhabi | ABU DHABI_Madinat Zayed(AD) | 2501200 | 3CC |  | AUH_E2271X_10477_001001001 | in | On Air | On Air | On Air | On Air | Nokia | 2G+3G+4G | NSN U900 F1 | NSN L1.8 F1/F2 (20 +15M) + L800 F1 (15M) | 1CC | 8 |  |  | IIB
Mar 2019 Update | DXB0175 | Madison Residency | DXB0175 | DXB5175 | DXBL0175 |  | DXB | 25.1 | 55.1752 | du | Residential | IBS | Dubai South | DUBAI_AL THANYAH FIRST (AL SAFOUH THIRD) | 1038300 | 2CC |  | DXB_E3177F_10105_001003007 | in | Locked | On Air | On Air |  | Huawei | 3G+4G | HW U2.1 F2 / U900 F1 | HW L1.8 F1 (20M) + L800 F1 (15M) |  | 9 |  |  | IIB
| IDX5338 | MAF Tower 1 |  | IDX0338 | IDXL5338 |  | DXB | 25.2528 | 55.3308 | du | Commercial | IBS | Dubai North | DUBAI_PORT SAEED | 1012900 | 1CC |  | DXB_E3279N_10981_001004001 | in |  | On Air | On Air |  | Huawei | 3G+4G | HW U2.1 F2 | HW L1.8 F1 (20M) |  | 1/2 |  |  | IIB
| IDX5339 | MAF Tower 2 |  | IDX0339 | IDXL5339 |  | DXB | 25.2544 | 55.3316 | du | Commercial | IBS | Dubai North | DUBAI_PORT SAEED | 1012900 | 1CC |  | DXB_E3279N_11590_001001001 | in |  | On Air | On Air |  | Huawei | 3G+4G | HW U2.1 F2 | HW L1.8 F1 (20M) |  | 1/1 |  |  | IIB
| AUH0920 | Mafraq Hotel |  | AUH5920 | AUHL0920 |  | AUH | 24.3307 | 54.6229 | du | Hotel | IBS | Abu Dhabi | ABU DHABI_SHAKHBOUT CITY | 2004500 | 2CC |  | AUH_E2569Q_10049_001001002 | in |  | On Air | On Air |  | Nokia | 3G+4G | NSN U900 F1 | NSN L1800 F1 (20MHz) + L800 F1 (15Mhz) |  | 4 |  |  | IIB
Dec 2018 Update | DXB0807 | MAG 218_Dubai Marina | DXB0807 | DXB5807 | DXBL0807 |  | DXB | 25.088 | 55.1491 | ETC | Residential | IBS | Dubai South | DUBAI_MARSA DUBAI | 1039200 | 2CC |  | DXB_E3077O_10812_001064011 | in | Locked | On Air | On Air |  | Huawei | 3G+4G | HW U2.1 F2 / U900 F1 | HW L1.8 F1/F2 (20+10M) |  | 10 |  |  | IIB
Jun 2020 Update | SHJ0175 | Maitha tower | SHJ0175 | SHJ5175 | SHJL0175 |  | NE | 25.3412 | 55.3928 | du | Residential | IBS | Sharjah | SHARJAH_AL NUD | 3007600 | 2CC |  | SHJ_E3380Q_10033_001003001 | in | Locked | On Air | On Air |  | Huawei | 3G+4G | HW U2.1 F2 / U900 F1 | HW L1.8 F1/F2 (20+10M) |  | 2/4 |  |  | IIB
Jan 2019 Update | SHJ0202 | Maitha Tower 2 | SHJ0202 | SHJ5202 | SHJL0202 |  | NE | 25.3461 | 55.389 | du | Residential | IBS | Sharjah | SHARJAH_AL NUD | 3007600 | 1CC |  | SHJ_E3380L_10038_001014009 | in | Locked | On Air | On Air |  | Huawei | 3G+4G | HW U2.1 F2 / U900 F1 | HW L1.8 F1 (20M) |  | 1/2 |  |  | IIB
| AUH0781 | Majlis Grand Mercure Residence |  | AUH5781 | AUHL0781 |  | AUH | 24.4946 | 54.3761 | du | Hotel | IBS | Abu Dhabi | ABU DHABI_Tourist Club Area | 2500100 | 2CC |  | AUH_E2271Y_11095_001027001 | in |  | On Air | On Air |  | Nokia | 3G+4G | NSN U900 F1 | NSN L1800 F1 (20MHz) + L800 F1 (15Mhz) |  | 3 |  |  | MW
| AUH0443 | Makani Mall |  | AUH5443 | AUHL0443 | AUHNR0443 | AUH | 24.3872 | 54.7228 | du | Mall | IBS | Abu Dhabi | ABU DHABI_AL SHAMKHA | 2046500 | 3CC |  | AUH_E2669C_10690_001001054 | in |  | On Air | On Air | On Air | Nokia | 3G+4G+5G | NSN U900 F1 | NSN L1800 F1/F2 (20+15M) + L800 F1 (15M) | 1CC | 4 | 2 | N41 | IIB
| AAN0055 | Makani Zakher Mall |  | AAN5055 | AANL0055 |  | AUH | 24.1103 | 55.7017 | du | Mall | IBS | Al Ain | ABU DHABI_NEIMA | 8003300 | 2CC |  | AAN_E3666G_10004_001001006 | in |  | On Air | On Air |  | Ericsson | 3G+4G | E/// U900 F1 | E/// L1.8 F1 (20M) + L800 F1 (15M) |  |  |  |  | IIB
| IDX0970B | Makateb Building 1F-RF |  | IDX0970B |  |  | DXB | 25.0363 | 55.1825 | du | Commercial | ATOM | Dubai South | DUBAI_MEAISEM FIRST (JUMEIRAH GOLF ESTATE) | 1068500 |  |  | DXB_E3177U_12623_001003029 | in |  | On Air |  |  | Huawei | 3G | 3G 2100 |  |  | 1 |  |  | dufix
| IDX0970A | Makateb Building B2-GF |  | IDX0970A |  |  | DXB | 25.0363 | 55.1825 | du | Commercial | ATOM | Dubai South | DUBAI_MEAISEM FIRST (JUMEIRAH GOLF ESTATE) | 1068500 |  |  | DXB_E3177U_12623_001003030 | in |  | On Air |  |  | Huawei | 3G | 3G 2100 |  |  | 1 |  |  | dufix
| AUH0801 | Makeem Tower | AUH0801 | AUH5801 | AUHL0801 |  | AUH | 24.4944 | 54.3806 | du | Commercial | IBS | Abu Dhabi | ABU DHABI_Tourist Club Area | 2500100 | 2CC |  | AUH_E2271Y_11167_001012001 | in | Locked | On Air | On Air |  | Nokia | 3G+4G | NSN U900 F1 | NSN L1800 F1 (20MHz) + L800 F1 (15Mhz) |  | 4 |  |  | IIB
Dec 2021 update | DXB0522 | Maktoum Airport Royal Pavilion Building | DXB0522 | DXB5522 | DXBL0522 | DXBNR0522 | DXB | 24.8781 | 55.1772 | ETC | Airport | IBS | Dubai South | DUBAI_MADINAT AL MATAAR | 1052100 | 3CC |  | DXB_E3175P_10157_001002001 | in | On Air | On Air | On Air | On Air | Huawei | 2G+3G+4G+5G | HW U2.1 F2 / U900 F1 | HW L1.8 F1/F2 (20+10M) + L800 F1 (15M) | 2CC | 4 | 0/24 | N78 F1 + N78 F2 | IIB
July 2019 Update | SHJ0412 | Malak Tower | SHJ0412 | SHJ5412 | SHJL0412 |  | NE | 25.3057 | 55.3822 | du | Residential | IBS | Sharjah | SHARJAH_AL NAHDA | 3010200 | 2CC |  | SHJ_E3379B_11424_001047002 | in | Locked | On Air | On Air |  | Huawei | 3G+4G | HW U2.1 F2 / U900 F1 | HW L1.8 F1 (20M) + L800 F1 (15M) |  | 6 |  |  | IIB
| DXB0672 | Mall of Emirates - Carrefour (Passive) | DXB0672 | DXB5672 |  |  | DXB | 25.1177 | 55.2002 | du | Mall | IBS | Dubai South | DUBAI_AL BARSHA FIRST | 1037300 |  |  | DXB_E3177B_10357_001006007 | in | On Air | On Air |  |  | Nokia/Huawei | 2G+3G | 3G 2100 + 900 |  |  | 4 |  |  | IIB
Dec 2021 update | DXB0679 | Mall of Emirates - Centerpoint (Passive) | DXB0679 | DXB5679 | DXBL0679 | DXBNR0679 | DXB | 25.1177 | 55.2002 | du | Mall | IBS | Dubai South | DUBAI_AL BARSHA FIRST | 1037300 | 4CC |  | DXB_E3177B_10357_001009003 | in | On Air | On Air | On Air | On Air | Huawei | 2G+3G+4G+5G | HW U2.1 F2 / U900 F1 | HW L1.8 F1/F2 (20+10M) + L800 F1 (15M) | 1CC | 8/2 | 2/0 | N41 | IIB
| DXB0665 | Mall of Emirates - Central Galleria (Passive) | DXB0665 | DXB5665 |  |  | DXB | 25.1177 | 55.2002 | du | Mall | IBS | Dubai South | DUBAI_AL BARSHA FIRST | 1037300 |  | Yes | DXB_E3177B_10357_001006005 | in | On Air | On Air |  |  | Nokia/Huawei | 2G+3G | 3G 2100 |  |  | 2 |  |  | IIB
| DXB0685 | Mall of Emirates - Cinema (Passive) | DXB0685 | DXB5685 | DXBL0685 | DXBNR0685 | DXB | 25.1177 | 55.2002 | du | Mall | IBS | Dubai South | DUBAI_AL BARSHA FIRST | 1037300 | 3CC | Yes | DXB_E3177B_10357_001006009 | in | On Air | On Air | On Air | On Air | Huawei | 2G+3G+4G+5G | HW U2.1 F2 / U900 F1 | HW L1.8 F1/F2 (20+10M) + L800 F1 (15M) | 1CC | 21/5 | 6/0 | N41 | IIB
Dec 2021 update | DXB0048 | Mall of Emirates - Cinema Expansion (Passive) | DXB0048 | DXB5048 | DXBL0048 | DXBNR0048 | DXB | 25.1177 | 55.2002 | du | Mall | IBS | Dubai South | DUBAI_AL BARSHA FIRST | 1037300 | 4CC | Yes | DXB_E3177B_10357_001012001 | in | On Air | On Air | On Air | On Air | Huawei | 2G+3G+4G+5G | HW U2.1 F2 / U900 F1 | HW L1.8 F1/F2 (20+10M) + L800 F1 (15M) | 1CC | 12/12 | 3/0 | N41 | IIB
| DXB0673 | Mall of Emirates - Crate & Barrel (Passive) | DXB0673 | DXB5673 |  |  | DXB | 25.1177 | 55.2002 | du | Mall | IBS | Dubai South | DUBAI_AL BARSHA FIRST | 1037300 |  |  | DXB_E3177B_10357_001006008 | in | On Air | On Air |  |  | Nokia/Huawei | 2G+3G | 3G 2100 + 900 |  |  | 4 |  |  | IIB
| DXB0673 | Mall of Emirates - Crate & Barrel (Passive) |  | DXB5673A |  |  | DXB | 25.1177 | 55.2002 | du | Mall | IBS | Dubai South | DUBAI_AL BARSHA FIRST | 1037300 |  |  | DXB_E3177B_10357_001006008 | in |  | On Air |  |  | Huawei | 3G | 3G 2100 |  |  | 2 |  |  | IIB
| DXB0656 | Mall of Emirates - Debenhams (Passive) | DXB0656 | DXB5656 |  |  | DXB | 25.1177 | 55.2002 | du | Mall | IBS | Dubai South | DUBAI_AL BARSHA FIRST | 1037300 |  |  | DXB_E3177B_10357_001006010 | in | On Air | On Air |  |  | Nokia/Huawei | 2G+3G | 3G 2100 + 900 |  |  | 4 |  |  | IIB
| DXB0669 | Mall of Emirates - Fashion Dome (Passive) | DXB0669 | DXB5669 |  |  | DXB | 25.1177 | 55.2002 | du | Mall | IBS | Dubai South | DUBAI_AL BARSHA FIRST | 1037300 |  |  | DXB_E3177B_10357_001006010 | in | On Air | On Air |  |  | Nokia/Huawei | 2G+3G | 3G 2100 |  |  | 1 |  |  | IIB
Dec 2021 update | DXB0737 | Mall of Emirates - Food Court 1F (Passive) | DXB0737 | DXB5737 | DXBL0737 | DXBNR0737 | DXB | 25.1177 | 55.2002 | du | Mall | IBS | Dubai South | DUBAI_AL BARSHA FIRST | 1037300 | 3CC |  | DXB_E3177B_10357_001006011 | in | On Air | On Air | On Air | On Air | Huawei | 2G+3G+4G+5G | HW U2.1 F2 / U900 F1 | HW L1.8 F1/F2 (20+10M) + L800 F1 (15M) | 1CC | 15/4 | 5/0 | N41 | IIB
| DXB0681 | Mall of Emirates - Food Court GF (Passive) | DXB0681 | DXB5681 |  |  | DXB | 25.1177 | 55.2002 | du | Mall | IBS | Dubai South | DUBAI_AL BARSHA FIRST | 1037300 |  |  | DXB_E3177B_10357_001007002 | in | On Air | On Air |  |  | Nokia/Huawei | 2G+3G | 3G 2100 + 900 |  |  | 2 |  |  | IIB
| DXB0655 | Mall of Emirates - H & M (Passive) | DXB0655 | DXB5655 |  |  | DXB | 25.1177 | 55.2002 | du | Mall | IBS | Dubai South | DUBAI_AL BARSHA FIRST | 1037300 |  |  | DXB_E3177B_10357_001006002 | in | On Air | On Air |  |  | Nokia/Huawei | 2G+3G | 3G 2100 + 900 |  |  | 4 |  |  | IIB
| DXB0696 | Mall of Emirates - Metro Mall (Passive) | DXB0696 | DXB5696 |  |  | DXB | 25.1177 | 55.2002 | du | Mall | IBS | Dubai South | DUBAI_AL BARSHA FIRST | 1037300 |  |  | DXB_E3177B_10357_001006010 | in | On Air | On Air |  |  | Nokia/Huawei | 2G+3G | 3G 2100 |  |  | 1 |  |  | IIB
Dec 2021 update | DXB0666 | Mall of Emirates - Prada (Passive) | DXB0666 | DXB5666 | DXBL0666 | DXBNR0666 | DXB | 25.1177 | 55.2002 | du | Mall | IBS | Dubai South | DUBAI_AL BARSHA FIRST | 1037300 | 3CC |  | DXB_E3177B_10357_001006004 | in | On Air | On Air | On Air | On Air | Huawei | 2G+3G+4G+5G | HW U2.1 F2 / U900 F1 | HW L1.8 F1/F2 (20+10M) + L800 F1 (15M) | 1CC | 17/4 | 6/0 | N41 | IIB
| DXB0652 | Mall of Emirates - Ski Dubai (Passive) | DXB0652 | DXB5652 |  |  | DXB | 25.1177 | 55.2002 | du | Mall | IBS | Dubai South | DUBAI_AL BARSHA FIRST | 1037300 |  |  | DXB_E3177B_10357_001009002 | in | On Air | On Air |  |  | Nokia/Huawei | 2G+3G | 3G 2100 |  |  | 2 |  |  | IIB
| DXB0654 | Mall of Emirates - Toys R Us (Passive) | DXB0654 | DXB5654 |  |  | DXB | 25.1177 | 55.2002 | du | Mall | IBS | Dubai South | DUBAI_AL BARSHA FIRST | 1037300 |  |  | DXB_E3177B_10357_001006002 | in | On Air | On Air |  |  | Nokia/Huawei | 2G+3G | 3G 2100 + 900 |  |  | 8 |  |  | IIB
| DXB0657 | Mall of Emirates - Yves Saint Lauren (Passive) | DXB0657 | DXB5657 |  |  | DXB | 25.1177 | 55.2002 | du | Mall | IBS | Dubai South | DUBAI_AL BARSHA FIRST | 1037300 |  |  | DXB_E3177B_10357_001006004 | in | On Air | On Air |  |  | Nokia/Huawei | 2G+3G | 3G 2100 + 900 |  |  | 2 |  |  | IIB
| AUH0504 | Mamourah HQ Building B | AUH0504 | AUH5504 | AUHL0504 |  | AUH | 24.4638 | 54.3874 | ETC | Commercial | IBS | Abu Dhabi | ABU DHABI_Al Nahyan | 2501000 | 3CC |  | AUH_E2370A_10087_001003002 | in | Locked | On Air | On Air |  | Nokia | 3G+4G | NSN U900 F1 | NSN L18 F1 (20M) + L800 F1 (15M) + L21 F1 (15M) |  | 4 |  |  | IIB
| SHJ0289 | Mamzar 1 |  | SHJ5289 | SHJL0289 |  | NE | 25.307 | 55.3669 | du | Commercial & Residential | IBS | Sharjah | SHARJAH_AL KHAN | 3010300 | 1CC |  | SHJ_E3379A_10192_001002001 / SHJ_E3379A_10192_001003001 / SHJ_E3379A_10192_001004001 | in |  | On Air | On Air |  | Huawei | 3G+4G | HW U2.1 F2 | HW L1.8 F1 (20M) |  | 3/3 |  |  | IIB
| SHJ0432 | Mamzar 2 |  | SHJ5432 | SHJL0432 |  | NE | 25.3046 | 55.3636 | du | Residential | IBS | Sharjah | SHARJAH_AL MAMZAR | 3010400 | 3CC |  | SHJ_E3379A_10244_001001001 | in |  | On Air | On Air |  | Huawei | 3G+4G | HW U2.1 F2 / U900 F1 | HW L1.8 F1/F2 (20+10M) + L800 F1 (15M) |  | 8/8 |  |  | IIB
| RAK0501 | Manar Mall | RAK0501 | RAK5501 | RAKL0501 | RAKNR0501 | NE | 25.7874 | 55.9646 | du | Mall | IBS | Ras Al Khaimah | RAS AL-KHAIMAH_AL GURM | 7031300 | 4CC | Yes | RKT_E3985P_10001_001001002 | in | On Air | On Air | On Air | On Air | Huawei | 2G+3G+4G+5G | HW U2.1 F2 / U900 F1 | HW L1.8 F1/F2 (20+10M) + L800 F1 (15M) | 2CC | 9 | 0/143 | N78 F1 + N78 F2 | IIB
| AUH0871 | Manarat Al Saadiyat & UAE Pavillion | AUH0871 | AUH5871 | AUHL0871 |  | AUH | 24.5346 | 54.4191 | ETC | Exhibition | IBS | Abu Dhabi | ABU DHABI_SADIYAT ISLAND | 2046700 | 3CC |  | AUH_E2371L_10002_001001001 | in | Locked | On Air | On Air |  | Nokia | 3G+4G | NSN U900 F1 | NSN L1800 F1/F2 (20+15M) + L800 F1 (15M) |  | 2 |  |  | MW
| IDX5455 | Manazel Al Khor Residence |  | IDX0455 | IDXL5455 |  | DXB | 25.2306 | 55.3374 | du | Residential | IBS | Dubai North | DUBAI_AL JADAF | 1032600 | 2CC |  | DXB_E3279X_10629_001002042 | in |  | On Air | On Air |  | Huawei | 3G+4G | HW U2.1 F2 / U900 F1 | HW L1.8 F1 (20M) + L800 F1 (15M) |  | 6 |  |  | IIB
| SHJ0354 | Manazil Apartments 1 | SHJ0354 | SHJ5354 | SHJL0354 |  | NE | 25.3447 | 55.3923 | du | Residential | IBS | Sharjah | SHARJAH_AL NUD | 3007600 | 1CC |  | SHJ_E3380L_10053_001027001 | in | Locked | On Air | On Air |  | Huawei | 3G+4G | HW U2.1 F2 | HW L1.8 F1 (20M) |  | 2/2 |  |  | IIB
| SHJ0107 | Manazil Apartments 2 | SHJ0107 | SHJ5107 | SHJL0107 |  | NE | 25.3126 | 55.3759 | du | Residential | IBS | Sharjah | SHARJAH_AL MAMZAR | 3010400 | 1CC |  | SHJ_E3380U_10013_001002001 | in | Locked | On Air | On Air |  | Huawei | 3G+4G | HW U2.1 F2 | HW L1.8 F1 (20M) |  | 4/4 |  |  | IIB
| SHJ0355 | Manazil Apartments 3 | SHJ0355 | SHJ5355 | SHJL0355 |  | NE | 25.3066 | 55.3705 | du | Residential | IBS | Sharjah | SHARJAH_AL MAMZAR | 3010400 | 1CC |  | SHJ_E3379A_10273_001041001 | in | Locked | On Air | On Air |  | Huawei | 3G+4G | HW U2.1 F2 | HW L1.8 F1 (20M) |  | 3/3 |  |  | IIB
| SHJ0356 | Manazil Apartments 4 | SHJ0356 | SHJ5356 | SHJL0356 |  | NE | 25.3054 | 55.3817 | du | Residential | IBS | Sharjah | SHARJAH_AL NAHDA | 3010200 | 2CC |  | SHJ_E3379B_11453_001001001 | in | Locked | On Air | On Air |  | Huawei | 3G+4G | HW U2.1 F2 / U900 F1 | HW L1.8 F1 (20M) + L800 F1 (15M) |  | 6 |  |  | IIB
| SHJ0157 | Manazil Apartments 5_Lower Part | SHJ0157 | SHJ5157 | SHJL0157 |  | NE | 25.3142 | 55.3777 | du | Residential | IBS | Sharjah | SHARJAH_AL MAMZAR | 3010400 | 2CC |  | SHJ_E3380U_10019_001002002 | in | Locked | On Air | On Air |  | Huawei | 3G+4G | HW U2.1 F2 | HW L1.8 F1 (20M) + L800 F1 (15M) |  | 6/3 |  |  | IIB
| SHJ0357 | Manazil Apartments 5_Upper | SHJ0357 | SHJ5357 | SHJL0357 |  | NE | 25.3142 | 55.3777 | du | Residential | IBS | Sharjah | SHARJAH_AL MAMZAR | 3010400 | 2CC |  | SHJ_E3380U_10019_001002001 | in | Locked | On Air | On Air |  | Huawei | 3G+4G | HW U2.1 F2 / U900 F1 | HW L1.8 F1 (20M) + L800 F1 (15M) |  | 6 |  |  | IIB
| RAK0534 | Mangrove Hotel RAK | RAK0534 | RAK5534 | RAKL0534 |  | NE | 25.7833 | 55.9425 | ETC | Hotel | IBS | Ras Al Khaimah | RAS AL-KHAIMAH_OLD RAK | 7031400 | 2CC |  | RKT_E3885T_10016_001005001 | in | Locked | On Air | On Air |  | Huawei | 3G+4G | HW U2.1 F2 / U900 F1 | HW L1.8 F1 (20M) + L800 F1 (15M) |  | 2/2 |  |  | IIB
| IDX5558 | Manhattan Tower building jumerah village circle |  | IDX0558 | IDXL5558 |  | DXB | 25.0686 | 55.2076 | du | Commercial & Residential | IBS | Dubai South | DUBAI_AL BARSHA SOUTH FOURTH (JUMEIRAH VILLAGE SOUTH) | 1068100 | 1CC |  | DXB_E3177R_10225_001004008 | in |  | On Air | On Air |  | Huawei | 3G+4G | HW U2.1 F2 | HW L1.8 F1 (20M) |  | 4/4 |  |  | IIB
| IDX5766 | Manipal University Dubai |  | IDX0766 | IDXL5766 |  | DXB | 25.1333 | 55.4253 | du | University | IBS | Dubai North | DUBAI_AL ROWAIYAH FIRST (800) | 1081200 | 2CC |  | DXB_E3378X_10006_001001001 | in |  | On Air | On Air |  | Huawei | 3G+4G | HW U2.1 F2 / U900 F1 | HW L1.8 F1 (20M) + L800 F1 (15M) |  | 9 |  |  | IIB
Sep 2020 Update | RAK0521 | Marbella Bay Hotel & Residence (Al Marjan Island) | RAK0521 | RAK5521 | RAKL0521 |  | NE | 25.6827 | 55.7463 | du | Hotel | IBS | Ras Al Khaimah | RAS AL-KHAIMAH_JAZEERA NAD AL SILI | 7060200 | 2CC |  | RKT_E3684Y_10006_001001001 | in | Locked | On Air | On Air |  | Huawei | 3G+4G | HW U2.1 F2 / U900 F1 | HW L1.8 F1 (20M) + L800 F1 (15M) |  | 6/8 |  |  | MW
| DXB0812 | Marina Apartments Tower A | DXB0812 | DXB5812 | DXBL0812 |  | DXB | 25.1129 | 55.1367 | du | Residential | IBS | Dubai South | DUBAI_NAKHLAT JUMEIRA (THE PALM JUMEIRAH) | 1038100 | 1CC |  | DXB_E3077D_10165_001002012 | in | Locked | On Air | On Air |  | Huawei | 3G+4G | HW U2.1 F2 | HW L1.8 F1 (20M) |  | 2/2 |  |  | IIB
Mar 2019 Update | DXB0813 | Marina Apartments Tower B | DXB0813 | DXB5813 | DXBL0813 |  | DXB | 25.114 | 55.1361 | du | Residential | IBS | Dubai South | DUBAI_NAKHLAT JUMEIRA (THE PALM JUMEIRAH) | 1038100 | 1CC |  | DXB_E3077D_11115_001002012 | in | Locked | On Air | On Air |  | Huawei | 3G+4G | HW U2.1 F2 | HW L1.8 F1 (20M) |  | 2/2 |  |  | IIB
Mar 2019 Update | DXB0814 | Marina Apartments Tower C | DXB0814 | DXB5814 | DXBL0814 |  | DXB | 25.1151 | 55.1361 | du | Residential | IBS | Dubai South | DUBAI_NAKHLAT JUMEIRA (THE PALM JUMEIRAH) | 1038100 | 2CC |  | DXB_E3077D_11116_001002012 | in | Locked | On Air | On Air |  | Huawei | 3G+4G | HW U2.1 F2 / U900 F1 | HW L1.8 F1 (20M) + L800 F1 (15M) |  | 4/4 |  |  | IIB
Dec 2018 Update | DXB0815 | Marina Apartments Tower D | DXB0815 | DXB5815 | DXBL0815 |  | DXB | 25.1167 | 55.1376 | du | Residential | IBS | Dubai South | DUBAI_NAKHLAT JUMEIRA (THE PALM JUMEIRAH) | 1038100 | 1CC |  | DXB_E3178M_12551_001001002 | in | Locked | On Air | On Air |  | Huawei | 3G+4G | HW U2.1 F2 | HW L1.8 F1 (20M) |  | 2/2 |  |  | IIB
| DXB0816 | Marina Apartments Tower E | DXB0816 | DXB5816 | DXBL0816 |  | DXB | 25.1169 | 55.1388 | du | Residential | IBS | Dubai South | DUBAI_NAKHLAT JUMEIRA (THE PALM JUMEIRAH) | 1038100 | 1CC |  | DXB_E3077D_11118_001002012 | in | Locked | On Air | On Air |  | Huawei | 3G+4G | HW U2.1 F2 | HW L1.8 F1 (20M) |  | 2/2 |  |  | IIB
| DXB0817 | Marina Apartments Tower F | DXB0817 | DXB5817 | DXBL0817 |  | DXB | 25.1165 | 55.14 | du | Residential | IBS | Dubai South | DUBAI_NAKHLAT JUMEIRA (THE PALM JUMEIRAH) | 1038100 | 2CC |  | DXB_E3077D_11119_001002012 | in | Locked | On Air | On Air |  | Huawei | 3G+4G | HW U2.1 F2 / U900 F1 | HW L1.8 F1 (20M) + L800 F1 (15M) |  | 4/4 |  |  | IIB
| IDX5334 | Marina Arcade Dubai Marina |  | IDX0334 | IDXL5334 |  | DXB | 25.090061 | 55.1503 | du | Residential | IBS | Dubai South | DUBAI_MARSA DUBAI | 1039200 | 2CC |  | DXB_E3077J_10650_001023009 | in |  | On Air | On Air |  | Huawei | 3G+4G | HW U2.1 F2 / U900 F1 | HW L1.8 F1 (20M) + L800 F1 (15M) |  | 15 |  |  | IIB
| IDX5787 | Marina Gate 1_Lower Part |  | IDX0787 | IDXL5787 |  | DXB | 25.0866 | 55.1476 | du | Residential | IBS | Dubai South | DUBAI_MARSA DUBAI | 1039200 | 2CC |  | DXB_E3077O_11103_001057001 | in |  | On Air | On Air |  | Huawei | 3G+4G | HW U2.1 F2 / U900 F1 | HW L1.8 F1 (20M) + L800 F1 (15M) |  | 4/4 |  |  | IIB
| IDX5788 | Marina Gate 1_Upper Part |  | IDX0788 | IDXL5788 |  | DXB | 25.0866 | 55.1476 | du | Residential & Commercial | IBS | Dubai South | DUBAI_MARSA DUBAI | 1039200 | 2CC |  | DXB_E3077O_11103_001020012 | in |  | On Air | On Air |  | Huawei | 3G+4G | HW U2.1 F2 / U900 F1 | HW L1.8 F1 (20M) + L800 F1 (15M) |  | 9 |  |  | IIB
| DXB0500 | MARINA MALL DUBAI ( Main mall) |  |  | IDXL5500 |  | DXB | 25.0778 | 55.1406 | du |  | IBS | Dubai South | DUBAI_MARSA DUBAI | 1039200 | 3CC |  | DXB_E3077N_10372_001004003 | in |  |  | On Air |  | Huawei | 4G |  | HW L1.8 F1/F2 (20+10M) + L800 F1 (15M) |  | 12 |  |  | IIB
| DXB0500 | MARINA MALL DUBAI ( Main mall) |  |  | IDXL5500I |  | DXB | 25.0778 | 55.1406 | du |  | IBS | Dubai South | DUBAI_MARSA DUBAI | 1039200 | 3CC |  | DXB_E3077N_10372_001004003 | in |  |  | On Air |  | Huawei | 4G |  | HW L1.8 F1/F2 (20+10M) + L800 F1 (15M) |  | 15 |  |  | IIB
| DXB0572 | Marina Mall Dubai (Address Hotel) | DXB0572 | DXB5572 | DXBL0572 |  | DXB | 25.0778 | 55.1406 | du | Hotel | IBS | Dubai South | DUBAI_MARSA DUBAI | 1039200 | 2CC |  | DXB_E3077N_10374_001043001 | in | On Air | On Air | On Air |  | Huawei | 2G+3G+4G | HW U2.1 F2 / U900 F1 | HW L1.8 F1/F2 (20+10M) |  | 10/10 |  |  | IIB
| DXB0500 | Marina Mall Dubai (Main Mall) | DXB0500 | DXB5500 | DXBL0500 |  | DXB | 25.0778 | 55.1406 | du | Mall | IBS | Dubai South | DUBAI_MARSA DUBAI | 1039200 | 3CC |  | DXB_E3077N_10372_001004003 | in | On Air | On Air | On Air |  | Huawei | 2G+3G+4G | HW U2.1 F2 | HW L1.8 F1/F2 (20+10M) + L800 F1 (15M) |  | 16 |  |  | IIB
| DXB0573 | Marina Mall Dubai (Offices) | DXB0573 | DXB5573 | DXBL0573 | DXBNR0573 | DXB | 25.0753 | 55.14 | du | Commercial | IBS | Dubai South | DUBAI_MARSA DUBAI | 1039200 | 3CC |  | DXB_E3077N_10718_001014007 | in | Locked | On Air | On Air | On Air | Huawei | 3G+4G+5G | HW U2.1 F2 / U900 F1 | HW L1.8 F1/F2 (20+10M) + L800 F1 (15M) | 1CC | 18/12 | 6/0 | N41 | IIB
| DXB0525 | Marina Pinnacle_Lower Part | DXB0525 | DXB5525 | DXBL0525 |  | DXB | 25.0887 | 55.1483 | du | Residential | IBS | Dubai South | DUBAI_MARSA DUBAI | 1039200 | 2CC |  | DXB_E3077J_10377_001003002 | in | Locked | On Air | On Air |  | Huawei | 3G+4G | HW U2.1 F2 / U900 F1 | HW L1.8 F1/F2 (20+10M) |  | 15 |  |  | IIB
| DXB0824 | Marina Pinnacle_Upper Part | DXB0824 | DXB5824 | DXBL0824 |  | DXB | 25.0887 | 55.1483 | du | Residential | IBS | Dubai South | DUBAI_MARSA DUBAI | 1039200 | 2CC |  | DXB_E3077J_10377_001006001 | in | Locked | On Air | On Air |  | Huawei | 3G+4G | HW U2.1 F2 / U900 F1 | HW L1.8 F1 (20M) + L800 F1 (15M) |  | 8/8 |  |  | IIB
| IDX5548 | Marina Promenade W1 - Aurora |  | IDX0548 | IDXL5548 |  | DXB | 25.0742 | 55.133 | du | Residential | IBS | Dubai South | DUBAI_MARSA DUBAI | 1039200 | 2CC |  | DXB_E3077N_10278_001004012 | in |  | On Air | On Air |  | Huawei | 3G+4G | HW U2.1 F2 / U900 F1 | HW L1.8 F1 (20M) + L800 F1 (15M) |  | 4/4 |  |  | IIB
| IDX5552 | Marina Promenade W2 - Shemara |  | IDX0552 | IDXL5552 |  | DXB | 25.0743 | 55.1327 | du | Residential | IBS | Dubai South | DUBAI_MARSA DUBAI | 1039200 | 2CC |  | DXB_E3077N_10710_001004002 | in |  | On Air | On Air |  | Huawei | 3G+4G | HW U2.1 F2 / U900 F1 | HW L1.8 F1 (20M) + L800 F1 (15M) |  | 4/4 |  |  | IIB
| IDX5547 | Marina Promenade W3-Delphine |  | IDX0547 | IDXL5547 |  | DXB | 25.0738 | 55.133 | du | Residential | IBS | Dubai South | DUBAI_MARSA DUBAI | 1039200 | 2CC |  | DXB_E3077N_10225_001027001 | in |  | On Air | On Air |  | Huawei | 3G+4G | HW U2.1 F2 / U900 F1 | HW L1.8 F1 (20M) + L800 F1 (15M) |  | 4/4 |  |  | IIB
| IDX5551 | Marina Promenade X1-Beauport |  | IDX0551 | IDXL5551 |  | DXB | 25.0742 | 55.133 | du | Residential | IBS | Dubai South | DUBAI_MARSA DUBAI | 1039200 | 2CC |  | DXB_E3077N_10050_001031001 | in |  | On Air | On Air |  | Huawei | 3G+4G | HW U2.1 F2 / U900 F1 | HW L1.8 F1 (20M) + L800 F1 (15M) |  | 4/4 |  |  | IIB
| IDX5550 | Marina Promenade X2 - Attessa |  | IDX0550 | IDXL5550 |  | DXB | 25.0754 | 55.1338 | du | Residential | IBS | Dubai South | DUBAI_MARSA DUBAI | 1039200 | 2CC |  | DXB_E3077N_10711_001004003 | in |  | On Air | On Air |  | Huawei | 3G+4G | HW U2.1 F2 / U900 F1 | HW L1.8 F1 (20M) + L800 F1 (15M) |  | 4/4 |  |  | IIB
| IDX5549 | Marina Promenade X3 - Paloma |  | IDX0549 | IDXL5549 |  | DXB | 25.0738 | 55.133 | du | Residential | IBS | Dubai South | DUBAI_MARSA DUBAI | 1039200 | 2CC |  | DXB_E3077N_10267_001044001 | in |  | On Air | On Air |  | Huawei | 3G+4G | HW U2.1 F2 / U900 F1 | HW L1.8 F1 (20M) + L800 F1 (15M) |  | 4/4 |  |  | IIB
| IDX5677 | Marina Quays Towers |  | IDX0677 | IDXL5677 |  | DXB | 25.0766 | 55.1363 | du | Residential | IBS | Dubai South | DUBAI_MARSA DUBAI | 1039200 | 2CC |  | DXB_E3077N_10265_001003002 | in |  | On Air | On Air |  | Huawei | 3G+4G | HW U2.1 F2 / U900 F1 | HW L1.8 F1 (20M) + L800 F1 (15M) |  | 15 |  |  | IIB
July 2019 Update | DXB0168 | Marina Tower_Dubai Marina | DXB0168 | DXB5168 | DXBL0168 |  | DXB | 25.084 | 55.1454 | du | Residential | IBS | Dubai South | DUBAI_MARSA DUBAI | 1039200 | 2CC |  | DXB_E3077O_10967_001002002 | in | Locked | On Air | On Air |  | Huawei | 3G+4G | HW U2.1 F2 / U900 F1 | HW L1.8 F1 (20M) + L800 F1 (15M) |  | 15 |  |  | IIB
Mar 2019 Update | DXB0455 | Marina Views Hotel (Previously Auris Al Marsa) | DXB0455 | DXB5455 | DXBL0455 |  | DXB | 25.0795 | 55.1444 | du | Hotel | IBS | Dubai South | DUBAI_MARSA DUBAI | 1039200 | 2CC |  | DXB_E3077N_10028_001002007 | in | On Air | On Air | On Air |  | Huawei | 2G+3G+4G | HW U2.1 F2 / U900 F1 | HW L1.8 F1 (20M) + L800 F1 (15M) |  | 8 |  |  | IIB
| DXB0129 | Marina Walk -S | DXB0129 | DXB5129 | DXBL0129 |  | DXB | 25.0845 | 55.1484 | du | Mall | IBS | Dubai South | DUBAI_MARSA DUBAI | 1039200 | 2CC |  | DXB_E3077O_10837_001005001 | in | Locked | On Air | On Air |  | Huawei | 3G+4G | HW U2.1 F2 / U900 F1 | HW L1.8 F1 (20M) + L800 F1 (15M) |  | 3 |  |  | IIB
| DXB0128 | Marina Walk-N |  | DXB5128 | DXBL0128 |  | DXB | 25.0852 | 55.1484 | du | Mall | IBS | Dubai South | DUBAI_MARSA DUBAI | 1039200 | 2CC |  | DXB_E3077O_10843_016000000 | in |  | On Air | On Air |  | Huawei | 3G+4G | HW U2.1 F2 / U900 F1 | HW L1.8 F1 (20M) + L800 F1 (15M) |  | 3 |  |  | IIB
July 2019 Update | DXB0732 | Marmara Hotel | DXB0732 | DXB5732 | DXBL0732 |  | DXB | 25.1092 | 55.2034 | du | Hotel | IBS | Dubai South | DUBAI_AL BARSHA FIRST | 1037300 | 2CC |  | DXB_E3177B_10705_001002001 | in | Locked | On Air | On Air |  | Huawei | 3G+4G | HW U2.1 F2 / U900 F1 | HW L1.8 F1 (20M) + L800 F1 (15M) |  | 3 |  |  | IIB
| AUH0574 | Marriott Al Forsan Hotel |  | AUH5574 | AUHL0574 |  | AUH | 24.4074 | 54.5485 | ETC | Hotel | IBS | Abu Dhabi | ABU DHABI_KHALIFA CITY | 2042600 | 2CC |  | AUH_E2470X_10300_001001001 | in |  | On Air | On Air |  | Nokia | 3G+4G | NSN U900 F1 | NSN L1800 F1 (20MHz) + L800 F1 (15Mhz) |  | 5 |  |  | IIB
Mar 2019 Update | DXB0265 | Marriott Hotel & Executive Apartments DHCC | DXB0265 | DXB5265 | DXBL0265 |  | DXB | 25.2117 | 55.3151 | ETC | Hotel | IBS | Dubai North | DUBAI_AL JADAF | 1032600 | 1CC |  | DXB_E3278C_10034_001024002 | in | Locked | On Air | On Air |  | Huawei | 3G+4G | HW U2.1 F2 | HW L1.8 F1 (20M) |  | 5/10 |  |  | IIB
| DXB0516 | Marriott Renaissance Hotel Business Bay |  | DXB5516 | DXBL0516 |  | DXB | 25.1856 | 55.2739 | du | Commercial | IBS | Dubai North | DUBAI_BURJ KHALIFA (BUSINESS BAY) | 1034500 | 2CC |  | DXB_E3278F_10366_001011006 | in |  | On Air | On Air |  | Huawei | 3G+4G | HW U2.1 F2 / U900 F1 | HW L1.8 F1 (20M) + L800 F1 (15M) |  | 9 |  |  | IIB
| IDX5897 | Marsa Al Seef _Phase 4 _ Parking Building & Hotels |  | IDX0897 | IDXL5897 |  | DXB | 25.2561 | 55.3121 | ETC | Commerical | IBS | Dubai North | DUBAI_UMM HURAIR FIRST | 1031400 | 1CC |  | DXB_E3279M_11346_001001001 | in |  | On Air | On Air |  | Huawei | 3G+4G | HW U2.1 F2 | HW L1.8 F1 (20M) |  | 4/4 |  |  | IIB
Apr 2022 update | SHJ0104 | Marwa 1 Tower | SHJ0104 | SHJ5104 | SHJL0104 |  | NE | 25.3258 | 55.3916 | du | Residential | IBS | Sharjah | SHARJAH_AL MAZAJ SECOND | 3010700 | 2CC |  | SHJ_E3380Q_10024_001002001 | in | Locked | On Air | On Air |  | Huawei | 3G+4G | HW U2.1 F2 | HW L1.8 F1 (20M) + L800 F1 (15M) |  | 9 |  |  | IIB
July 2019 Update | SHJ0105 | Marwa 2 Tower | SHJ0105 | SHJ5105 | SHJL0105 |  | NE | 25.3371 | 55.3919 | du | Residential | IBS | Sharjah | SHARJAH_ABU SHUGHARA | 3010800 | 2CC |  | SHJ_E3380Q_10218_001002001 | in | Locked | On Air | On Air |  | Huawei | 3G+4G | HW U2.1 F2 / U900 F1 | HW L1.8 F1 (20M) + L800 F1 (15M) |  | 2/2 |  |  | IIB
| FUJ0627 | Masafi Hospital | FUJ0627 | FUJ5627 | FUJL0627 |  | NE | 25.2987 | 56.1649 | du | Hospital | IBS | Fujairah | FUJAIRAH_Masafi (Fujeirah) | 6000017 | 2CC |  | FJR_E4179A_10029_001002002 | in | Locked | On Air | On Air |  | Huawei | 3G+4G | HW U2.1 F2 / U900 F1 | HW L1.8 F1 (20M) + L800 F1 (15M) |  | 2/2 |  |  | IIB
| DXB0979 | Masar Building | DXB0979 | DXB5979 | DXBL0979 |  | DXB | 25.032 | 55.19 | du | Commercial | IBS | Dubai South | DUBAI_MEAISEM FIRST (JUMEIRAH GOLF ESTATE) | 1068500 | 1CC |  | DXB_E3176B_10105_001001003 | in | Locked | On Air | On Air |  | Huawei | 3G+4G | HW U2.1 F2 | HW L1.8 F1 (20M) |  | 3 |  |  | IIB
| AUH0983 | Masdar City - Incubator Building |  | AUH5983 | AUHL0983 |  | AUH | 24.4335 | 54.6184 | ETC | Commercial | IBS | Abu Dhabi | ABU DHABI_KHALIFA CITY | 2042600 | 2CC |  | AUH_E2570L_10021_001001002 | in |  | On Air | On Air |  | Nokia | 3G+4G | NSN U900 F1 | NSN L1800 F1 (20MHz) + L800 F1 (15Mhz) |  | 2 |  |  | IIB
| AUH0600 | Masdar Institute of Science & Technology Phase 1A | AUH0600 | AUH5600 | AUHL0600 |  | AUH | 24.4332 | 54.6176 | ETC | University | IBS | Abu Dhabi | ABU DHABI_KHALIFA CITY | 2042600 | 1CC |  | AUH_E2570L_10022_001001002 | in | Locked | On Air | On Air |  | Nokia | 3G+4G | NSN U2.1 F1 | NSN L18 F1 (20M) |  | 9 |  |  | IIB
| AUH0918 | Masdar Institute of Science & Technology Phase 1B | AUH0918 | AUH5918 | AUHL0918 |  | AUH | 24.4325 | 54.6185 | du | University | IBS | Abu Dhabi | ABU DHABI_KHALIFA CITY | 2042600 | 2CC |  | AUH_E2570L_10034_001001001 | in | Locked | On Air | On Air |  | Nokia | 3G+4G | NSN U900 F1 | NSN L1800 F1 (20MHz) + L800 F1 (15Mhz) |  | 12 |  |  | MW
| AUH0936 | Masdar Irena New HQ Building | AUH0936 | AUH5936 | AUHL0936 |  | AUH | 24.4271 | 54.6187 | ETC | Commercial | IBS | Abu Dhabi | ABU DHABI_KHALIFA CITY | 2042600 | 2CC |  | AUH_E2570Q_10031_001001009 | in | Locked | On Air | On Air |  | Nokia | 3G+4G | NSN U900 F1 | NSN L1800 F1 (20MHz) + L800 F1 (15Mhz) |  | 2 |  |  | IIB
| AUH0967 | Masdar Siemens HQ Building | AUH0967 | AUH5967 | AUHL0967 |  | AUH | 24.4341 | 54.6171 | du | Commercial | IBS | Abu Dhabi | ABU DHABI_KHALIFA CITY | 2042600 | 2CC |  | AUH_E2570L_10019_001001002 | in | Locked | On Air | On Air |  | Nokia | 3G+4G | NSN U900 F1 | NSN L1800 F1 (20MHz) + L800 F1 (15Mhz) |  | 2 |  |  | IIB
| FUJ0638 | Masfout New Hospital |  | FUJ5638 | FUJL0638 |  | NE | 24.821 | 56.0741 | du | Hospital | IBS | Ajman | AJMAN_Masfout | 4100000 | 2CC |  | MSF_E4074K_10003_001001001 | in |  | On Air | On Air |  | Huawei | 3G+4G | HW U2.1 F2 / U900 F1 | HW L1.8 F1 (20M) + L800 F1 (15M) |  | 2/2 |  |  | IIB
| DXB0075 | Mashreq Bank DOZ | DXB0075 | DXB5075 | DXBL0075 |  | DXB | 25.1247 | 55.4263 | du | Commercial | IBS | Dubai North | DUBAI_AL ROWAIYAH FIRST (800) | 1081200 | 1CC |  | DXB_E3377D_10010_001008001 | in | Locked | On Air | On Air |  | Huawei | 3G+4G | HW U2.1 F2 | HW L1.8 F1 (20M) |  | 2/2 |  |  | IIB
| DXB0127 | Mass Tower_ Dubai Marina | DXB0127 | DXB5127 | DXBL0127 |  | DXB | 25.0864 | 55.1494 | ETC | Residential | IBS | Dubai South | DUBAI_MARSA DUBAI | 1039200 | 2CC |  | DXB_E3077O_10814_001035001 | in | Locked | On Air | On Air |  | Huawei | 3G+4G | HW U900 F1 | HW L1.8 F1 (20M) + L800 F1 (15M) |  | 4 |  |  | IIB
| SHJ5500F | Matajer Al Khan Mall |  | SHJ5500F | SHJL0500VI |  | NE | 25.3179 | 55.378 | du | Mall | ATOM | Sharjah | SHARJAH_AL MAMZAR | 3010400 | 1CC |  | SHJ_E3380U_10047_001001001 | in |  | On Air | On Air |  | Huawei | 3G+4G | HW U2.1 F2 | HW L1.8 F1 (20M) |  | 1 |  |  | IIB
Decomm | SHJ5500G | Matajer Al Mirghab Mall |  | 0.Decomm |  |  | NE | 25.3882 | 55.4215 | du | Mall | ATOM | Sharjah | SHARJAH_AL MIRGAB | 3006700 |  |  |  | OUT | [12 empty] | IIB
| SHJ5500H | Matajer Al Quoz Mall |  | SHJ5500H | SHJL0500VIII |  | NE | 25.3523 | 55.4519 | du | Mall | ATOM | Sharjah | SHARJAH_AL GOAZ | 3003400 | 1CC |  | SHJ_E3380O_10009_001002001 | in |  | On Air | On Air |  | Huawei | 3G+4G | HW U2.1 F2 | HW L1.8 F1 (20M) |  | 1 |  |  | IIB
| DXB0860 | Matrix Tower DSC |  | DXB5860 | DXBL0860 |  | DXB | 25.0395 | 55.2206 | du | Residential | IBS | Dubai South | DUBAI_AL HEBIAH FOURTH (DUBAI SPORTS CITY) | 1068200 | 1CC |  | DXB_E3177W_10057_001030015 | in |  | On Air | On Air |  | Huawei | 3G+4G | HW U2.1 F2 | HW L1.8 F1 (20M) |  | 6 |  |  | IIB
Apr 2019 Update | DXB0898 | Mayfair 2B+G+18 RES and commercial bulding_Business Bay | DXB0898 | DXB5898 | DXBL0898 |  | DXB | 25.1818 | 55.2772 | du | Residential | IBS | Dubai North | DUBAI_BURJ KHALIFA (BUSINESS BAY) | 1034500 | 2CC |  | DXB_E3278F_10405_001002003 | in | Locked | On Air | On Air |  | Huawei | 3G+4G | HW U2.1 F2 / U900 F1 | HW L1.8 F1 (20M) + L800 F1 (15M) |  | 9 |  |  | IIB
Mar 2019 Update | DXB0899 | Mayfair 3B+G+17+GYM RES bulding_Business Bay | DXB0899 | DXB5899 | DXBL0899 |  | DXB | 25.1817 | 55.2782 | du | Residential | IBS | Dubai North | DUBAI_BURJ KHALIFA (BUSINESS BAY) | 1034500 | 2CC |  | DXB_E3278F_10364_001011017 | in | Locked | On Air | On Air |  | Huawei | 3G+4G | HW U2.1 F2 / U900 F1 | HW L1.8 F1 (20M) + L800 F1 (15M) |  | 9 |  |  | IIB
Mar 2019 Update | AUH0579 | Mazyad Mall & Mohamed Bin Zayed Buildings | AUH0579 | AUH5579 | AUHL0579 |  | AUH | 24.3734 | 54.5386 | du | Mall | IBS | Abu Dhabi | ABU DHABI_Mussafah East | 2044802 | 1CC |  | AUH_E2469H_10133_001001038 / AUH_E2469H_10133_001003044 | in | On Air | On Air | On Air |  | Huawei/Nokia | 2G+3G+4G | HW U2.1 F1+F2 | NSN L18 F1 (20M) |  | 2 |  |  | IIB
| AUH0579 | Mazyad Mall & Mohamed Bin Zayed Buildings |  |  | AUHL0579I |  | AUH | 24.3734 | 54.5386 | du |  | IBS | Abu Dhabi | ABU DHABI_Mussafah East | 2044802 | 1CC |  | AUH_E2469H_10133_001001038 / AUH_E2469H_10133_001003044 | in |  |  | On Air |  | Nokia | 4G |  | NSN L18 F1 (20M) |  | 2 |  |  | IIB
Jan 2019 Update | AUH0579 | Mazyad Mall & Mohamed Bin Zayed Buildings |  |  | AUHL0579III |  | AUH | 24.3734 | 54.5386 | du |  | IBS | Abu Dhabi | ABU DHABI_Mussafah East | 2044802 | 1CC |  | AUH_E2469H_10133_001001038 / AUH_E2469H_10133_001003044 | in |  |  | On Air |  | Nokia | 4G |  | NSN L18 F1 (20M) |  | 2 |  |  | IIB
Sep 2021 Update | DXB0201 | MBC Building, Dubai Media City Building 3, Dubai | DXB0201 | DXB5201 | DXBL0201 |  | DXB | 25.0934 | 55.152 | du | Commercial | IBS | Dubai South | DUBAI_AL SAFOUH SECOND | 1038200 | 2CC |  | DXB_E3077J_10064_001002002 | in | Locked | On Air | On Air |  | Huawei | 3G+4G | HW U2.1 F2 | HW L1.8 F1/F2 (20+10M) |  | 1/1 |  |  | dufix
| IDX5465 | MBK Tower @ SZR |  | IDX0465 | IDXL5465 |  | DXB | 25.1923 | 55.2624 | du | Residential | IBS | Dubai North | DUBAI_BURJ KHALIFA (BUSINESS BAY) | 1034500 | 2CC |  | DXB_E3178J_11932_001008011 | in |  | On Air | On Air |  | Huawei | 3G+4G | HW U2.1 F2 / U900 F1 | HW L1.8 F1 (20M) + L800 F1 (15M) |  | 12 |  |  | IIB
| DXB5577D | MCC 1F_Adams Kids |  | DXB5577D | DXBL0577 |  | DXB | 25.2164 | 55.4077 | du | Mall | ATOM | Dubai North | DUBAI_MIRDIF | 1025100 | 1CC |  | DXB_E3378C_10550_001001282 | in |  | On Air | On Air |  | Huawei | 3G+4G | HW U2.1 F2 | HW L1.8 F1 (20M) |  | 1 |  |  | dufix
| DXB5577B | MCC 1F_Bugatti B More |  | DXB5577B | DXBL0963II |  | DXB | 25.2164 | 55.4077 | du | Mall | ATOM | Dubai North | DUBAI_MIRDIF | 1025100 | 1CC |  | DXB_E3378C_10550_001001283 | in |  | On Air | On Air |  | Huawei | 3G+4G | HW U2.1 F2 | HW L1.8 F1 (20M) |  | 1 |  |  | dufix
| DXB5577G | MCC 1F_Bugatti B More_2 |  | DXB5577G |  |  | DXB | 25.2164 | 55.4077 | du | Mall | ATOM | Dubai North | DUBAI_MIRDIF | 1025100 |  |  | DXB_E3378C_10550_001001284 | in |  | On Air |  |  | Huawei | 3G | 3G 2100 |  |  | 1 |  |  | IIB
| DXB5577H | MCC 1F_Bugatti B More_3 |  | DXB5577H |  |  | DXB | 25.2164 | 55.4077 | du | Mall | ATOM | Dubai North | DUBAI_MIRDIF | 1025100 |  |  | DXB_E3378C_10550_001001285 | in |  | On Air |  |  | Huawei | 3G | 3G 2100 |  |  | 1 |  |  | IIB
| DXB5577C | MCC 1F_Caribou Café |  | DXB5577C |  |  | DXB | 25.2164 | 55.4077 | du | Mall | ATOM | Dubai North | DUBAI_MIRDIF | 1025100 |  |  | DXB_E3378C_10550_001001286 | in |  | On Air |  |  | Huawei | 3G | 3G 2100 |  |  | 1 |  |  | dufix
| DXB5577J | MCC 1F_Caribou Café_2 |  | DXB5577J |  |  | DXB | 25.2164 | 55.4077 | du | Mall | ATOM | Dubai North | DUBAI_MIRDIF | 1025100 |  |  | DXB_E3378C_10550_001001287 | in |  | On Air |  |  | Huawei | 3G | 3G 2100 |  |  | 1 |  |  | IIB
| DXB5577I | MCC 1F_Home Centre_2 |  | DXB5577I |  |  | DXB | 25.2164 | 55.4077 | du | Mall | ATOM | Dubai North | DUBAI_MIRDIF | 1025100 |  |  | DXB_E3378C_10550_001001288 | in |  | On Air |  |  | Huawei | 3G | 3G 2100 |  |  | 1 |  |  | IIB
| DXB5577E | MCC 1F_Intercoil |  | DXB5577E | DXBL0577I | DXBNR0577B | DXB | 25.2164 | 55.4077 | du | Mall | ATOM | Dubai North | DUBAI_MIRDIF | 1025100 | 1CC |  | DXB_E3378C_10550_001001289 | in |  | On Air | On Air | On Air | Huawei | 3G+4G+5G | HW U2.1 F2 | HW L1.8 F1 (20M) | 1CC | 1 | 6/0 | N41 | dufix
| DXB5960C | MCC Atom: Carrefour 1 |  | DXB5960C |  |  | DXB | 25.2164 | 55.4077 | du | Mall | ATOM | Dubai North | DUBAI_MIRDIF | 1025100 |  |  | DXB_E3378C_10550_001004397 | in |  | On Air |  |  | Huawei | 3G | 3G 2100 |  |  | 4 |  |  | IIB
| DXB5961G | MCC Atom: Central Galleria 1st Floor |  | DXB5961G |  |  | DXB | 25.2164 | 55.4077 | du | Mall | ATOM | Dubai North | DUBAI_MIRDIF | 1025100 |  |  | DXB_E3378C_10550_001001290 | in |  | On Air |  |  | Huawei | 3G | 3G 2100 |  |  | 1 |  |  | dufix
| DXB5961C | MCC Atom: Central Galleria GF |  | DXB5961C |  |  | DXB | 25.2164 | 55.4077 | du | Mall | ATOM | Dubai North | DUBAI_MIRDIF | 1025100 |  |  | DXB_E3378C_10550_001004398 | in |  | On Air |  |  | Huawei | 3G | 3G 2100 |  |  | 3 |  |  | dufix
| DXB5960E | MCC Atom: Centrepoint |  | DXB5960E |  |  | DXB | 25.2164 | 55.4077 | du | Mall | ATOM | Dubai North | DUBAI_MIRDIF | 1025100 |  |  | DXB_E3378C_10550_001001291 | in |  | On Air |  |  | Huawei | 3G | 3G 2100 |  |  | 1 |  |  | dufix
| DXB5961E | MCC Atom: DEBENHAMS |  | DXB5961E |  |  | DXB | 25.2164 | 55.4077 | du | Mall | ATOM | Dubai North | DUBAI_MIRDIF | 1025100 |  |  | DXB_E3378C_10550_001004399 | in |  | On Air |  |  | Huawei | 3G | 3G 2100 |  |  | 1 |  |  | dufix
| DXB5961D | MCC Atom: E-max |  | DXB5961D |  |  | DXB | 25.2164 | 55.4077 | du | Mall | ATOM | Dubai North | DUBAI_MIRDIF | 1025100 |  |  | DXB_E3378C_10550_001001292 | in |  | On Air |  |  | Huawei | 3G | 3G 2100 |  |  | 1 |  |  | dufix
| DXB5961F | MCC Atom: FOREVER 21 |  | DXB5961F | DXBL0960I |  | DXB | 25.2164 | 55.4077 | du | Mall | ATOM | Dubai North | DUBAI_MIRDIF | 1025100 | 1CC |  | DXB_E3378C_10550_001004409 | in |  | On Air | On Air |  | Huawei | 3G+4G | HW U2.1 F2 | HW L1.8 F1 (20M) |  | 1 |  |  | dufix
| DXB5960H | MCC Atom: Home Centre |  | DXB5960H |  |  | DXB | 25.2164 | 55.4077 | du | Mall | ATOM | Dubai North | DUBAI_MIRDIF | 1025100 |  |  | DXB_E3378C_10550_001001293 | in |  | On Air |  |  | Huawei | 3G | 3G 2100 |  |  | 1 |  |  | dufix
| DXB5960F | MCC Atom: North Foodcourt / Aqua Play |  | DXB5960F |  |  | DXB | 25.2164 | 55.4077 | du | Mall | ATOM | Dubai North | DUBAI_MIRDIF | 1025100 |  |  | DXB_E3378C_10550_001004400 | in |  | On Air |  |  | Huawei | 3G | 3G 2100 |  |  | 1 |  |  | dufix
| DXB5960D | MCC Atom: old du Shop |  | DXB5960D |  |  | DXB | 25.2164 | 55.4077 | du | Mall | ATOM | Dubai North | DUBAI_MIRDIF | 1025100 |  |  | DXB_E3378C_10550_001001294 | in |  | On Air |  |  | Huawei | 3G | 3G 2100 |  |  | 1 |  |  | dufix
| DXB5960G | MCC Atom: Play Nation |  | DXB5960G |  |  | DXB | 25.2164 | 55.4077 | du | Mall | ATOM | Dubai North | DUBAI_MIRDIF | 1025100 |  |  | DXB_E3378C_10550_001001295 | in |  | On Air |  |  | Huawei | 3G | 3G 2100 |  |  | 1 |  |  | IIB
| DXB5963D | MCC Atom: Restaurants/Vox Cinema |  | DXB5963D |  |  | DXB | 25.2164 | 55.4077 | du | Mall | ATOM | Dubai North | DUBAI_MIRDIF | 1025100 |  |  | DXB_E3378C_10550_001001296 | in |  | On Air |  |  | Huawei | 3G | 3G 2100 |  |  | 1 |  |  | dufix
| DXB5963C | MCC Atom: South Foodcourt |  | DXB5963C |  |  | DXB | 25.2164 | 55.4077 | du | Mall | ATOM | Dubai North | DUBAI_MIRDIF | 1025100 |  |  | DXB_E3378C_10550_001001297 | in |  | On Air |  |  | Huawei | 3G | 3G 2100 |  |  | 3 |  |  | dufix
| DXB5577F | MCC GF_Carrefour 2 |  | DXB5577F |  |  | DXB | 25.2164 | 55.4077 | du | Mall | ATOM | Dubai North | DUBAI_MIRDIF | 1025100 |  |  | DXB_E3378C_10550_001004401 | in |  | On Air |  |  | Huawei | 3G | 3G 2100 |  |  | 1 |  |  | IIB
| DXB5963E | MCC GF_Ecco 1 |  | DXB5963E | DXBL0961I |  | DXB | 25.2164 | 55.4077 | du | Mall | ATOM | Dubai North | DUBAI_MIRDIF | 1025100 | 1CC |  | DXB_E3378C_10550_001004402 | in |  | On Air | On Air |  | Huawei | 3G+4G | HW U2.1 F2 | HW L1.8 F1 (20M) |  | 1 |  |  | dufix
| DXB5963F | MCC GF_Ecco 2 |  | DXB5963F | DXBL0961II |  | DXB | 25.2164 | 55.4077 | du | Mall | ATOM | Dubai North | DUBAI_MIRDIF | 1025100 | 1CC |  | DXB_E3378C_10550_001004403 | in |  | On Air | On Air |  | Huawei | 3G+4G | HW U2.1 F2 | HW L1.8 F1 (20M) |  | 1 |  |  | dufix
| DXB5963G | MCC GF_Jack&Jones |  | DXB5963G |  |  | DXB | 25.2164 | 55.4077 | du | Mall | ATOM | Dubai North | DUBAI_MIRDIF | 1025100 |  |  | DXB_E3378C_10550_001004404 | in |  | On Air |  |  | Huawei | 3G | 3G 2100 |  |  | 1 |  |  | dufix
| DXB5963H | MCC GF_Max 1 |  | DXB5963H | DXBL0963I | DXBNR0963C | DXB | 25.2164 | 55.4077 | du | Mall | ATOM | Dubai North | DUBAI_MIRDIF | 1025100 | 1CC |  | DXB_E3378C_10550_001004405 | in |  | On Air | On Air | On Air | Huawei | 3G+4G+5G | HW U2.1 F2 | HW L1.8 F1 (20M) | 1CC | 1/1 | 2/0 | N41 | dufix
| DXB5963I | MCC GF_Max 2 |  | DXB5963I |  |  | DXB | 25.2164 | 55.4077 | du | Mall | ATOM | Dubai North | DUBAI_MIRDIF | 1025100 |  |  | DXB_E3378C_10550_001004406 | in |  | On Air |  |  | Huawei | 3G | 3G 2100 |  |  | 1 |  |  | dufix
| DXB5961H | MCC GF_The Face Shop |  | DXB5961H | DXBL0960II |  | DXB | 25.2164 | 55.4077 | du | Mall | ATOM | Dubai North | DUBAI_MIRDIF | 1025100 | 1CC |  | DXB_E3378C_10550_001004407 | in |  | On Air | On Air |  | Huawei | 3G+4G | HW U2.1 F2 | HW L1.8 F1 (20M) |  | 1 |  |  | dufix
| DXB5577A | MCC GF_Yateem Optician |  | DXB5577A |  |  | DXB | 25.2164 | 55.4077 | du | Mall | ATOM | Dubai North | DUBAI_MIRDIF | 1025100 |  |  | DXB_E3378C_10550_001004408 | in |  | On Air |  |  | Huawei | 3G | 3G 2100 |  |  | 1 |  |  | dufix
| IDX5250 | Me'aisem City Centre Mall | IDX5250 | IDX0250 | IDXL5250 | IDXNR5250 | DXB | 25.0406 | 55.1971 | ETC | Mall | IBS | Dubai South | DUBAI_MEAISEM FIRST (JUMEIRAH GOLF ESTATE) | 1068500 | 2CC |  | DXB_E3177V_10999_001001210 | in | Locked | On Air | On Air | On Air | Huawei | 3G+4G+5G | HW U2.1 F2 / U900 F1 | HW L1.8 F1 (20M) + L800 F1 (15M) | 2CC | 6 | 0/28 | N78 F1 + N78 F2 | IIB
Sep 2020 Update | DXB0357 | Mecon Tower (Al Shafar Tower 2) |  | DXB5357 | DXBL0357 |  | DXB | 25.0986 | 55.1753 | du | Commercial | IBS | Dubai South | DUBAI_AL THANYAH FIRST (AL SAFOUH THIRD) | 1038300 | 2CC |  | DXB_E3177F_10917_001003005 | in |  | On Air | On Air |  | Huawei | 3G+4G | HW U2.1 F2 / U900 F1 | HW L1.8 F1 (20M) + L800 F1 (15M) |  | 8 |  |  | IIB
| DXB0233 | Medcare Hospital | DXB0233 | DXB5233 | DXBL0233 |  | DXB | 25.1834 | 55.2425 | du | Hospital | IBS | Dubai South | DUBAI_AL SAFA FIRST | 1035300 | 2CC |  | DXB_E3178I_12382_001003001 | in | Locked | On Air | On Air |  | Huawei | 3G+4G | HW U2.1 F2 / U900 F1 | HW L1.8 F1 (20M) + L800 F1 (15M) |  | 4 |  |  | IIB
| DXB0521 | Medcare Hospital Al Wasl - New extension | DXB0521 | DXB5521 | DXBL0521 |  | DXB | 25.1792 | 55.2473 | du | Hospital | IBS | Dubai South | DUBAI_AL SAFA FIRST | 1035300 | 2CC |  | DXB_E3178I_12382_001004001 | in | Locked | On Air | On Air |  | Huawei | 3G+4G | HW U2.1 F2 / U900 F1 | HW L1.8 F1 (20M) + L800 F1 (15M) |  | 2/2 |  |  | IIB
| IDX5415 | Medcare Women & Child Hospital @ SZR |  | IDX0415 | IDXL5415 |  | DXB | 25.1612 | 55.2306 | du | Hospital | IBS | Dubai South | DUBAI_AL SAFA SECOND | 1035700 | 2CC |  | DXB_E3178S_11221_001002001 | in |  | On Air | On Air |  | Huawei | 3G+4G | HW U2.1 F2 / U900 F1 | HW L1.8 F1 (20M) + L800 F1 (15M) |  | 2/2 |  |  | IIB
| DXB0456 | MEDIA ROTANA HOTEL AND SUITES C-004-019 | DXB0456 | DXB5456 | DXBL0456 |  | DXB | 25.0997 | 55.1799 | du | Hotel | IBS | Dubai South | DUBAI_AL THANYAH FIRST (AL SAFOUH THIRD) | 1038300 | 2CC |  | DXB_E3177F_10095_001001004 | in | Locked | On Air | On Air |  | Huawei | 3G+4G | HW U2.1 F2 / U900 F1 | HW L1.8 F1 (20M) + L800 F1 (15M) |  | 16 |  |  | IIB
| DXB0757 | Media Square Hotel (Radison Blu)) | DXB0757 | DXB5757 | DXBL0757 |  | DXB | 25.094 | 55.1557 | du | Hotel | IBS | Dubai South | DUBAI_AL SAFOUH SECOND | 1038200 | 2CC |  | DXB_E3077J_10408_003001002 | in | Locked | On Air | On Air |  | Huawei | 3G+4G | HW U2.1 F2 / U900 F1 | HW L1.8 F1 (20M) + L800 F1 (15M) |  | 9 |  |  | IIB
| IDX5144 | Mediclinic City Hospital - North Wing (Expansion) |  | IDX0144 | IDXL5144 |  | DXB | 25.2315 | 55.3227 | du | Hospital | IBS | Dubai North | DUBAI_UMM HURAIR SECOND | 1031500 | 2CC |  | DXB_E3279X_10024_001010002 | in |  | On Air | On Air |  | Huawei | 3G+4G | HW U2.1 F2 / U900 F1 | HW L1.8 F1 (20M) + L800 F1 (15M) |  | 5 |  |  | IIB
| IDX5735 | Mediclinic IMPZ |  | IDX0735 | IDXL5735 |  | DXB | 25.0366 | 55.1907 | du | Hospital | IBS | Dubai South | DUBAI_MEAISEM FIRST (JUMEIRAH GOLF ESTATE) | 1068500 | 2CC |  | DXB_E3177V_11112_001001002 | in |  | On Air | On Air |  | Huawei | 3G+4G | HW U2.1 F2 / U900 F1 | HW L1.8 F1 (20M) + L800 F1 (15M) |  | 4/4 |  |  | IIB
Dec 2021 update | IDX5573 | Meeras Outlet Village at Dubai Parks and Resorts |  | IDX0573 | IDXL5573 | IDXNR5573 | DXB | 24.9119 | 55.0105 | ETC | Resort | IBS | Dubai South | DUBAI_SAIH SHUAIB 1 | 1051300 | 3CC | Yes | DXB_E2975H_10003_001002001 | in |  | On Air | On Air | On Air | Huawei | 3G+4G+5G | HW U2.1 F2 / U900 F1 | HW L1.8 F1/F2 (20+10M) + L800 F1 (15M) | 1CC | 9/10 | 3/0 | N41 | IIB
Mar 2019 Update | IDX5136 | Melia Dubai Hotel |  | IDX0136 | IDXL5136 |  | DXB | 25.2553 | 55.2856 | ETC | Hotel | IBS | Dubai North | DUBAI_AL RAFFA | 1031600 | 2CC |  | DXB_E3279L_13224_001001001 | in |  | On Air | On Air |  | Huawei | 3G+4G | HW U2.1 F2 / U900 F1 | HW L1.8 F1 (20M) + L800 F1 (15M) |  | 6 |  |  | MW
| DXB0050 | Mercato Mall | DXB0050 | DXB5050 | DXBL0050 | DXBNR0050 | DXB | 25.2168 | 55.2524 | du | Mall | IBS | Dubai North | DUBAI_JUMEIRA FIRST | 1033200 | 2CC |  | DXB_E3179Y_10798_001001005 | in | Locked | On Air | On Air | On Air | Huawei | 3G+4G+5G | HW U2.1 F2 / U900 F1 | HW L1.8 F1/F2 (20+10M) | 2CC | 2/4 | 0/44 | N78 F1 + N78 F2 | IIB
| AUH0889 | Mercedes Benz Building  AUH | AUH0889 | AUH5889 | AUHL0889 |  | AUH | 24.3677 | 54.5182 | du | Commercial | IBS | Abu Dhabi | ABU DHABI_Mussafah | 2600200 | 2CC |  | AUH_E2469G_11338_001002001 | in | Locked | On Air | On Air |  | Nokia | 3G+4G | NSN U2.1 F1+F2 / U900 F1 | NSN L1800 F1 (20MHz) + L800 F1 (15Mhz) |  | 4 |  |  | IIB
| IDX5755 | Mercure Gold Hotel Dubai |  | IDX0755 | IDXL5755 |  | DXB | 25.243 | 55.2754 | du | Hotel | IBS | Dubai North | DUBAI_MADINAT DUBAI AL MELAHEYAH (AL MINA) | 1032100 | 2CC |  | DXB_E3279P_11992_001002002 | in |  | On Air | On Air |  | Huawei | 3G+4G | HW U2.1 F2 / U900 F1 | HW L1.8 F1 (20M) + L800 F1 (15M) |  | 3 |  |  | IIB
| DXB0045 | Meridian Mina Siyahi Hotel | DXB0045 | DXB5045 | DXBL0045 | DXBNR0045 | DXB | 25.0918 | 55.1472 | du | Hotel | IBS | Dubai South | DUBAI_MARSA DUBAI | 1039200 | 2CC |  | DXB_E3077J_10212_001003001 | in | Locked | On Air | On Air | On Air | Huawei | 3G+4G+5G | HW U2.1 F2 / U900 F1 | HW L1.8 F1 (20M) + L800 F1 (15M) | 2CC | 10 | 0/10 | N78 F1 + N78 F2 | MW
Apr 2019 Update | DXB0133 | Mesk Tower_ Dubai Marina | DXB0133 | DXB5133 | DXBL0133 |  | DXB | 25.0846 | 55.1498 | ETC | Residential | IBS | Dubai South | DUBAI_MARSA DUBAI | 1039200 | 1CC |  | DXB_E3077O_10817_001004009 | in | Locked | On Air | On Air |  | Huawei | 3G+4G | HW U2.1 F2 / U900 F1 | HW L1.8 F1 (20M) |  | 2/4 |  |  | IIB
| DXB0967 | Metro Central Hotel Apartments | DXB0967 | DXB5967 | DXBL0967 |  | DXB | 25.0995 | 55.1732 | du | Residential | IBS | Dubai South | DUBAI_AL THANYAH FIRST (AL SAFOUH THIRD) | 1038300 | 2CC |  | DXB_E3177F_11049_001005002 | in | Locked | On Air | On Air |  | Huawei | 3G+4G | HW U2.1 F2 / U900 F1 | HW L1.8 F1 (20M) + L800 F1 (15M) |  | 8 |  |  | IIB
| IDX5409 | Metropolis Tower @ BB |  | IDX0409 | IDXL5409 |  | DXB | 25.1849 | 55.2772 | du | Commercial | IBS | Dubai North | DUBAI_BURJ KHALIFA (BUSINESS BAY) | 1034500 | 2CC |  | DXB_E3278F_10367_001027001 | in |  | On Air | On Air |  | Huawei | 3G+4G | HW U2.1 F2 / U900 F1 | HW L1.8 F1/F2 (20+10M) |  | 8/8 |  |  | IIB
| IDX5616 | Metropolitan Hotel @ SZR |  | IDX0616 | IDXL5616 |  | DXB | 25.1331 | 55.2126 | ETC | Hotel | IBS | Dubai South | DUBAI_UMM AL SHEIF | 1036700 | 2CC |  | DXB_E3178W_11698_001001001 | in |  | On Air | On Air |  | Huawei | 3G+4G | HW U2.1 F2 / U900 F1 | HW L1.8 F1 (20M) + L800 F1 (15M) |  | 6 |  |  | IIB
Feb 2020 Update | DXB0052 | Metropolitan Palace | DXB0052 | DXB5052 | DXBL0052 |  | DXB | 25.2617 | 55.3195 | du | Hotel | IBS | Dubai North | DUBAI_AL MURAQQABAT | 1012400 | 2CC |  | DXB_E3279M_10249_001001001 | in | Locked | On Air | On Air |  | Huawei | 3G+4G | HW U2.1 F2 / U900 F1 | HW L1.8 F1 (20M) + L800 F1 (15M) |  | 9 |  |  | MW
| DXB0914 | Meydan City_Boat House | DXB0914 | DXB5914 | DXBL0914 | DXBNR0914 | DXB | 25.1601 | 55.3042 | ETC | Grand Stand | IBS | Dubai North | DUBAI_NADD AL SHIBA FIRST (RANCHES) | 1061800 | 3CC |  | DXB_E3278Q_10170_001001002 | in | Locked | On Air | On Air | On Air | Huawei | 3G+4G+5G | HW U2.1 F2 / U900 F1 | HW L1.8 F1/F2 (20+15M) + L800 F1 (15M) | 1CC | 16 | 4/0 | N41 | IIB
Dec 2020 update | DXB0915 | Meydan City_Bubble Restaurant | DXB0915 | DXB5915 | DXBL0915 | DXBNR0915 | DXB | 25.1572 | 55.3016 | ETC | Grand Stand | IBS | Dubai North | DUBAI_NADD AL SHIBA FIRST (RANCHES) | 1061800 | 3CC |  | DXB_E3278Q_10170_001010001 | in | Locked | On Air | On Air | On Air | Huawei | 3G+4G+5G | HW U2.1 F2 / U900 F1 | HW L1.8 F1/F2 (20+15M) + L800 F1 (15M) | 1CC | 4 | 0/15 | N78 F1 | IIB
| DXB0917 | Meydan City_DRC Building | DXB0917 | DXB5917 | DXBL0917 | DXBNR0917 | DXB | 25.1564 | 55.3011 | ETC | Grand Stand | IBS | Dubai North | DUBAI_NADD AL SHIBA FIRST (RANCHES) | 1061800 | 3CC |  | DXB_E3278Q_10170_001001004 | in | Locked | On Air | On Air | On Air | Huawei | 3G+4G+5G | HW U2.1 F2 / U900 F1 | HW L1.8 F1/F2 (20+15M) + L800 F1 (15M) | 1CC | 16 | 6/0 | N41 | IIB
| DXB0913 | Meydan City_Grand Stand | DXB0913 | DXB5913 | DXBL0913 | DXBNR0913 | DXB | 25.1579 | 55.3023 | ETC | Grand Stand | IBS | Dubai North | DUBAI_NADD AL SHIBA FIRST (RANCHES) | 1061800 | 3CC |  | DXB_E3278Q_10170_001001001 | in | Locked | On Air | On Air | On Air | Huawei | 3G+4G+5G | HW U2.1 F2 / U900 F1 | HW L1.8 F1/F2 (20+15M) + L800 F1 (15M) | 1CC | 16 | 4/0 | N41 | IIB
| DXB0916 | Meydan City_Hotel Building | DXB0916 | DXB5916 | DXBL0916 | DXBNR0916 | DXB | 25.1548 | 55.3 | ETC | Hotel | IBS | Dubai North | DUBAI_NADD AL SHIBA FIRST (RANCHES) | 1061800 | 3CC |  | DXB_E3278Q_10170_001001003 | in | Locked | On Air | On Air | On Air | Huawei | 3G+4G+5G | HW U2.1 F2 / U900 F1 | HW L1.8 F1/F2 (20+15M) + L800 F1 (15M) | 1CC | 12 | 3/0 | N41 | IIB
| IDX5914 | Meydan Grand Stand Parking Left |  | IDX0914 | IDXL5914 |  | DXB | 25.1583 | 55.2981 | du | Park | IBS | Dubai North | DUBAI_NADD AL SHIBA FIRST (RANCHES) | 1061800 | 2CC | Yes | DXB_E3278Q_10336_001002001 | in |  | On Air | On Air |  | Huawei | 3G+4G | HW U2.1 F2 / U900 F1 | HW L1.8 F1/F2 (20+15M) |  | 3/6 |  |  | IIB
| IDX5915 | Meydan Grand Stand Parking Right |  | IDX0915 | IDXL5915 |  | DXB | 25.1583 | 55.2981 | du |  | IBS | Dubai North | DUBAI_NADD AL SHIBA FIRST (RANCHES) | 1061800 | 2CC | Yes | DXB_E3278Q_10336_001001002 | in |  | On Air | On Air |  | Huawei | 3G+4G | HW U2.1 F2 / U900 F1 | HW L1.8 F1/F2 (20+15M) |  | 3/6 |  |  | IIB
| IDX5904 | Meydan Grand Stand Seating Area_Site 1 |  | IDX0904 | IDXL5904 |  | DXB | 25.156242° | 55.301255° | ETC | Hotel | IBS | Dubai North | DUBAI_NADD AL SHIBA FIRST (RANCHES) | 1061800 | 3CC | Yes | DXB_E3278Q_10170_001001009 | in |  | On Air | On Air |  | Huawei | 3G+4G | HW U2.1 F2 / U900 F1 | HW L1.8 F1/F2 (20+15M) + L800 F1 (15M) |  | 4/4 |  |  | IIB
| IDX5905 | Meydan Grand Stand Seating Area_Site 2 |  | IDX0905 | IDXL5905 | IDXNR5905 | DXB | 25.157085° | 55.301845° | ETC | Hotel | IBS | Dubai North | DUBAI_NADD AL SHIBA FIRST (RANCHES) | 1061800 | 3CC | Yes | DXB_E3278Q_10170_001002003 | in |  | On Air | On Air | On Air | Huawei | 3G+4G+5G | HW U2.1 F2 / U900 F1 | HW L1.8 F1/F2 (20+15M) + L800 F1 (15M) | 1CC | 4/4 | 4/0 | N41 | IIB
| IDX5906 | Meydan Grand Stand Seating Area_Site 3 |  | IDX0906 | IDXL5906 |  | DXB | 25.157919° | 55.302476° | ETC | Hotel | IBS | Dubai North | DUBAI_NADD AL SHIBA FIRST (RANCHES) | 1061800 | 3CC | Yes | DXB_E3278Q_10170_001002002 | in |  | On Air | On Air |  | Huawei | 3G+4G | HW U2.1 F2 / U900 F1 | HW L1.8 F1/F2 (20+15M) + L800 F1 (15M) |  | 4/4 |  |  | IIB
| IDX5907 | Meydan Grand Stand Seating Area_Site 4 |  | IDX0907 | IDXL5907 | IDXNR5907 | DXB | 25.158583° | 55.303071° | ETC | Hotel | IBS | Dubai North | DUBAI_NADD AL SHIBA FIRST (RANCHES) | 1061800 | 3CC | Yes | DXB_E3278Q_10170_001011001 | in |  | On Air | On Air | On Air | Huawei | 3G+4G+5G | HW U2.1 F2 / U900 F1 | HW L1.8 F1/F2 (20+15M) + L800 F1 (15M) | 1CC | 4/4 | 4/0 | N41 | IIB
| IDX5908 | Meydan Grand Stand Seating Area_Site 5 |  | IDX0908 | IDXL5908 |  | DXB | 25.159463° | 55.303743° | ETC | Hotel | IBS | Dubai North | DUBAI_NADD AL SHIBA FIRST (RANCHES) | 1061800 | 3CC | Yes | DXB_E3278Q_10170_001011002 | in |  | On Air | On Air |  | Huawei | 3G+4G | HW U2.1 F2 / U900 F1 | HW L1.8 F1/F2 (20+15M) + L800 F1 (15M) |  | 4/4 |  |  | IIB
| IDX5903 | Meydan Royal Enclosure |  | IDX0903 | IDXL5903 | IDXNR5903 | DXB | 25.1569 | 55.301708° | ETC | Hotel | IBS | Dubai North | DUBAI_NADD AL SHIBA FIRST (RANCHES) | 1061800 | 3CC | Yes | DXB_E3278Q_10170_001003002 | in |  | On Air | On Air | On Air | Huawei | 3G+4G+5G | HW U2.1 F2 / U900 F1 | HW L1.8 F1/F2 (20+15M) + L800 F1 (15M) | 1CC | 2/2 | 1/0 | N41 | IIB
| AUH0887 | Military Survey Dept Building | AUH0887 | AUH5887 | AUHL0887 |  | AUH | 24.4695 | 54.387 | du | Government | IBS | Abu Dhabi | ABU DHABI_Al Nahyan | 2501000 | 1CC |  | AUH_E2370A_10113_001002001 | in | Locked | On Air | On Air |  | Huawei/Nokia | 3G+4G | HW U2.1 F2 | NSN L18 F1 (20M) |  | 1 |  |  | IIB
| AUH0554 | Min of Finance, Passport Street, Abudhabi | AUH0554 | AUH5554 | AUHL0554 |  | AUH | 24.4857 | 54.3772 | du | Government | IBS | Abu Dhabi | ABU DHABI_Madinat Zayed(AD) | 2501200 | 2CC | Yes | AUH_E2271Y_11156_001003001 | in | Locked | On Air | On Air |  | Nokia | 3G+4G | NSN U900 F1 | NSN L1800 F1 (20MHz) + L800 F1 (15Mhz) |  | 2 |  |  | IIB
| DXB0630 | Mina Al Salam MPV Arena_Passive MIMO |  | DXB5630A | DXBL0630I | DXBNR0630 | DXB | 25.1348 | 55.1873 | du | Hotel | IBS | Dubai South | DUBAI_AL SAFOUH FIRST | 1037200 | 3CC | Yes | DXB_E3178V_11662_001001004 | in |  | On Air | On Air | On Air | Huawei | 3G+4G+5G | HW U2.1 F2 | HW L1.8 F1/F2 (20+10M) + L800 F1 (15M) | 1CC | 3 | 3/0 | N41 | IIB
| DXB0630 | Mina Al Salam MPV Arena_Passive MIMO | DXB0630 | DXB5630 | DXBL0630 | DXBNR0630A | DXB | 25.1348 | 55.1873 | du | Hotel | IBS | Dubai South | DUBAI_AL SAFOUH FIRST | 1037200 | 3CC | Yes | DXB_E3178V_11662_001001004 | in | Locked | On Air | On Air | On Air | Huawei | 3G+4G+5G | HW U2.1 F2 | HW L1.8 F1/F2 (20+10M) + L800 F1 (15M) | 1CC | 6 | 1/0 | N41 | IIB
| IDX5630 | Mina Al Salam MPV Arena_Passive MIMO |  | IDX0630 | DXBL0630II | DXBNR0630B | DXB | 25.1347 | 55.1873 | du |  | IBS | Dubai South | DUBAI_AL SAFOUH FIRST | 1037200 | 3CC | Yes | DXB_E3178V_11662_001001004 | in |  | On Air | On Air | On Air | Huawei | 3G+4G+5G | HW U2.1 F2 | HW L1.8 F1/F2 (20+10M) + L800 F1 (15M) | 1CC | 2 | 1/0 | N41 | IIB
| DXB0630 | Mina Al Salam MPV Arena_Passive MIMO |  | DXB5630B |  |  | DXB | 25.1348 | 55.1873 | du | Hotel | IBS | Dubai South | DUBAI_AL SAFOUH FIRST | 1037200 |  |  | DXB_E3178V_11662_001001004 | in |  | On Air |  |  | Huawei | 3G | 3G 2100 |  |  | 1 |  |  | IIB
| IDX5630 | Mina Al Salam MPV Arena_Passive MIMO |  | IDX0630A |  |  | DXB | 25.1347 | 55.1873 | #N/A |  | IBS | Dubai South | DUBAI_AL SAFOUH FIRST | 1037200 |  |  | DXB_E3178V_11662_001001004 | in |  | On Air |  |  | Huawei | 3G | 3G 2100 |  |  | 1 |  |  | IIB
Oct 2020 update | IDX5291 | Ministry of Defence - Bur Dubai |  | IDX0291 | IDXL5291 |  | DXB | 25.2624 | 55.3059 | ETC | Government | IBS | Dubai North | DUBAI_AL HAMRIYA | 1031300 | 2CC |  | DXB_E3279M_11437_001001001 | in |  | On Air | On Air |  | Huawei | 3G+4G | HW U2.1 F2 | HW L1.8 F1/F2 (20+10M) |  | 1/1 |  |  | IIB
| IDX5562 | Ministry of Defense-Nad Al Shiba Office |  | IDX0562 | IDXL5562 |  | DXB | 25.1133 | 55.3553 | du | Government | IBS | Dubai South | DUBAI_WADI AL SAFA 2 (RANCHES) | 1064300 | 1CC |  | DXB_E3277E_10154_001001001 | in |  | On Air | On Air |  | Huawei | 3G+4G | HW U2.1 F2 | HW L1.8 F1 (20M) |  | 1/1 |  |  | MW
| AUH0660 | Ministry of Environment and Water-Emirates ID | AUH0660 | AUH5660 | AUHL0660 |  | AUH | 24.4225 | 54.4492 | du | Government | IBS | Abu Dhabi | ABU DHABI_Al Madina Al Riyadiya | 2501700 | 2CC |  | AUH_E2370S_10300_001001002 | in | Locked | On Air | On Air |  | Nokia | 3G+4G | NSN U900 F1 | NSN L1800 F1 (20MHz) + L800 F1 (15Mhz) |  | 2 |  |  | IIB
| AUH0712 | Ministry of Foreign Affairs - Abu Dhabi | AUH0712 | AUH5712 | AUHL0712 |  | AUH | 24.4563 | 54.3324 | ETC | Government | IBS | Abu Dhabi | ABU DHABI_Al Bateen | 2500600 | 3CC |  | AUH_E2270H_10959_001004001 | in | Locked | On Air | On Air |  | Nokia | 3G+4G | NSN U900 F1 | NSN L1800 F1/F2 (20+15M) + L800 F1 (15M) |  | 3 |  |  | IIB
| IDX5718 | Ministry of Health and Prevention |  | IDX0718 | IDXL5718 |  | DXB | 25.2567 | 55.409 | du | Government | IBS | Dubai North | DUBAI_MUHAISANAH SECOND | 1026400 | 1CC |  | DXB_E3379M_12189_001001002 | in |  | On Air | On Air |  | Huawei | 3G+4G | HW U2.1 F2 | HW L1.8 F1 (20M) |  | 1/1 |  |  | IIB
| FUJ0625 | Ministry of Interior Fujairah |  | FUJ5625 | FUJL0625 |  | NE | 25.1278 | 56.2687 | ETC | Government | IBS | Fujairah | FUJAIRAH_Fujairah Rural | 6000200 | 1CC |  | FJR_E4277A_10002_001001001 / FJR_E4277A_10002_001002001 | in |  | On Air | On Air |  | Huawei | 3G+4G | HW U2.1 F2 | HW L1.8 F1 (20M) |  | 2/2 |  |  | MW
| SHJ0423 | Ministry of Interior Sharjah |  | SHJ5423 | SHJL0423 |  | NE | 25.3089 | 55.5745 | ETC | Government | IBS | Sharjah | SHARJAH_Mazaira - SHJ | 3001401 | 1CC |  | SHJ_E3579A_10003_001001001 | in |  | On Air | On Air |  | Huawei | 3G+4G | HW U2.1 F2 | HW L1.8 F1 (20M) |  | 1/1 |  |  | MW
| UAQ0756 | Ministry of Interior UAQ |  | UAQ5756 | UAQL0756 |  | NE | 25.5107 | 55.5922 | ETC | Government | IBS | Umm al Quwain | UMM AL QUWAIN_Al Ramlah - UAQ | 5000208 | 1CC |  | UAQ_E3582Q_10008_001001002 | in |  | On Air | On Air |  | Huawei | 3G+4G | HW U2.1 F2 | HW L1.8 F1 (20M) |  | 1/1 |  |  | IIB
| RAK0529 | Ministry of Interior-General Directorate of Residence & Foreigner Affairs | RAK0529 | RAK5529 | RAKL0529 |  | NE | 25.8032 | 55.9726 | du | Government | IBS | Ras Al Khaimah | RAS AL-KHAIMAH_MAMOURAH | 7031100 | 1CC |  | RKT_E3985K_10006_001001001 | in | Locked | On Air | On Air |  | Huawei | 3G+4G | HW U2.1 F2 | HW L1.8 F1 (20M) |  | 1/1 |  |  | IIB
| AJM0918 | Ministry of Justice Ajman | AJM0918 | AJM5918 | AJML0918 |  | NE | 25.4085 | 55.5081 | du | Government | IBS | Ajman | AJMAN_JURF 2 | 4002200 | 1CC |  | AJM_E3481W_12305_001001005 | in | Locked | On Air | On Air |  | Huawei | 3G+4G | HW U2.1 F2 | HW L1.8 F1 (20M) |  | 1/1 |  |  | IIB
| FUJ0632 | Ministry of Justice Fujairah | FUJ0632 | FUJ5632 | FUJL0632 |  | NE | 25.1266 | 56.2699 | du | Government | IBS | Fujairah | FUJAIRAH_Fujairah Rural | 6000200 | 2CC |  | FJR_E4277A_10001_001001001 | in | Locked | On Air | On Air |  | Huawei | 3G+4G | HW U2.1 F2 / U900 F1 | HW L1.8 F1 (20M) + L800 F1 (15M) |  | 3 |  |  | MW
| IDX5507 | Ministry of Labor - Al Qusais – Dubai |  | IDX0507 | IDXL5507 |  | DXB | 25.2798 | 55.3789 | du | Government | IBS | Dubai North | DUBAI_AL QUSAIS FIRST | 1023200 | 2CC |  | DXB_E3379F_10822_001001001 | in |  | On Air | On Air |  | Huawei | 3G+4G | HW U2.1 F2 / U900 F1 | HW L1.8 F1 (20M) + L800 F1 (15M) |  | 2/2 |  |  | IIB
Decomm | KFN5750A | Ministry of Labour KFN |  | 0.Decomm |  |  | NE | 25.314 | 56.3386 | du | Government | ATOM | Sharjah | SHARJAH_Khorfakkan Rural | 3000023 |  |  |  | OUT | [12 empty] | MW
| AUH0551 | Ministry of Petroleum & Mineral resources | AUH0551 | AUH5551 | AUHL0551 |  | AUH | 24.4916 | 54.3572 | du | Government | IBS | Abu Dhabi | ABU DHABI_Al Markaziyah | 2500200 | 2CC |  | AUH_E2271X_10436_001001002 | in | Locked | On Air | On Air |  | Nokia | 3G+4G | NSN U900 F1 | NSN L1800 F1 (20MHz) + L800 F1 (15Mhz) |  | 2 |  |  | IIB
| IDX0967E | Mira Town Center |  | IDX0967E | IDXL5967V |  | DXB | 25.0068 | 55.301 | du | Mall | ATOM | Dubai South | DUBAI_AL YALAYIS 1 (DUBAI LAND) | 1092100 | 1CC |  | DXB_E3276G_10881_001002001 | in |  | On Air | On Air |  | Huawei | 3G+4G | HW U2.1 F2 | HW L1.8 F1 (20M) |  | 1 |  |  | IIB
| KFN0704 | Miramar Al Aqah Beach Resort | KFN0704 | KFN5704 | KFNL0704 |  | NE | 25.5012 | 56.3611 | du | Hotel | IBS | Sharjah | FUJAIRAH_Dadna | 6000004 | 2CC |  | FJR_E4382U_10001_001001001 | in | Locked | On Air | On Air |  | Huawei | 3G+4G | HW U2.1 F2 / U900 F1 | HW L1.8 F1 (20M) + L800 F1 (15M) |  | 15 |  |  | IIB
| DXB0960 | Mirdiff City Center Carrefour | DXB0960 | 0.Decomm | DXBL0960 |  | DXB | 25.2164 | 55.4077 | ETC | Mall | IBS | Dubai North | DUBAI_MIRDIF | 1025100 | 1CC |  | DXB_E3378C_10550_001001002 | in | On Air |  | On Air |  | Nokia/Huawei | 2G+4G |  | HW L1.8 F1 (20M) |  | 7 |  |  | IIB
Decomm | DXB0961 | Mirdiff City Center Central Galleria 1 |  | 0.Decomm |  |  | DXB | 25.2164 | 55.4077 | ETC | Mall | IBS | Dubai North | DUBAI_MIRDIF | 1025100 |  |  | DXB_E3378C_10550_001003003 | OUT | [12 empty] | IIB
Decomm | DXB0963 | Mirdiff City Center Central Galleria 2 |  | 0.Decomm |  |  | DXB | 25.2164 | 55.4077 | ETC | Mall | IBS | Dubai North | DUBAI_MIRDIF | 1025100 |  |  | DXB_E3378C_10550_001003004 | OUT | [12 empty] | IIB
Decomm | DXB0963 | Mirdiff City Center Central Galleria 2 |  | 0.Decomm |  |  | DXB | 25.2164 | 55.4077 | ETC | Mall | IBS | Dubai North | DUBAI_MIRDIF | 1025100 |  |  | DXB_E3378C_10550_001003004 | OUT | [12 empty] | IIB
Decomm | DXB0960 | Mirdiff City Center Playnation |  | 0.Decomm |  |  | DXB | 25.2164 | 55.4077 | ETC | Mall | IBS | Dubai North | DUBAI_MIRDIF | 1025100 |  |  | DXB_E3378C_10550_001001002 | OUT | [12 empty] | IIB
Decomm | DXB0961 | Mirdiff City Center_Parking North |  | 0.Decomm |  |  | DXB | 25.2164 | 55.4077 | ETC | Mall | IBS | Dubai North | DUBAI_MIRDIF | 1025100 |  |  | DXB_E3378C_10550_001003003 | OUT | [12 empty] | IIB
| AUH0931 | Mirfa's Hospital-Al Gharbia Hospitals | AUH0931 | AUH5931 | AUHL0931 |  | AUH | 24.0853 | 53.4981 | du | Hospital | IBS | Abu Dhabi | ABU DHABI_AL MARFA | 2003800 | 1CC |  | AUH_E1366E_10697_001001001 | in | Locked | On Air | On Air |  | Nokia | 3G+4G | NSN U2.1 F1+F2 | NSN L18 F1 (20M) |  | 2 |  |  | MW
| AUH0488 | MLC Schlumberger - Accomodation Building | AUH0488 | AUH5488 | AUHL0488 |  | AUH | 24.372 | 54.6843 | du | Commercial | IBS | Abu Dhabi | ABU DHABI_AL SHAMKHA | 2046500 | 2CC |  | AUH_E2669F_10101_001002001 | in | Locked | On Air | On Air |  | Nokia | 3G+4G | NSN U900 F1 | NSN L1800 F1 (20MHz) + L800 F1 (15Mhz) |  | 8 |  |  | IIB
| AUH0489 | MLC Schlumberger - Geco Building | AUH0489 | AUH5489 | AUHL0489 |  | AUH | 24.3733 | 54.6841 | du | Commercial | IBS | Abu Dhabi | ABU DHABI_AL SHAMKHA | 2046500 | 2CC |  | AUH_E2669F_10100_001003001 | in | Locked | On Air | On Air |  | Nokia | 3G+4G | NSN U900 F1 | NSN L1800 F1 (20MHz) + L800 F1 (15Mhz) |  | 2 |  |  | IIB
| AUH0487 | MLC Schlumberger - Main Building | AUH0487 | AUH5487 | AUHL0487 |  | AUH | 24.372 | 54.6843 | du | Commercial | IBS | Abu Dhabi | ABU DHABI_AL SHAMKHA | 2046500 | 2CC | Yes | AUH_E2569J_10091_001002001 | in | Locked | On Air | On Air |  | Nokia | 3G+4G | NSN U900 F1 | NSN L1800 F1 (20MHz) + L800 F1 (15Mhz) |  | 2 |  |  | IIB
Dec 2021 update | IDX5195 | MOE Apple Store | IDX5195 | IDX0195 | IDXL5195 | IDXNR5195 | DXB | 25.1177 | 55.2002 | du | Mall | IBS | Dubai South | DUBAI_AL BARSHA FIRST | 1037300 | 4CC | Yes | DXB_E3177B_10357_001006323 | in | On Air | On Air | On Air | On Air | Huawei | 2G+3G+4G+5G | HW U2.1 F2 / U900 F1 | HW L1.8 F1/F2 (20+10M) + L800 F1 (15M) | 1CC | 3/2 | 1/0 | N41 | IIB
Sep 2019 Update | DXB0895 | Mohamed Sultan Belshalat 3 | DXB0895 | DXB5895 | DXBL0895 |  | DXB | 25.2463 | 55.3016 | du | Residential | IBS | Dubai North | DUBAI_AL KARAMA | 1031800 | 2CC |  | DXB_E3279Q_12298_001001001 | in | Locked | On Air | On Air |  | Huawei | 3G+4G | HW U2.1 F2 / U900 F1 | HW L1.8 F1 (20M) + L800 F1 (15M) |  | 4 |  |  | IIB
Sep 2019 Update | DXB0442 | Mohamed Sultan Bilshalat | DXB0442 | DXB5442 | DXBL0442 |  | DXB | 25.0953 | 55.1747 | du | Residential | IBS | Dubai South | DUBAI_AL THANYAH FIRST (AL SAFOUH THIRD) | 1038300 | 2CC |  | DXB_E3177F_10068_001003011 | in | Locked | On Air | On Air |  | Huawei | 3G+4G | HW U2.1 F2 / U900 F1 | HW L1.8 F1 (20M) + L800 F1 (15M) |  | 8 |  |  | IIB
Mar 2019 Update | DXB0401 | Mohammed Abdul Rahman Ali | DXB0401 | DXB5401 | DXBL0401 |  | DXB | 25.0967 | 55.1746 | du | Commercial | IBS | Dubai South | DUBAI_AL THANYAH FIRST (AL SAFOUH THIRD) | 1038300 | 2CC |  | DXB_E3177F_11046_001026003 | in | Locked | On Air | On Air |  | Huawei | 3G+4G | HW U2.1 F2 / U900 F1 | HW L1.8 F1 (20M) + L800 F1 (15M) |  | 8 |  |  | IIB
| IDX5717 | Mohebi Logistics Warehouse |  | IDX0717 | IDXL5717 |  | DXB | 24.8745 | 55.1365 | du | Commercial | IBS | Dubai South | DUBAI_MADINAT AL MATAAR | 1052100 | 2CC |  | DXB_E3075S_10022_001002002 | in |  | On Air | On Air |  | Huawei | 3G+4G | HW U2.1 F2 / U900 F1 | HW L1.8 F1 (20M) + L800 F1 (15M) |  | 6 |  |  | IIB
| DXB0001 | Monarch Hotel Tower | DXB0001 | DXB5001 | DXBL0001 |  | DXB | 25.2304 | 55.2867 | ETC | Hotel | IBS | Dubai North | DUBAI_TRADE CENTER FIRST | 1033500 | 2CC |  | DXB_E3279V_11008_001031001 | in | Locked | On Air | On Air |  | Huawei | 3G+4G | HW U2.1 F2 / U900 F1 | HW L1.8 F1 (20M) + L800 F1 (15M) |  | 9 |  |  | IIB
| DXB0664 | Monarch Office Tower | DXB0664 | DXB5664 | DXBL0664 | DXBNR0664 | DXB | 25.2304 | 55.2867 | ETC | Hotel | IBS | Dubai North | DUBAI_TRADE CENTER FIRST | 1033500 | 2CC |  | DXB_E3279V_11008_001010001 | in | Locked | On Air | On Air | On Air | Huawei | 3G+4G+5G | HW U2.1 F2 / U900 F1 | HW L1.8 F1 (20M) + L800 F1 (15M) | 1CC | 9 | 3/0 | N41 | IIB
| IDX5227 | Montreal Hotel Deira |  | IDX0227 | IDXL5227 |  | DXB | 25.272 | 55.3158 | du | Hotel | IBS | Dubai North | DUBAI_NAIF | 1011800 | 2CC |  | DXB_E3279H_12262_001001001 | in |  | On Air | On Air |  | Huawei | 3G+4G | HW U2.1 F2 / U900 F1 | HW L1.8 F1 (20M) + L800 F1 (15M) |  | 3 |  |  | MW
| IDX5531 | Motion Gate at Dubai Parks and Resorts_1 |  | IDX0531 | IDXL5531 | IDXNR5531 | DXB | 24.9218 | 55.0015 | ETC | Resort | IBS | Dubai South | DUBAI_SAIH SHUAIB 1 | 1051300 | 3CC | Yes | DXB_E2975G_10003_001001002 | in |  | On Air | On Air | On Air | Huawei | 3G+4G+5G | HW U2.1 F2 | HW L1.8 F1/F2 (20+10M) + L800 F1 (15M) | 1CC | 6 | 3/0 | N41 | IIB
| IDX5533 | Motion Gate at Dubai Parks and Resorts_2 |  | IDX0533 | IDXL5533 | IDXNR5533 | DXB | 24.9218 | 55.0015 | ETC | Resort | IBS | Dubai South | DUBAI_SAIH SHUAIB 1 | 1051300 | 3CC | Yes | DXB_E2975G_10003_001001003 | in |  | On Air | On Air | On Air | Huawei | 3G+4G+5G | HW U2.1 F2 | HW L1.8 F1/F2 (20+10M) + L800 F1 (15M) | 1CC | 4 | 2/0 | N41 | IIB
| IDX5534 | Motion Gate at Dubai Parks and Resorts_3 |  | IDX0534 | IDXL5534 | IDXNR5534 | DXB | 24.9218 | 55.0015 | ETC | Resort | IBS | Dubai South | DUBAI_SAIH SHUAIB 1 | 1051300 | 3CC | Yes | DXB_E2975G_10003_001001004 | in |  | On Air | On Air | On Air | Huawei | 3G+4G+5G | HW U2.1 F2 | HW L1.8 F1/F2 (20+10M) + L800 F1 (15M) | 1CC | 4 | 2/0 | N41 | IIB
Sep 2019 Update | DXB0881 | Movenpick Apartment Building | DXB0881 | DXB5881 | DXBL0881 |  | DXB | 25.2329 | 55.3121 | du | Residential | IBS | Dubai North | DUBAI_OUD METHA | 1031900 | 1CC |  | DXB_E3279W_10078_001002001 | in | Locked | On Air | On Air |  | Huawei | 3G+4G | HW U2.1 F2 | HW L1.8 F1 (20M) |  | 2/2 |  |  | IIB
| DXB0663 | Movenpick Hotel | DXB0663 | DXB5663 | DXBL0663 |  | DXB | 25.2339 | 55.3117 | du | Hotel | IBS | Dubai North | DUBAI_OUD METHA | 1031900 | 2CC |  | DXB_E3279W_10078_001001001 | in | Locked | On Air | On Air |  | Huawei | 3G+4G | HW U2.1 F2 / U900 F1 | HW L1.8 F1 (20M) + L800 F1 (15M) |  | 4/4 |  |  | IIB
| DXB0062 | Movenpick Hotel Apartments Al Mamzar | DXB0062 | DXB5062 | DXBL0062 |  | DXB | 25.2905 | 55.3532 | ETC | Hotel | IBS | Dubai North | DUBAI_AL MAMZAR | 1013400 | 3CC |  | DXB_E3279E_10922_001001001 | in | Locked | On Air | On Air |  | Huawei | 3G+4G | HW U2.1 F2 / U900 F1 | HW L1.8 F1/F2 (20+10M) + L800 F1 (15M) |  | 12/12 |  |  | IIB
| DXB0547 | Movenpick Hotel Deira | DXB0547 | DXB5547 | DXBL0547 |  | DXB | 25.2708 | 55.3297 | ETC | Hotel | IBS | Dubai North | DUBAI_AL MUTEENA | 1012300 | 2CC |  | DXB_E3279I_11126_001005001 | in | Locked | On Air | On Air |  | Huawei | 3G+4G | HW U2.1 F2 / U900 F1 | HW L1.8 F1 (20M) + L800 F1 (15M) |  | 10 |  |  | IIB
| DXB0873 | Movenpick JBR | DXB0873 | DXB5873 | DXBL0873 |  | DXB | 25.0802 | 55.1365 | du | Hotel | IBS | Dubai South | DUBAI_MARSA DUBAI | 1039200 | 2CC |  | DXB_E3077N_10702_001026001 | in | Locked | On Air | On Air |  | Huawei | 3G+4G | HW U2.1 F2 / U900 F1 | HW L1.8 F1 (20M) + L800 F1 (15M) |  | 9 |  |  | IIB
| IDX5698 | Moza Obaid al Amimi Building |  | IDX0698 | IDXL5698 |  | DXB | 25.0929 | 55.1752 | du | Residential | IBS | Dubai South | DUBAI_AL THANYAH FIRST (AL SAFOUH THIRD) | 1038300 | 2CC |  | DXB_E3177F_11073_001002002 | in |  | On Air | On Air |  | Huawei | 3G+4G | HW U2.1 F2 / U900 F1 | HW L1.8 F1 (20M) + L800 F1 (15M) |  | 2/2 |  |  | IIB
Apr 2019 Update | SHJ0139 | Mozoon 1 | SHJ0139 | SHJ5139 | SHJL0139 |  | NE | 25.3308 | 55.4226 | du | Residential | IBS | Sharjah | SHARJAH_INDUSTRIAL AREA 6 | 3008300 | 2CC |  | SHJ_E3380S_10008_001001002 | in | Locked | On Air | On Air |  | Huawei | 3G+4G | HW U2.1 F2 / U900 F1 | HW L1.8 F1 (20M) + L800 F1 (15M) |  | 6 |  |  | IIB
| SHJ0140 | Mozoon 2 | SHJ0140 | SHJ5140 | SHJL0140 |  | NE | 25.3298 | 55.422 | du | Commercial | IBS | Sharjah | SHARJAH_INDUSTRIAL AREA 6 | 3008300 | 1CC |  | SHJ_E3380S_10024_001001001 | in | Locked | On Air | On Air |  | Huawei | 3G+4G | HW U2.1 F2 | HW L1.8 F1 (20M) |  | 2/2 |  |  | IIB
| SHJ0141 | Mozoon 4 | SHJ0141 | SHJ5141 | SHJL0141 |  | NE | 25.3308 | 55.4226 | du | Residential | IBS | Sharjah | SHARJAH_INDUSTRIAL AREA 6 | 3008300 | 1CC |  | SHJ_E3380S_10008_001001001 | in | Locked | On Air | On Air |  | Huawei | 3G+4G | HW U2.1 F2 | HW L1.8 F1 (20M) |  | 4 |  |  | IIB
| AUH0957 | MR Nahyan Salem Bin Rakad Al Amri Commercial Building | AUH0957 | AUH5957 | AUHL0957 |  | AUH | 24.4669 | 54.3855 | du | Commercial | IBS | Abu Dhabi | ABU DHABI_Al Nahyan | 2501000 | 2CC |  | AUH_E2370A_10513_001002001 | in | Locked | On Air | On Air |  | Nokia | 3G+4G | NSN U900 F1 | NSN L1800 F1 (20MHz) + L800 F1 (15Mhz) |  | 2 |  |  | IIB
| IDX0976E | Mudon Community Center |  | IDX0976E | IDXL5976V |  | DXB | 25.0274 | 55.2673 | du | Mall | ATOM | Dubai South | DUBAI_AL HEBIAH THIRD (DUBAI LAND) | 1067600 | 1CC |  | DXB_E3276A_10540_001002003 | in |  | On Air | On Air |  | Huawei | 3G+4G | HW U2.1 F2 | HW L1.8 F1 (20M) |  | 1 |  |  | IIB
| IDX5411 | Muraba Residence_Palm Jumeirah |  | IDX0411 | IDXL5411 |  | DXB | 25.1259 | 55.1541 | du | Residential | IBS | Dubai South | DUBAI_NAKHLAT JUMEIRA (THE PALM JUMEIRAH) | 1038100 | 1CC |  | DXB_E3078Y_10141_001001002 | in |  | On Air | On Air |  | Huawei | 3G+4G | HW U2.1 F2 / U900 F1 | HW L1.8 F1 (20M) |  | 1/2 |  |  | IIB
| IDX5790 | MURJAN 1 Lower Part |  | IDX0790 | IDXL5790 |  | DXB | 25.0815 | 55.1393 | du | Residential | IBS | Dubai South | DUBAI_MARSA DUBAI | 1039200 | 2CC |  | DXB_E3077N_10063_001002014 | in |  | On Air | On Air |  | Huawei | 3G+4G | HW U2.1 F2 / U900 F1 | HW L1.8 F1 (20M) + L800 F1 (15M) |  | 4/4 |  |  | IIB
| IDX5791 | MURJAN 1 Upper Part |  | IDX0791 | IDXL5791 |  | DXB | 25.0815 | 55.1393 | du | Residential | IBS | Dubai South | DUBAI_MARSA DUBAI | 1039200 | 2CC |  | DXB_E3077N_10063_001002013 | in |  | On Air | On Air |  | Huawei | 3G+4G | HW U2.1 F2 / U900 F1 | HW L1.8 F1 (20M) + L800 F1 (15M) |  | 4/4 |  |  | IIB
| IDX5792 | Murjan 2 @ JBR (Passive Design) |  | IDX0792 | IDXL5792 |  | DXB | 25.082 | 55.1388 | du | Residential | IBS | Dubai South | DUBAI_MARSA DUBAI | 1039200 | 2CC |  | DXB_E3077N_10066_001033001 | in |  | On Air | On Air |  | Huawei | 3G+4G | HW U2.1 F2 / U900 F1 | HW L1.8 F1 (20M) + L800 F1 (15M) |  | 9 |  |  | IIB
| IDX5793 | Murjan 3 @ JBR (Passive Design) |  | IDX0793 | IDXL5793 |  | DXB | 25.0826 | 55.1392 | du | Residential | IBS | Dubai South | DUBAI_MARSA DUBAI | 1039200 | 2CC |  | DXB_E3077N_10065_001001005 | in |  | On Air | On Air |  | Huawei | 3G+4G | HW U2.1 F2 / U900 F1 | HW L1.8 F1 (20M) + L800 F1 (15M) |  | 4/4 |  |  | IIB
| IDX5794 | MURJAN 4 |  | IDX0794 | IDXL5794 |  | DXB | 25.083 | 55.1396 | du | Residential | IBS | Dubai South | DUBAI_MARSA DUBAI | 1039200 | 2CC |  | DXB_E3077N_10064_001041001 | in |  | On Air | On Air |  | Huawei | 3G+4G | HW U2.1 F2 / U900 F1 | HW L1.8 F1 (20M) + L800 F1 (15M) |  | 9 |  |  | IIB
| IDX5795 | Murjan 5 @ JBR (Passive Design) |  | IDX0795 | IDXL5795 |  | DXB | 25.0826 | 55.1404 | du | Residential | IBS | Dubai South | DUBAI_MARSA DUBAI | 1039200 | 2CC |  | DXB_E3077N_10068_001001007 | in |  | On Air | On Air |  | Huawei | 3G+4G | HW U2.1 F2 / U900 F1 | HW L1.8 F1 (20M) + L800 F1 (15M) |  | 4/4 |  |  | IIB
| IDX5796 | Murjan 6 @ JBR (Passive Design) |  | IDX0796 | IDXL5796 |  | DXB | 25.0822 | 55.1402 | du | Residential | IBS | Dubai South | DUBAI_MARSA DUBAI | 1039200 | 2CC |  | DXB_E3077N_10067_001002008 | in |  | On Air | On Air |  | Huawei | 3G+4G | HW U2.1 F2 / U900 F1 | HW L1.8 F1 (20M) + L800 F1 (15M) |  | 4/4 |  |  | IIB
Jan 2019 Update | DXB0367 | Murjan Tower_ Dubai Marina | DXB0367 | DXB5367 | DXBL0367 |  | DXB | 25.0855 | 55.15 | ETC | Residential | IBS | Dubai South | DUBAI_MARSA DUBAI | 1039200 | 1CC |  | DXB_E3077O_10838_001039006 | in | Locked | On Air | On Air |  | Huawei | 3G+4G | HW U2.1 F2 / U900 F1 | HW L1.8 F1 (20M) |  | 2/4 |  |  | IIB
| AUH0484 | Mushrif Mall | AUH0484 | AUH5484 | AUHL0484 | AUHNR0484 | AUH | 24.4344 | 54.4128 | du | Mall | IBS | Abu Dhabi | ABU DHABI_Al Morror | 2501500 | 4CC |  | AUH_E2370L_13031_001002006 | in | Locked | On Air | On Air | On Air | Nokia | 3G+4G+5G | NSN U2.1 F1+F2 / U900 F1 | NSN L18 F1/F2 (20+15M) + L800 F1 (15M) + L21 F1 (15M) | 1CC | 8 | 3 | N41 | IIB
| SHJ5499I | My City Center @ AL Nassirya |  | SHJ5499I | SHJL0499IX |  | NE | 25.3657 | 55.403 | du | Mall | ATOM | Sharjah | SHARJAH_AL NASSERYA | 3005500 | 1CC |  | SHJ_E3380H_10015_001001002 | in |  | On Air | On Air |  | Huawei | 3G+4G | HW U2.1 F2 | HW L1.8 F1 (20M) |  | 1 |  |  | IIB
| IDX0975E | My City Center Al Barsha |  | IDX0975E | IDXL5975V |  | DXB | 25.0698 | 55.2418 | du | Mall | ATOM | Dubai South | DUBAI_AL BARSHA SOUTH SECOND | 1067200 | 1CC |  | DXB_E3177S_10027_001002001 | in |  | On Air | On Air |  | Huawei | 3G+4G | HW U2.1 F2 | HW L1.8 F1 (20M) |  | 1 |  |  | IIB
| IDX5121 | Nakheel Sales Office at Palm Jumeirah | IDX5121 | IDX0121 | IDXL5121 |  | DXB | 25.1024 | 55.1558 | du | Commercial | IBS | Dubai South | DUBAI_NAKHLAT JUMEIRA (THE PALM JUMEIRAH) | 1038100 | 2CC |  | DXB_E3077J_10290_001004004 | in | Locked | On Air | On Air |  | Huawei | 3G+4G | HW U2.1 F2 / U900 F1 | HW L1.8 F1 (20M) + L800 F1 (15M) |  | 4/4 |  |  | IIB
| SHJ0380 | Nakheel Tower | SHJ0380 | SHJ5380 | SHJL0380 |  | NE | 25.3393 | 55.3865 | du | Residential | IBS | Sharjah | SHARJAH_AL MAZAJ FIRST | 3010600 | 2CC |  | SHJ_E3380Q_10025_001001001 | in | Locked | On Air | On Air |  | Huawei | 3G+4G | HW U2.1 F2 / U900 F1 | HW L1.8 F1 (20M) + L800 F1 (15M) |  | 6 |  |  | IIB
| SHJ0233 | Naseer Tower |  | SHJ5233 | SHJL0233 |  | NE | 25.3297 | 55.3939 | du | Residential | IBS | Sharjah | SHARJAH_AL MAZAJ SECOND | 3010700 | 1CC |  | SHJ_E3380Q_10032_001002001 | in |  | On Air | On Air |  | Huawei | 3G+4G | HW U2.1 F2 | HW L1.8 F1 (20M) |  | 3/3 |  |  | IIB
| IDX5702 | Nastran tower |  | IDX0702 | IDXL5702 |  | DXB | 25.2245 | 55.3403 | du | Residential | IBS | Dubai North | DUBAI_AL JADAF | 1032600 | 1CC |  | DXB_E3279X_10614_001037002 | in |  | On Air | On Air |  | Huawei | 3G+4G | HW U2.1 F2 / U900 F1 | HW L1.8 F1 (20M) |  | 2/6 |  |  | IIB
| AUH0877 | Nation Tower - Galleria & Riviera Beach Club | AUH0877 | AUH5877 | AUHL0877 |  | AUH | 24.4636 | 54.3282 | ETC | Mall | IBS | Abu Dhabi | ABU DHABI_Al Khebeirah | 2500400 | 2CC |  | AUH_E2270C_11010_001003001 | in | Locked | On Air | On Air |  | Nokia | 3G+4G | NSN U2.1 F1+F2 / U900 F1 | NSN L1800 F1 (20MHz) + L800 F1 (15Mhz) |  | 16 |  |  | MW
| AUH0752 | Nation Tower 1 - Residences | AUH0752 | AUH5752 | AUHL0752 |  | AUH | 24.464 | 54.3276 | ETC | Residential | IBS | Abu Dhabi | ABU DHABI_Al Khebeirah | 2500400 | 2CC |  | AUH_E2270C_11010_001004001 | in | Locked | On Air | On Air |  | Nokia | 3G+4G | NSN U900 F1 | NSN L1800 F1 (20MHz) + L800 F1 (15Mhz) |  | 8 |  |  | IIB
| AUH0753 | Nation Tower 2 - The St. Regis Hotel Abu Dhabi | AUH0753 | AUH5753 | AUHL0753 |  | AUH | 24.464 | 54.3283 | ETC | Hotel | IBS | Abu Dhabi | ABU DHABI_Al Khebeirah | 2500400 | 2CC |  | AUH_E2270C_11010_001002002 | in | Locked | On Air | On Air |  | Nokia | 3G+4G | NSN U900 F1 | NSN L1800 F1 (20MHz) + L800 F1 (15Mhz) |  | 8 |  |  | IIB
| AUH0799 | National Center for Documentation & Reserch | AUH0799 | AUH5799 | AUHL0799 |  | AUH | 24.4208 | 54.4475 | du | Government | IBS | Abu Dhabi | ABU DHABI_Al Madina Al Riyadiya | 2501700 | 2CC |  | AUH_E2370S_10298_001002001 | in | Locked | On Air | On Air |  | Nokia | 3G+4G | NSN U900 F1 | NSN L1800 F1 (20MHz) + L800 F1 (15Mhz) |  | 2 |  |  | IIB
| AUH0591 | National Centre of Meteorology and Seismology |  | AUH5591 | AUHL0591 |  | AUH | 24.3383 | 54.6411 | du | Government | IBS | Abu Dhabi | ABU DHABI_AL SHAWAMEKH | 2046400 | 2CC |  | AUH_E2569R_10758_001001001 | in |  | On Air | On Air |  | Nokia | 3G+4G | NSN U900 F1 | NSN L1800 F1 (20MHz) + L800 F1 (15Mhz) |  | 2 |  |  | IIB
| AUH0421 | National Corporation for Tourism and Hotels |  | AUH5421 | AUHL0421 |  | AUH | 24.42 | 54.4447 | du | Government | IBS | Abu Dhabi | ABU DHABI_Al Madina Al Riyadiya | 2501700 | 2CC |  | AUH_E2370R_10872_001008001 | in |  | On Air | On Air |  | Nokia | 3G+4G | NSN U900 F1 | NSN L1800 F1 (20MHz) + L800 F1 (15Mhz) |  | 2 |  |  | IIB
| DXB0326 | Neighborhood Retail center (Discovery Gardens) | DXB0326 | DXB5326 | DXBL0326 |  | DXB | 25.0348 | 55.1468 | du | Mall | IBS | Dubai South | DUBAI_Discovery Gardens | 1059101 | 2CC |  | DXB_E3077Y_11611_001001029 | in | Locked | On Air | On Air |  | Huawei | 3G+4G | HW U2.1 F2 / U900 F1 | HW L1.8 F1 (20M) + L800 F1 (15M) |  | 2/2 |  |  | IIB
| DXB0323 | Neighborhood Retail center (Jumairah park) | DXB0323 | DXB5323 | DXBL0323 |  | DXB | 25.043 | 55.1595 | du | Mall | IBS | Dubai South | DUBAI_Jumeirah Islands / Jumeirah Parks | 1039302 | 2CC |  | DXB_E3077Y_11609_001001053 | in | Locked | On Air | On Air |  | Huawei | 3G+4G | HW U2.1 F2 / U900 F1 | HW L1.8 F1 (20M) + L800 F1 (15M) |  | 3 |  |  | IIB
| IDX5331 | Nestle Factory |  | IDX0331 | IDXL5331 |  | DXB | 24.8798 | 55.1257 | du | commercial | IBS | Dubai South | DUBAI_MADINAT AL MATAAR | 1052100 | 2CC |  | DXB_E3075R_10012_001002001 | in |  | On Air | On Air |  | Huawei | 3G+4G | HW U2.1 F2 / U900 F1 | HW L1.8 F1 (20M) + L800 F1 (15M) |  | 4/4 |  |  | MW
| IDX5491 | Nestle HQ @ JAFZA |  | IDX0491 | IDXL5491 |  | DXB | 24.9707 | 55.0756 | du | Commercial | IBS | Dubai South | DUBAI_MENA JABAL ALI | 1059400 | 2CC |  | DXB_E3076P_10248_002000000 | in |  | On Air | On Air |  | Huawei | 3G+4G | HW U2.1 F2 / U900 F1 | HW L1.8 F1 (20M) + L800 F1 (15M) |  | 6 |  |  | MW
| SHJ0415 | Nesto Hypermarket (Sharjah Muwailla) | SHJ0415 | SHJ5415 | SHJL0415 |  | NE | 25.2999 | 55.4545 | du | Mall | IBS | Sharjah | SHARJAH_MUWAILEH COMMERCIAL | 3009900 | 2CC |  | SHJ_E3379E_10026_001001001 | in | Locked | On Air | On Air |  | Huawei | 3G+4G | HW U2.1 F2 / U900 F1 | HW L1.8 F1 (20M) + L800 F1 (15M) |  | 3 |  |  | IIB
| AJM0913 | Nesto Hypermarket Ajman |  | AJM5913 | AJML0913 |  | NE | 25.3963 | 55.453 | du | Mall | IBS | Ajman | AJMAN_RASHIDEYA 1 | 4000200 | 2CC |  | AJM_E3380E_10073_001001001 | in |  | On Air | On Air |  | Huawei | 3G+4G | HW U2.1 F2 / U900 F1 | HW L1.8 F1 (20M) + L800 F1 (15M) |  | 3 |  |  | IIB
| DXB0117 | Neurospinal Hospital | DXB0117 | DXB5117 | DXBL0117 |  | DXB | 25.1973 | 55.2378 | ETC | Hospital | IBS | Dubai North | DUBAI_JUMEIRA SECOND | 1034200 | 1CC |  | DXB_E3178I_10544_001003001 | in | Locked | On Air | On Air |  | Huawei | 3G+4G | HW U2.1 F2 | L1.8 F1 |  | 1/1 |  |  | IIB
| IDX5406 | New Century City Tower (NCCT) |  | IDX0406 | IDXL5406 |  | DXB | 25.2545 | 55.3296 | du | Commercial | IBS | Dubai North | DUBAI_PORT SAEED | 1012900 | 1CC |  | DXB_E3279N_10968_001005005 | in |  | On Air | On Air |  | Huawei | 3G+4G | HW U2.1 F2 | HW L1.8 F1 (20M) |  | 2/2 |  |  | IIB
| DXB0394 | New Crown Prince Health Club & Spa_Main Building Paddle Court Altitude Chamber Diving Building | DXB0394 | DXB5394 | DXBL0394 |  | DXB | 25.129 | 55.2949 | ETC | Government | IBS | Dubai South | DUBAI_WADI AL SAFA 3 (RANCHES) | 1064500 | 1CC | Yes | DXB_E3278V_10716_001001001 | in | Locked | On Air | On Air |  | Huawei | 3G+4G | HW U2.1 F2 | HW L1.8 F1 (20M) |  | 3/3 |  |  | IIB
Dec 2021 update | IDX5260 | New Deira Fish Market |  | IDX0260 | IDXL5260 | IDXNR5260 | DXB | 25.2918 | 55.3233 | ETC | Mall | IBS | Dubai North | DUBAI_CORNICHE DEIRA | 1012100 | 3CC |  | DXB_E3279D_12675_001004002 | in |  | On Air | On Air | On Air | Huawei | 3G+4G+5G | HW U2.1 F2 | HW L1.8 F1/F2 (20+10M) + L800 F1 (15M) | 1CC | 6/4 | 2/0 | N41 | MW
| AUH0716 | New EY Cabin Crew Briefing Centre (CBC) Etihad Airways | AUH0716 | AUH5716 | AUHL0716 |  | AUH | 24.4247 | 54.6477 | ETC | Airport | IBS | Abu Dhabi | ABU DHABI_ABU DHABI INTERNATIONAL AIRPORT | 2044300 | 2CC | Yes | AUH_E2570S_10128_001001001 | in | On Air | On Air | On Air |  | Nokia | 2G+3G+4G | NSN U900 F1 | NSN L1800 F1 (20MHz) + L800 F1 (15Mhz) |  | 2 |  |  | IIB
| FUJ0631 | New Hatta Hospital | FUJ0631 | FUJ5631 | FUJL0631 |  | NE | 24.8004 | 56.1276 | du | Hospital | IBS | Fujairah | DUBAI_HATTA | 9089100 | 1CC |  | HAT_E4074S_11109_001001001 | in | Locked | On Air | On Air |  | Huawei | 3G+4G | HW U2.1 F2 | HW L1.8 F1 (20M) |  | 1/2 |  |  | MW
| AUH0447 | New Ministry of Interior Building |  | AUH5447 | AUHL0447 |  | AUH | 24.4113 | 54.4649 | ETC | Government | IBS | Abu Dhabi | ABU DHABI_Al Madina Al Riyadiya | 2501700 | 2CC |  | AUH_E2370S_10432_001001001 | in |  | On Air | On Air |  | Nokia | 3G+4G | NSN U900 F1 | NSN L1800 F1 (20MHz) + L800 F1 (15Mhz) |  | 4 |  |  | IIB
| AUH5532F | New Presidential Palace_Ancillary Buildings_PSSA |  | AUH5532F |  |  | AUH | 24.4561 | 54.3096 | ETC | Palace | ATOM | Abu Dhabi | ABU DHABI_Al Ras Al Akhdar | 2500500 |  |  | AUH_E2270G_10174_001001002 | in |  | On Air |  |  | Huawei | 3G | 3G 2100 | [5 empty] | IIB
| AUH0820 | New Presidential Palace_Ancillary_PSPG,PSMA&PPEP |  | AUH5820 | AUHL0820 |  | AUH | 24.4563 | 54.3116 | ETC | Palace | IBS | Abu Dhabi | ABU DHABI_Al Ras Al Akhdar | 2500500 | 1CC |  | AUH_E2270F_10065_001001001 | in |  | On Air | On Air |  | Huawei/Nokia | 3G+4G | HW U2.1 F2 | NSN L18 F1 (20M) |  | 3 |  |  | IIB
| AUH0830 | New Presidential Palace_Ancillary_PSWB,PSGS&PMCG |  | AUH5830 | AUHL0830 |  | AUH | 24.457 | 54.3093 | ETC | Palace | IBS | Abu Dhabi | ABU DHABI_Al Ras Al Akhdar | 2500500 | 2CC |  | AUH_E2270G_10178_001001002 | in |  | On Air | On Air |  | Nokia | 3G+4G | NSN U900 F1 | NSN L1800 F1 (20MHz) + L800 F1 (15Mhz) |  | 6 |  |  | IIB
| AUH0590 | New Presidential Palace_Crowned Prince(PMCW) | AUH0590 | AUH5590 | AUHL0590 |  | AUH | 24.4637 | 54.3018 | ETC | Palace | IBS | Abu Dhabi | ABU DHABI_Al Ras Al Akhdar | 2500500 | 2CC |  | AUH_E2270A_10010_001002003 | in | On Air | On Air | On Air |  | Nokia | 2G+3G+4G | NSN U900 F1 | NSN L1800 F1 (20MHz) + L800 F1 (15Mhz) |  | 8 |  |  | IIB
| AUH0589 | New Presidential Palace_Main Majlis(PMMM) | AUH0589 | AUH5589 | AUHL0589 |  | AUH | 24.4632 | 54.3052 | ETC | Palace | IBS | Abu Dhabi | ABU DHABI_Al Ras Al Akhdar | 2500500 | 2CC |  | AUH_E2270A_10010_001002002 | in | On Air | On Air | On Air |  | Nokia | 2G+3G+4G | NSN U900 F1 | NSN L1800 F1 (20MHz) + L800 F1 (15Mhz) |  | 3 |  |  | IIB
| AUH0694 | New Presidential Palace_Main(PMMB) Left Wing | AUH0694 | AUH5694 | AUHL0694 |  | AUH | 24.4618 | 54.3052 | ETC | Palace | IBS | Abu Dhabi | ABU DHABI_Al Ras Al Akhdar | 2500500 | 2CC |  | AUH_E2270A_10010_001003002 | in | On Air | On Air | On Air |  | Nokia | 2G+3G+4G | NSN U900 F1 | NSN L1800 F1 (20MHz) + L800 F1 (15Mhz) |  | 10 |  |  | IIB
| AUH0695 | New Presidential Palace_Main(PMMB) Right Wing | AUH0695 | AUH5695 | AUHL0695 |  | AUH | 24.4621 | 54.3062 | ETC | Palace | IBS | Abu Dhabi | ABU DHABI_Al Ras Al Akhdar | 2500500 | 2CC |  | AUH_E2270A_10010_001003001 | in | On Air | On Air | On Air |  | Nokia | 2G+3G+4G | NSN U900 F1 | NSN L1800 F1 (20MHz) + L800 F1 (15Mhz) |  | 6 |  |  | IIB
| AUH0587 | New Presidential Palace_Ministry Wing(PMMW)&PPP4 | AUH0587 | AUH5587 | AUHL0587 |  | AUH | 24.4628 | 54.3068 | ETC | Palace | IBS | Abu Dhabi | ABU DHABI_Al Ras Al Akhdar | 2500500 | 2CC |  | AUH_E2270A_10010_001001001 | in | On Air | On Air | On Air |  | Nokia | 2G+3G+4G | NSN U900 F1 | NSN L1800 F1 (20MHz) + L800 F1 (15Mhz) |  | 8 |  |  | IIB
| AUH0592 | New Presidential Palace_Presidential Wing(PMPW) | AUH0592 | AUH5592 | AUHL0592 |  | AUH | 24.465 | 54.3046 | ETC | Palace | IBS | Abu Dhabi | ABU DHABI_Al Ras Al Akhdar | 2500500 | 2CC |  | AUH_E2270A_10010_001002004 | in | On Air | On Air | On Air |  | Nokia | 2G+3G+4G | NSN U900 F1 | NSN L1800 F1 (20MHz) + L800 F1 (15Mhz) |  | 12 |  |  | IIB
| AUH0586 | New Presidential Palace_Supreme Court(PMSC)&PPP3 | AUH0586 | AUH5586 | AUHL0586 |  | AUH | 24.4621 | 54.3039 | ETC | Palace | IBS | Abu Dhabi | ABU DHABI_Al Ras Al Akhdar | 2500500 | 2CC |  | AUH_E2270A_10010_001002001 | in | On Air | On Air | On Air |  | Nokia | 2G+3G+4G | NSN U900 F1 | NSN L1800 F1 (20MHz) + L800 F1 (15Mhz) |  | 8 |  |  | IIB
| AUH0593 | New Presidential Palace_Vice President(PMVW) | AUH0593 | AUH5593 | AUHL0593 |  | AUH | 24.4657 | 54.3076 | ETC | Palace | IBS | Abu Dhabi | ABU DHABI_Al Ras Al Akhdar | 2500500 | 2CC |  | AUH_E2270A_10010_001002005 | in | On Air | On Air | On Air |  | Nokia | 2G+3G+4G | NSN U900 F1 | NSN L1800 F1 (20MHz) + L800 F1 (15Mhz) |  | 6 |  |  | IIB
| AUH0991 | New York University Saadiyat Island_Left Wing |  | AUH5991 | AUHL0991 |  | AUH | 24.5232 | 54.4353 | du | University | IBS | Abu Dhabi | ABU DHABI_SADIYAT ISLAND | 2046700 | 2CC |  | AUH_E2371M_10073_001004001 | in |  | On Air | On Air |  | Nokia | 3G+4G | NSN U900 F1 | NSN L1800 F1 (20MHz) + L800 F1 (15Mhz) |  | 15 |  |  | IIB
| AUH0584 | New York University Saadiyat Island_Right Wing |  | AUH5584 | AUHL0584 |  | AUH | 24.5232 | 54.4353 | du | University | IBS | Abu Dhabi | ABU DHABI_SADIYAT ISLAND | 2046700 | 3CC | Yes | AUH_E2371M_10073_001001002 | in |  | On Air | On Air |  | Nokia | 3G+4G | NSN U900 F1 | NSN L1800 F1/F2 (20+15M) + L800 F1 (15M) |  | 17 |  |  | IIB
| IDX5342 | Nikki Beach Hotel and Resort |  | IDX0342 | IDXL5342 | IDXNR5342 | DXB | 25.2463 | 55.2559 | ETC | Hotel | IBS | Dubai North | DUBAI_JUMEIRA FIRST | 1033200 | 2CC | Yes | DXB_E3179T_10016_001002001 | in |  | On Air | On Air | On Air | Huawei | 3G+4G+5G | HW U2.1 F2 / U900 F1 | HW L1.8 F1/F2 (20+10M) | 1CC | 5/14 | 5/0 | N41 | MW
July 2019 Update | IDX5235 | Nilona Residence |  | IDX0235 | IDXL5235 |  | DXB | 25.096 | 55.3717 | du | Residential | IBS | Dubai South | DUBAI_WADI AL SAFA 5 (DUBAI LAND) | 1064800 | 1CC |  | DXB_E3377F_10477_001002004 | in |  | On Air | On Air |  | Huawei | 3G+4G | HW U2.1 F2 / U900 F1 | HW L1.8 F1 (20M) |  | 1/4 |  |  | IIB
| IDX5719 | NILOOFAR TOWER |  | IDX0719 | IDXL5719 |  | DXB | 25.2295 | 55.3359 | du | Residential | IBS | Dubai North | DUBAI_AL JADAF | 1032600 | 2CC |  | DXB_E3279X_10625_001005003 | in |  | On Air | On Air |  | Huawei | 3G+4G | HW U2.1 F2 / U900 F1 | HW L1.8 F1 (20M) + L800 F1 (15M) |  | 4/4 |  |  | IIB
| DXB0245 | Nissan Showroom Building, Al Ithihad Road, Dubai | DXB0245 | DXB5245 | DXBL0245 |  | DXB | 25.2594 | 55.3329 | du | Commercial | IBS | Dubai North | DUBAI_PORT SAEED | 1012900 | 2CC |  | DXB_E3279N_10938_001003001 | in | Locked | On Air | On Air |  | Huawei | 3G+4G | HW U2.1 F2 / U900 F1 | HW L1.8 F1 (20M) + L800 F1 (15M) |  | 2/2 |  |  | IIB
| AUH0561 | NMC Hospital | AUH0561 | AUH5561 | AUHL0561 |  | AUH | 24.4838 | 54.3611 | du | Hospital | IBS | Abu Dhabi | ABU DHABI_Madinat Zayed(AD) | 2501200 | 2CC |  | AUH_E2271X_10326_001001001 | in | Locked | On Air | On Air |  | Nokia | 3G+4G | NSN U2.1 F1+F2 / U900 F1 | NSN L1800 F1 (20MHz) + L800 F1 (15Mhz) |  | 2 |  |  | IIB
| SHJ0340 | NMC Hospital Sharjah, British Bank Building, King Faisal Street, Shrjah | SHJ0340 | SHJ5340 | SHJL0340 |  | NE | 25.3313 | 55.393 | du | Hospital | IBS | Sharjah | SHARJAH_AL MAZAJ SECOND | 3010700 | 2CC |  | SHJ_E3380Q_10034_001001001 | in | Locked | On Air | On Air |  | Huawei | 3G+4G | HW U2.1 F2 / U900 F1 | HW L1.8 F1 (20M) + L800 F1 (15M) |  | 8 |  |  | IIB
| AUH0880 | NMC Royal Hospital |  | AUH5880 | AUHL0880 |  | AUH | 24.4117 | 54.5709 | du | Hospital | IBS | Abu Dhabi | ABU DHABI_KHALIFA CITY | 2042600 | 1CC |  | AUH_E2470Y_10246_001002001 | in |  | On Air | On Air |  | Huawei/Nokia | 3G+4G | HW U2.1 F2 | NSN L18 F1 (20M) |  | 2 |  |  | IIB
| AAN0018 | NMC Speciality Hospital Al Ain | AAN0018 | AAN5018 | AANL0018 |  | AUH | 24.2303 | 55.7427 | du | Hotel | IBS | Al Ain | ABU DHABI_AL MUTAREDH | 8001500 | 2CC |  | AAN_E3668X_10016_001001002 | in | Locked | On Air | On Air |  | Ericsson | 3G+4G | E/// U900 F1 | E/// L1.8 F1 (20M) + L800 F1 (15M) |  |  |  |  | IIB
| DXB0238 | NMC Specialty Hospital Al Nahda | DXB0238 | DXB5238 | DXBL0238 |  | DXB | 25.29 | 55.3693 | du | Hospital | IBS | Dubai North | DUBAI_AL NAHDA SECOND | 1024100 | 2CC |  | DXB_E3379A_10215_001001001 | in | Locked | On Air | On Air |  | Huawei | 3G+4G | HW U2.1 F2 / U900 F1 | HW L1.8 F1 (20M) + L800 F1 (15M) |  | 2/2 |  |  | IIB
Decomm | AUH0490 | NMC Trading |  | 0.Decomm | 0.Decomm |  | AUH | 24.5229 | 54.3655 | du | Commercial | IBS | Abu Dhabi | ABU DHABI_Al Meena | 2500001 |  |  |  | OUT | [12 empty] | MW
Decomm | AUH5812D | Nokia Small Cell _Western Hotel Madinat Zayed_1F |  | 0.Decomm |  |  | AUH | 23.6719 | 53.6991 | ETC | Residential | IBS | Abu Dhabi | ABU DHABI_MADINAT ZAYED(WR) | 2031200 |  |  | AUH_E1562Y_10619_001001001 | OUT | [12 empty] | IIB
| AUH5812C | Nokia Small Cell _Western Hotel Madinat Zayed_GF |  | AUH5812C | AUHL0812III |  | AUH | 23.6719 | 53.6991 | ETC | Residential | IBS | Abu Dhabi | ABU DHABI_MADINAT ZAYED(WR) | 2031200 | 1CC |  | AUH_E1562Y_10619_001001002 | in |  | On Air | On Air |  | Nokia | 3G+4G | NSN U900 F1 | NSN L800 F1 (15Mhz) |  | 1 |  |  | IIB
| FUJ0608 | Nour Arjaan by Rotana |  | FUJ5608 | FUJL0608 |  | NE | 25.1225 | 56.3271 | du | Hotel | IBS | fujairah | FUJAIRAH_AL MUDHANNAB - Town Center | 6081203 | 2CC |  | FJR_E4277D_10456_001001001 | in |  | On Air | On Air |  | Huawei | 3G+4G | HW U2.1 F2 / U900 F1 | HW L1.8 F1 (20M) + L800 F1 (15M) |  | 9 |  |  | IIB
Mar 2019 Update | DXB0090 | Novotel | DXB0090 | DXB5090 | DXBL0090 |  | DXB | 25.2214 | 55.2887 | du | Hotel | IBS | Dubai North | DUBAI_TRADE CENTER SECOND | 1033600 | 2CC |  | DXB_E3279V_11024_001001001 | in | Locked | On Air | On Air |  | Huawei | 3G+4G | HW U2.1 F2 / U900 F1 | HW L1.8 F1 (20M) + L800 F1 (15M) |  | 4/4 |  |  | IIB
| DXB0629 | Novotel Al Barsha - Hotel | DXB0629 | DXB5629 | DXBL0629 |  | DXB | 25.1126 | 55.1886 | ETC | Hotel | IBS | Dubai South | DUBAI_AL BARSHA FIRST | 1037300 | 1CC |  | DXB_E3177B_10573_001029008 | in | Locked | On Air | On Air |  | Huawei | 3G+4G | HW U2.1 F2 | HW L1.8 F1 (20M) |  | 6/6 |  |  | IIB
| DXB0955 | Novotel Al Barsha - Offices | DXB0955 | DXB5955 | DXBL0955 |  | DXB | 25.1126 | 55.1886 | ETC | Commercial | IBS | Dubai South | DUBAI_AL BARSHA FIRST | 1037300 | 2CC |  | DXB_E3177B_10573_001029007 | in | Locked | On Air | On Air |  | Huawei | 3G+4G | HW U2.1 F2 / U900 F1 | HW L1.8 F1 (20M) + L800 F1 (15M) |  | 9 |  |  | IIB
Mar 2019 Update | DXB0952 | Novotel Al Barsha - Residences | DXB0952 | DXB5952 | DXBL0952 |  | DXB | 25.1126 | 55.1886 | ETC | Residential | IBS | Dubai South | DUBAI_AL BARSHA FIRST | 1037300 | 1CC |  | DXB_E3177B_10573_001029006 | in | Locked | On Air | On Air |  | Huawei | 3G+4G | HW U2.1 F2 | HW L1.8 F1 (20M) |  | 4/8 |  |  | IIB
| FUJ0626 | Novotel and Ibis Hotel FUJAIRAH | FUJ0626 | FUJ5626 | FUJL0626 |  | NE | 25.1214 | 56.3244 | du | Hotel | IBS | Fujairah | FUJAIRAH_INDUSTRIAL AREA | 6081000 | 1CC |  | FJR_E4277D_10452_001002001 | in | Locked | On Air | On Air |  | Huawei | 3G+4G | HW U2.1 F2 | HW L1.8 F1 (20M) |  | 3/6 |  |  | IIB
| DXB0077 | Number One Tower Suites | DXB0077 | DXB5077 | DXBL0077 |  | DXB | 25.2106 | 55.2734 | du | Hotel | IBS | Dubai North | DUBAI_TRADE CENTER FIRST | 1033500 | 2CC |  | DXB_E3278A_10568_001023001 | in | Locked | On Air | On Air |  | Huawei | 3G+4G | HW U2.1 F2 / U900 F1 | HW L1.8 F1 (20M) + L800 F1 (15M) |  | 4/4 |  |  | IIB
Jan 2019 Update | DXB0683 | O14 Tower at Business Bay | DXB0683 | DXB5683 | DXBL0683 | DXBNR0683 | DXB | 25.1809 | 55.2697 | du | Commercial | IBS | Dubai North | DUBAI_BURJ KHALIFA (BUSINESS BAY) | 1034500 | 2CC |  | DXB_E3278F_10357_001014004 | in | Locked | On Air | On Air | On Air | Huawei | 3G+4G+5G | HW U2.1 F2 / U900 F1 | HW L1.8 F1 (20M) + L800 F1 (15M) | 1CC | 6 | 2/0 | N41 | IIB
Sep 2019 Update | DXB0990 | Oakwood Residency | DXB0990 | DXB5990 | DXBL0990 |  | DXB | 25.0401 | 55.1926 | du | Residential | IBS | Dubai South | DUBAI_MEAISEM FIRST (JUMEIRAH GOLF ESTATE) | 1068500 | 2CC |  | DXB_E3177V_10913_001004010 | in | Locked | On Air | On Air |  | Huawei | 3G+4G | HW U2.1 F2 / U900 F1 | HW L1.8 F1 (20M) + L800 F1 (15M) |  | 6 |  |  | IIB
| DXB0745 | Oasis Mall @ SZR | DXB0745 | DXB5745 | DXBL0745 | DXBNR0745 | DXB | 25.1696 | 55.2416 | du | Mall | IBS | Dubai South | DUBAI_AL QOUZ FIRST (AL QUOZ FIRST) | 1035400 | 3CC |  | DXB_E3178N_12099_001001001 | in | Locked | On Air | On Air | On Air | Huawei | 3G+4G+5G | HW U2.1 F2 / U900 F1 | HW L1.8 F1/F2 (20+10M) + L800 F1 (15M) | 1CC | 12/8 | 4/0 | N41 | IIB
| AAN0029 | Oasis Mall Al Ain |  | AAN5029 | AANL0029 |  | AUH | 24.2634 | 55.7661 | ETC | Mall | IBS | Al Ain | ABU DHABI_AL QATTARA | 8000400 | 2CC |  | AAN_E3668T_10004_001001001 | in |  | On Air | On Air |  | Ericsson | 3G+4G | HW U2.1 F1+F2 | E/// L1.8 F1 (20M) + L800 F1 (15M) |  |  |  |  | IIB
| RAK0533 | Obaidalla Hospital | RAK0533 | RAK5533 | RAKL0533 |  | NE | 25.7967 | 55.9828 | du | Hospital | IBS | Ras Al Khaimah | RAS AL-KHAIMAH_AL ARAIBI | 7020900 | 2CC |  | RKT_E3985Q_10009_001001002 | in | Locked | On Air | On Air |  | Huawei | 3G+4G | HW U2.1 F2 / U900 F1 | HW L1.8 F1 (20M) + L800 F1 (15M) |  | 2/2 |  |  | IIB
| DXB0575 | Oberoi Center Hotel Tower @ BB | DXB0575 | DXB5575 | DXBL0575 | DXBNR0575 | DXB | 25.1862 | 55.2635 | du | Hotel | IBS | Dubai North | DUBAI_BURJ KHALIFA (BUSINESS BAY) | 1034500 | 2CC |  | DXB_E3278F_10400_001011005 | in | Locked | On Air | On Air | On Air | Huawei | 3G+4G+5G | HW U2.1 F2 | HW L1.8 F1/F2 (20+10M) | 1CC | 3/5 | 3/0 | N41 | IIB
| DXB0612 | Oberoi Center Office Tower @ BB | DXB0612 | DXB5612 | DXBL0612 | DXBNR0612 | DXB | 25.1862 | 55.2635 | du | Commercial | IBS | Dubai North | DUBAI_BURJ KHALIFA (BUSINESS BAY) | 1034500 | 2CC |  | DXB_E3278F_10609_001002006 | in | Locked | On Air | On Air | On Air | Huawei | 3G+4G+5G | HW U2.1 F2 / U900 F1 | HW L1.8 F1 (20M) + L800 F1 (15M) | 1CC | 10 | 3/0 | N41 | IIB
| DXB0743 | Oceana Hotel - Palm Jumeirah |  | DXB5743 | DXBL0743 |  | DXB | 25.1106 | 55.1366 | du | Hotel | IBS | Dubai South | DUBAI_NAKHLAT JUMEIRA (THE PALM JUMEIRAH) | 1038100 | 2CC | Yes | DXB_E3077D_10212_001003002 | in |  | On Air | On Air |  | Huawei | 3G+4G | HW U2.1 F2 / U900 F1 | HW L1.8 F1 (20M) + L800 F1 (15M) |  | 8/14 |  |  | IIB
Mar 2019 Update | DXB0420 | Oceana Residential Building 1 - Palm Jumeirah | DXB0420 | DXB5420 | DXBL0420 |  | DXB | 25.1106 | 55.1359 | ETC | Residential | IBS | Dubai South | DUBAI_NAKHLAT JUMEIRA (THE PALM JUMEIRAH) | 1038100 | 2CC |  | DXB_E3077D_11109_001002005 | in | Locked | On Air | On Air |  | Huawei | 3G+4G | HW U2.1 F2 / U900 F1 | HW L1.8 F1 (20M) + L800 F1 (15M) |  | 12 |  |  | IIB
Feb 2019 Update | DXB0431 | Oceana Residential Building 2 - Palm Jumeirah | DXB0431 | DXB5431 | DXBL0431 |  | DXB | 25.1113 | 55.1366 | ETC | Residential | IBS | Dubai South | DUBAI_NAKHLAT JUMEIRA (THE PALM JUMEIRAH) | 1038100 | 2CC |  | DXB_E3077D_11110_001001003 | in | Locked | On Air | On Air |  | Huawei | 3G+4G | HW U2.1 F2 / U900 F1 | HW L1.8 F1 (20M) + L800 F1 (15M) |  | 10 |  |  | IIB
Mar 2019 Update | DXB0433 | Oceana Residential Building 3 - Palm Jumeirah | DXB0433 | DXB5433 | DXBL0433 |  | DXB | 25.1106 | 55.1376 | ETC | Residential | IBS | Dubai South | DUBAI_NAKHLAT JUMEIRA (THE PALM JUMEIRAH) | 1038100 | 2CC |  | DXB_E3077D_11112_001001003 | in | Locked | On Air | On Air |  | Huawei | 3G+4G | HW U2.1 F2 / U900 F1 | HW L1.8 F1 (20M) + L800 F1 (15M) |  | 12 |  |  | IIB
Feb 2019 Update | DXB0441 | Oceana Residential Building 4 - Palm Jumeirah | DXB0441 | DXB5441 | DXBL0441 |  | DXB | 25.1114 | 55.1376 | ETC | Residential | IBS | Dubai South | DUBAI_NAKHLAT JUMEIRA (THE PALM JUMEIRAH) | 1038100 | 1CC |  | DXB_E3077D_11111_001001003 | in | Locked | On Air | On Air |  | Huawei | 3G+4G | HW U2.1 F2 | HW L1.8 F1 (20M) |  | 6 |  |  | IIB
| DXB0174 | Oceanic Heights - Dubai Marina | DXB0174 | DXB5174 | DXBL0174 |  | DXB | 25.0905 | 55.1487 | ETC | Residential | IBS | Dubai South | DUBAI_MARSA DUBAI | 1039200 | 3CC |  | DXB_E3077J_10429_001004009 | in | Locked | On Air | On Air |  | Huawei | 3G+4G | HW U2.1 F2 | HW L1.8 F1/F2 (20+10M) + L800 F1 (15M) |  | 8/22 |  |  | IIB
| DXB0173 | Office Park Building | DXB0173 | DXB5173 | DXBL0173 | DXBNR0173 | DXB | 25.1051 | 55.1682 | du | Commercial | IBS | Dubai South | DUBAI_AL SAFOUH SECOND | 1038200 | 2CC |  | DXB_E3177F_10108_001005010 | in | Locked | On Air | On Air | On Air | Huawei | 3G+4G+5G | HW U2.1 F2 / U900 F1 | HW L1.8 F1 (20M) + L800 F1 (15M) | 1CC | 9 | 3/0 | N41 | IIB
Sep 2019 Update | DXB0466 | OFIS/Betterlife | DXB0466 | DXB5466 | DXBL0466 |  | DXB | 25.2458 | 55.3117 | du | Commercial | IBS | Dubai North | DUBAI_AL KARAMA | 1031800 | 2CC |  | DXB_E3279R_11451_001003002 | in | Locked | On Air | On Air |  | Huawei | 3G+4G | HW U2.1 F2 / U900 F1 | HW L1.8 F1 (20M) + L800 F1 (15M) |  | 2/2 |  |  | IIB
| AUH0900 | Old Presidential Palace | AUH0900 | AUH5900 | AUHL0900 |  | AUH | 24.4525 | 54.311 | ETC | Government | IBS | Abu Dhabi | ABU DHABI_Al Ras Al Akhdar | 2500500 | 1CC |  | AUH_E2270G_10198_001001001 | in | On Air | On Air | On Air |  | Huawei/Nokia | 2G+3G+4G | HW U2.1 F2 | NSN L18 F1 (20M) |  | 2 |  |  | MW
| IDX5399 | OMNICOM MEDIA GROUP DUBAI (OMD &PHD) |  | IDX0399 | IDXL5399 |  | DXB | 25.0959 | 55.1565 | du | Commercial | IBS | Dubai South | DUBAI_AL SAFOUH SECOND | 1038200 | 2CC |  | DXB_E3077J_10013_001004001 | in |  | On Air | On Air |  | Huawei | 3G+4G | HW U2.1 F2 / U900 F1 | HW L1.8 F1 (20M) + L800 F1 (15M) |  | 2/2 |  |  | IIB
| DXB0475 | Omniya Tower - One Business Bay |  | DXB5475 | DXBL0475 | DXBNR0475 | DXB | 25.1879 | 55.2618 | ETC | Commercial | IBS | Dubai North | DUBAI_BURJ KHALIFA (BUSINESS BAY) | 1034500 | 2CC |  | DXB_E3177F_10922_001002002 | in |  | On Air | On Air | On Air | Huawei | 3G+4G+5G | HW U2.1 F2 / U900 F1 | HW L1.8 F1 (20M) + L800 F1 (15M) | 1CC | 6 | 2/0 | N41 | IIB
| IDX5566 | One JLT Tower |  | IDX0566 | IDXL5566 | IDXNR5566 | DXB | 25.0724 | 55.1451 | ETC | Commercial | IBS | Dubai South | DUBAI_Jumeirah Lakes Towers (JLT) | 1039301 | 2CC |  | DXB_E3077N_10404_001003011 | in |  | On Air | On Air | On Air | Huawei | 3G+4G+5G | HW U2.1 F2 / U900 F1 | HW L1.8 F1 (20M) + L800 F1 (15M) | 1CC | 3 | 1/0 | N41 | IIB
| DXB0574 | Opal Tower @ BB | DXB0574 | DXB5574 | DXBL0574 | DXBNR0574 | DXB | 25.1857 | 55.2757 | du | Commercial | IBS | Dubai North | DUBAI_BURJ KHALIFA (BUSINESS BAY) | 1034500 | 1CC |  | DXB_E3278F_10533_001018011 | in | Locked | On Air | On Air | On Air | Huawei | 3G+4G+5G | HW U2.1 F2 | HW L1.8 F1 (20M) | 1CC | 3/5 | 3/0 | N41 | IIB
| IDX5147 | Opera House at Old Town Burj Khalifa_Common Area |  | IDX0147 | IDXL5147 | IDXNR5147 | DXB | 25.1956 | 55.2716 | du |  | IBS | Dubai North | DUBAI_BURJ KHALIFA (BUSINESS BAY) | 1034500 | 2CC | Yes | DXB_E3278F_10657_001003005 | in |  | On Air | On Air | On Air | Huawei | 3G+4G+5G | HW U2.1 F2 / U900 F1 | HW L1.8 F1/F2 (20+10M) | 1CC | 2/4 | 2/0 | N41 | IIB
Jan 2022 update | IDX5148 | Opera House at Old Town Burj Khalifa_Plaza Area |  | IDX0148 | IDXL5148 | IDXNR5148 | DXB | 25.1952 | 55.2709 | du | Grand Stand | IBS | Dubai North | DUBAI_BURJ KHALIFA (BUSINESS BAY) | 1034500 | 3CC | Yes | DXB_E3278F_10657_001003006 | in |  | On Air | On Air | On Air | Huawei | 3G+4G+5G | HW U2.1 F2 / U900 F1 | HW L1.8 F1/F2 (20+10M) + L800 F1 (15M) | 1CC | 6/10 | 3/0 | N41 | IIB
Jan 2022 update | IDX5146 | Opera House at Old Town Burj Khalifa_Stage Area |  | IDX0146 | IDXL5146 | IDXNR5146 | DXB | 25.1952 | 55.2709 | du | Grand Stand | IBS | Dubai North | DUBAI_BURJ KHALIFA (BUSINESS BAY) | 1034500 | 2CC | Yes | DXB_E3278F_10657_001003004 | in |  | On Air | On Air | On Air | Huawei | 3G+4G+5G | HW U2.1 F2 / U900 F1 | HW L1.8 F1/F2 (20+10M) | 1CC | 1/2 | 1/0 | N41 | IIB
Sep 2019 Update | DXB0190 | Oracle | DXB0190 | DXB5190 | DXBL0190 |  | DXB | 25.0978 | 55.1639 | du | Commercial | IBS | Dubai South | DUBAI_AL SAFOUH SECOND | 1038200 | 2CC |  | DXB_E3077J_10155_001009001 | in | Locked | On Air | On Air |  | Huawei | 3G+4G | HW U2.1 F2 / U900 F1 | HW L1.8 F1 (20M) + L800 F1 (15M) |  | 4 |  |  | dufix
| IDX5764 | Orthopedic Specialty Hospital DHCC |  | IDX0764 | IDXL5764 |  | DXB | 25.232 | 55.3177 | du | Hospital | IBS | Dubai North | DUBAI_UMM HURAIR SECOND | 1031500 | 2CC |  | DXB_E3279W_10016_001002002 | in |  | On Air | On Air |  | Huawei | 3G+4G | HW U2.1 F2 / U900 F1 | HW L1.8 F1 (20M) + L800 F1 (15M) |  | 3 |  |  | IIB
| AUH0407 | Oryx Hotel | AUH0407 | AUH5407 | AUHL0407 |  | AUH | 24.4693 | 54.3408 | du | Hotel | IBS | Abu Dhabi | ABU DHABI_Al Khalidiya | 2501300 | 2CC |  | AUH_E2270C_10584_001001001 | in | Locked | On Air | On Air |  | Nokia | 3G+4G | NSN U900 F1 | NSN L1800 F1 (20MHz) + L800 F1 (15Mhz) |  | 3 |  |  | MW
July 2019 Update | IDX5108 | Ossaimi Apartments Palm Jumeirah |  | IDX0108 | IDXL5108 |  | DXB | 25.1402 | 55.1373 | du | Hotel | IBS | Dubai South | DUBAI_NAKHLAT JUMEIRA (THE PALM JUMEIRAH) | 1038100 | 2CC |  | DXB_E3078X_10518_001003001 | in |  | On Air | On Air |  | Huawei | 3G+4G | HW U2.1 F2 / U900 F1 | HW L1.8 F1 (20M) + L800 F1 (15M) |  | 6/8 |  |  | IIB
Decomm | IDX5128 | Ossaimi Beach Resort Palm Jumeirah |  | 0.Decomm | 0.Decomm |  | DXB | 25.1401 | 55.1389 | du | Hotel | IBS | Dubai South | DUBAI_NAKHLAT JUMEIRA (THE PALM JUMEIRAH) | 1038100 | 2CC |  | DXB_E3078X_10518_001001005 | OUT | [12 empty] | IIB
| DXB0758 | Ottoman Palace (aka. Zabeel Saray Hotel) | DXB0758 | DXB5758 | DXBL0758 |  | DXB | 25.0986 | 55.1236 | ETC | Hotel | IBS | Dubai South | DUBAI_NAKHLAT JUMEIRA (THE PALM JUMEIRAH) | 1038100 | 2CC |  | DXB_E3077H_10011_001002009 | in | Locked | On Air | On Air |  | Huawei | 3G+4G | HW U2.1 F2 | HW L1.8 F1 (20M) + L800 F1 (15M) |  | 8/6 |  |  | IIB
| IDX5784 | Oxford Building @ JVC |  | IDX0784 | IDXL5784 |  | DXB | 25.0461 | 55.2037 | du | Residential | IBS | Dubai South | DUBAI_AL BARSHA SOUTH FOURTH (JUMEIRAH VILLAGE SOUTH) | 1068100 | 2CC |  | DXB_E3177V_11087_001007002 | in |  | On Air | On Air |  | Huawei | 3G+4G | HW U2.1 F2 / U900 F1 | HW L1.8 F1 (20M) + L800 F1 (15M) |  | 3 |  |  | IIB
| DXB0125 | Oxford Tower @ BB |  | DXB5125 | DXBL0125 |  | DXB | 25.1773 | 55.273 | du | Commercial | IBS | Dubai North | DUBAI_BURJ KHALIFA (BUSINESS BAY) | 1034500 | 2CC |  | DXB_E3278K_10193_001003013 | in |  | On Air | On Air |  | Huawei | 3G+4G | HW U2.1 F2 / U900 F1 | HW L1.8 F1 (20M) + L800 F1 (15M) |  | 6 |  |  | IIB
| RAK0545 | Pacific Towers – Block A & B |  | RAK5545 | RAKL0545 | RAKNR0545 | NE | 25.6871 | 55.7325 | du | Hotel | IBS | Ras Al Khaimah | RAS AL-KHAIMAH_JAZEERA NAD AL SILI | 7060200 | 2CC |  | RKT_E3684X_10005_001002001 | in |  | On Air | On Air | On Air | Huawei | 3G+4G | HW U2.1 F2 / U900 F1 | HW L1.8 F1 (20M) + L800 F1 (15M) | 1CC | 13 | 4 | N41 | IIB
| RAK0546 | Pacific Towers – Block C & E |  | RAK5546 | RAKL0546 |  | NE | 25.6867 | 55.7326 | du | Hotel | IBS | Ras Al Khaimah | RAS AL-KHAIMAH_JAZEERA NAD AL SILI | 7060200 | 2CC |  | RKT_E3684X_10003_001002001 | in |  | On Air | On Air |  | Huawei | 3G+4G | HW U2.1 F2 / U900 F1 | HW L1.8 F1 (20M) + L800 F1 (15M) |  | 6 |  |  | IIB
| RAK0547 | Pacific Towers – Block D |  | RAK5547 | RAKL0547 |  | NE | 25.6862 | 55.7323 | du | Hotel | IBS | Ras Al Khaimah | RAS AL-KHAIMAH_JAZEERA NAD AL SILI | 7060200 | 2CC |  | RKT_E3684X_10002_001002001 | in |  | On Air | On Air |  | Huawei | 3G+4G | HW U2.1 F2 / U900 F1 | HW L1.8 F1 (20M) + L800 F1 (15M) |  | 3 |  |  | IIB
| RAK0548 | Pacific Towers – Block F |  | RAK5548 | RAKL0548 |  | NE | 25.6866 | 55.7331 | du | Hotel | IBS | Ras Al Khaimah | RAS AL-KHAIMAH_JAZEERA NAD AL SILI | 7060200 | 2CC |  | RKT_E3684X_10001_001002001 | in |  | On Air | On Air |  | Huawei | 3G+4G | HW U2.1 F2 / U900 F1 | HW L1.8 F1 (20M) + L800 F1 (15M) |  | 3 |  |  | IIB
| IDX5034 | Palazzo Versace | IDX5034 | IDX0034 | IDXL5034 | IDXNR5034 | DXB | 25.2273 | 55.3419 | du | Hotel | IBS | Dubai North | DUBAI_AL JADAF | 1032600 | 4CC |  | DXB_E3279X_10616_001003004 | in | Locked | On Air | On Air | On Air | Huawei | 3G+4G+5G | HW U2.1 F2 / U900 F1 | HW L1.8 F1/F2 (20+10M) + L800 F1 (15M) +L21 (15M) | 1CC | 18/12 | 6/0 | N41 | IIB
Jan 2021 update | DXB0566 | Palm Jumairah crecent Tunnel | DXB0566 | DXB5566 | DXBL0566 | DXBNR0566 | DXB | 25.1279 | 55.121 | du | Tunnel | IBS | Dubai South | DUBAI_NAKHLAT JUMEIRA (THE PALM JUMEIRAH) | 1038100 | 2CC |  | DXB_E3078W_10115_001002001 | in | On Air | On Air | On Air | On Air | Huawei | 2G+3G+4G+5G | HW U2.1 F2 | HW L1.8 F1/F2 (20+10M) | 1CC | 8 | 2/0 | N41 | IIB
| DXB0769 | Palm Strip Mall | DXB0769 | DXB5769 | DXBL0769 |  | DXB | 25.234 | 55.2644 | du | Mall | IBS | Dubai North | DUBAI_JUMEIRA FIRST | 1033200 | 2CC |  | DXB_E3279P_11483_001001001 | in | Locked | On Air | On Air |  | Huawei | 3G+4G | HW U2.1 F2 / U900 F1 | HW L1.8 F1 (20M) + L800 F1 (15M) |  | 3 |  |  | IIB
Dec 2020 update | SHJ0036 | Palm Tower 2 | SHJ0036 | SHJ5036 | SHJL0036 |  | NE | 25.3296 | 55.3754 | ETC | Residential | IBS | Sharjah | SHARJAH_AL MAZAJ THIRD | 3010500 | 1CC |  | SHJ_E3380P_10007_001003001 | in | Locked | On Air | On Air |  | Huawei | 3G+4G | HW U2.1 F2 / U900 F1 | HW L1.8 F1 (20M) |  | 2/4 |  |  | IIB
| AJM0930 | Paradise lake tower B-05 |  | AJM5930 | AJML0930 |  | NE | 25.3912 | 55.5752 | du | Residential | IBS | Ajman | AJMAN_AAMRA | 4004300 | 2CC |  | AJM_E3580A_10158_001031003 | in |  | On Air | On Air |  | Huawei | 3G+4G | HW U2.1 F2 / U900 F1 | HW L1.8 F1/F2 (20+10M) |  | 2/4 |  |  | IIB
| AJM0931 | Paradise lake tower B-06 |  | AJM5931 | AJML0931 | AJMNR0931 | NE | 25.3916 | 55.5754 | du | Residential | IBS | Ajman | AJMAN_AAMRA | 4004300 | 2CC |  | AJM_E3580A_10345_001010016 | in |  | On Air | On Air | On Air | Huawei | 3G+4G+5G | HW U2.1 F2 / U900 F1 | HW L1.8 F1/F2 (20+10M) | 1CC | 2/4 | 2/0 | N41 | IIB
| AJM0932 | Paradise lake tower B-09 |  | AJM5932 | AJML0932 |  | NE | 25.3928 | 55.5761 | du | Residential | IBS | Ajman | AJMAN_AAMRA | 4004300 | 2CC |  | AJM_E3580A_10278_001007016 | in |  | On Air | On Air |  | Huawei | 3G+4G | HW U2.1 F2 / U900 F1 | HW L1.8 F1/F2 (20+10M) |  | 3/6 |  |  | IIB
| DXB0247 | Park Central Business Bay |  | DXB5247 | DXBL0247 |  | DXB | 25.179 | 55.271 | du | Residential | IBS | Dubai North | DUBAI_BURJ KHALIFA (BUSINESS BAY) | 1034500 | 2CC |  | DXB_E3278K_10188_001003029 | in |  | On Air | On Air |  | Huawei | 3G+4G | HW U2.1 F2 | HW L1.8 F1 (20M) + L800 F1 (15M) |  | 6 |  |  | IIB
| AUH0829 | Park Hyatt Abu Dhabi | AUH0829 | AUH5829 | AUHL0829 | AUHNR0829 | AUH | 24.545 | 54.4349 | ETC | Hotel | IBS | Abu Dhabi | ABU DHABI_SADIYAT ISLAND | 2046700 | 2CC |  | AUH_E2371H_10124_001001001 | in | On Air | On Air | On Air | On Air | Huawei/Nokia | 2G+3G+4G+5G | HW U2.1 F1+F2 | NSN L18 F1/F2 (20+15M) | 1CC | 8 | 4 | N41 | MW
| DXB0380 | Park Hyatt Hotel Garhoud | DXB0380 | DXB5380 | DXBL0380 |  | DXB | 25.2443 | 55.3323 | du | Hotel | IBS | Dubai North | DUBAI_PORT SAEED | 1012900 | 1CC |  | DXB_E3279S_10301_001001002 | in | Locked | On Air | On Air |  | Huawei | 3G+4G | HW U2.1 F2 | HW L1.8 F1 (20M) |  | 4/5 |  |  | IIB
Mar 2019 Update | IDX5218 | Park Inn by Radisson Hotel Apartments Al Rigga | IDX5218 | IDX0218 | IDXL5218 |  | DXB | 25.2586 | 55.3224 | du | Hotel | IBS | Dubai North | DUBAI_RIGGAT AL BUTEEN | 1012500 | 1CC |  | DXB_E3279N_11653_001001001 | in | Locked | On Air | On Air |  | Huawei | 3G+4G | HW U2.1 F2 | HW L1.8 F1 (20M) |  | 1/2 |  |  | MW
| AUH0604 | Park Inn Hotel (H1) - Yas Island | AUH0604 | AUH5604 | AUHL0604 |  | AUH | 24.4678 | 54.598 | ETC | Hotel | IBS | Abu Dhabi | ABU DHABI_YAS ISLAND | 2004600 | 1CC |  | AUH_E2570A_10003_001001001 | in | Locked | On Air | On Air |  | Huawei/Nokia | 3G+4G | HW U2.1 F2 | NSN L18 F1 (20M) |  | 1 |  |  | IIB
| IDX5662 | Park Island - Blakely Tower |  | IDX0662 | IDXL5662 |  | DXB | 25.0828 | 55.1421 | du | Residential | IBS | Dubai South | DUBAI_MARSA DUBAI | 1039200 | 2CC |  | DXB_E3077N_10210_001004010 | in |  | On Air | On Air |  | Huawei | 3G+4G | HW U2.1 F2 / U900 F1 | HW L1.8 F1 (20M) + L800 F1 (15M) |  | 6 |  |  | IIB
| IDX5664 | Park Island - Bonaire |  | IDX0664 | IDXL5664 |  | DXB | 25.0822 | 55.1425 | du | Residential | IBS | Dubai South | DUBAI_MARSA DUBAI | 1039200 | 2CC |  | DXB_E3077N_10211_001003003 | in |  | On Air | On Air |  | Huawei | 3G+4G | HW U2.1 F2 / U900 F1 | HW L1.8 F1 (20M) + L800 F1 (15M) |  | 4/4 |  |  | IIB
| IDX5663 | Park Island - FairField |  | IDX0663 | IDXL5663 |  | DXB | 25.0818 | 55.1419 | du | Residential | IBS | Dubai South | DUBAI_MARSA DUBAI | 1039200 | 2CC |  | DXB_E3077N_10212_001004008 | in |  | On Air | On Air |  | Huawei | 3G+4G | HW U2.1 F2 / U900 F1 | HW L1.8 F1 (20M) + L800 F1 (15M) |  | 4/4 |  |  | IIB
| IDX5661 | Park Island - Sanibel Tower |  | IDX0661 | IDXL5661 |  | DXB | 25.0818 | 55.1413 | du | Residential | IBS | Dubai South | DUBAI_MARSA DUBAI | 1039200 | 2CC |  | DXB_E3077N_10213_001003007 | in |  | On Air | On Air |  | Huawei | 3G+4G | HW U2.1 F2 / U900 F1 | HW L1.8 F1 (20M) + L800 F1 (15M) |  | 4/4 |  |  | IIB
| AUH0776 | Park Rotana Complex Hotel Building | AUH0776 | AUH5776 | AUHL0776 |  | AUH | 24.4241 | 54.4731 | ETC | Hotel | IBS | Abu Dhabi | ABU DHABI_Al Matar | 2501600 | 2CC |  | AUH_E2370T_10284_001011009 | in | Locked | On Air | On Air |  | Nokia | 3G+4G | NSN U900 F1 | NSN L1800 F1 (20MHz) + L800 F1 (15Mhz) |  | 6 |  |  | IIB
| AUH0713 | Park Rotana Complex Office Building | AUH0713 | AUH5713 | AUHL0713 |  | AUH | 24.4254 | 54.4725 | ETC | Commercial | IBS | Abu Dhabi | ABU DHABI_Al Matar | 2501600 | 3CC |  | AUH_E2370T_10284_001001003 | in | Locked | On Air | On Air |  | Nokia | 3G+4G | NSN U900 F1 | NSN L1800 F1/F2 (20+10M) + L800 F1 (15M) |  | 4 |  |  | IIB
| AUH0778 | Park Rotana Complex Rented Apartments | AUH0778 | AUH5778 | AUHL0778 |  | AUH | 24.423 | 54.4733 | ETC | Residential | IBS | Abu Dhabi | ABU DHABI_Al Matar | 2501600 | 2CC |  | AUH_E2370T_10543_001001001 | in | Locked | On Air | On Air |  | Nokia | 3G+4G | NSN U900 F1 | NSN L18 F1/F2 (20+15M) |  | 7 |  |  | IIB
| AUH0777 | Park Rotana Complex Service Apartments | AUH0777 | AUH5777 | AUHL0777 |  | AUH | 24.4237 | 54.4736 | ETC | Hotel | IBS | Abu Dhabi | ABU DHABI_Al Matar | 2501600 | 2CC |  | AUH_E2370T_10542_001003001 | in | Locked | On Air | On Air |  | Nokia | 3G+4G | NSN U900 F1 | NSN L1800 F1 (20MHz) + L800 F1 (15Mhz) |  | 4 |  |  | IIB
| DXB0391 | Park Tower 1 | DXB0391 | DXB5391 | DXBL0391 | DXBNR0391 | DXB | 25.2097 | 55.279 | du | Commercial | IBS | Dubai North | DUBAI_ZAABEEL SECOND | 1033700 | 2CC |  | DXB_E3278A_11526_001005017 | in | On Air | On Air | On Air | On Air | Huawei | 2G+3G+4G+5G | HW U2.1 F2 / U900 F1 | HW L1.8 F1 (20M) + L800 F1 (15M) | 1CC | 15 | 5/0 | N41 | IIB
Jan 2019 Update | DXB0392 | Park Tower 2 | DXB0392 | DXB5392 | DXBL0392 |  | DXB | 25.2091 | 55.2785 | du | Commercial | IBS | Dubai North | DUBAI_ZAABEEL SECOND | 1033700 | 2CC |  | DXB_E3278A_11526_001014011 | in | Locked | On Air | On Air |  | Huawei | 3G+4G | HW U2.1 F2 / U900 F1 | HW L1.8 F1 (20M) + L800 F1 (15M) |  | 8 |  |  | IIB
| DXB0161 | Passenger Terminal (Dubai World Central) | DXB0161 | DXB5161 | DXBL0161 |  | DXB | 24.8858 | 55.1589 | ETC | Airport | IBS | Dubai South | DUBAI_MADINAT AL MATAAR | 1052100 | 1CC |  | DXB_E3075T_10037_001002001 | in | Locked | On Air | On Air |  | Huawei | 3G+4G | HW U2.1 F1+F2 | HW L1.8 F1 (20M) |  | 4/3 |  |  | IIB
Decomm | DXB0161 | Passenger Terminal (Dubai World Central) |  | 0.Decomm |  |  | DXB | 24.8858 | 55.1589 | ETC | Airport | IBS | Dubai South | DUBAI_MADINAT AL MATAAR | 1052100 |  |  | DXB_E3075T_10037_001002001 | OUT |  |  |  |  | Huawei | 3G | 3G 2100 |  |  | 2 |  |  | IIB
Decomm | DXB0161 | Passenger Terminal (Dubai World Central) |  | 0.Decomm |  |  | DXB | 24.8858 | 55.1589 | ETC | Airport | IBS | Dubai South | DUBAI_MADINAT AL MATAAR | 1052100 |  |  | DXB_E3075T_10037_001002001 | OUT | [12 empty] | IIB
| DXB0762 | Pearl Continental Hotel | DXB0762 | DXB5762 | DXBL0762 |  | DXB | 25.1108 | 55.1797 | du | Hotel | IBS | Dubai South | DUBAI_AL SAFOUH FIRST | 1037200 | 2CC |  | DXB_E3177A_10005_001018002 | in | Locked | On Air | On Air |  | Huawei | 3G+4G | HW U2.1 F2 / U900 F1 | HW L1.8 F1/F2 (20+10M) |  | 1/2 |  |  | dufix
| DXB0746 | Pedestrian Bridge_Dubai Mall | DXB0746 | DXB5746 | DXBL0746 |  | DXB | 25.2012 | 55.2699 | ETC | Tunnel | IBS | Dubai North | DUBAI_BURJ KHALIFA (BUSINESS BAY) | 1034500 | 2CC |  | DXB_E3278A_11654_001001001 | in | On Air | On Air | On Air |  | Huawei | 2G+3G+4G | HW U2.1 F2 | HW L1.8 F1/F2 (20+10M) |  | 3/6 |  |  | IIB
| SHJ0169 | Petrofac 400 Tower | SHJ0169 | SHJ5169 | SHJL0169 |  | NE | 25.3518 | 55.3852 | du | Commercial | IBS | Sharjah | SHARJAH_AL SOOR | 3007700 | 1CC |  | SHJ_E3380L_10035_001012003 | in | Locked | On Air | On Air |  | Huawei | 3G+4G | HW U2.1 F2 | HW L1.8 F1 (20M) |  | 1/2 |  |  | IIB
| SHJ0328 | PETROFAC INT | SHJ0328 | SHJ5328 | SHJL0328 |  | NE | 25.3299 | 55.3701 | du | Commercial | IBS | Sharjah | SHARJAH_AL KHAN | 3010300 | 1CC |  | SHJ_E3380P_10002_001020002 | in | Locked | On Air | On Air |  | Huawei | 3G+4G | HW U2.1 F2 | HW L1.8 F1 (20M) |  | 2/2 |  |  | IIB
| SHJ0371 | Petrofac International 2 | SHJ0371 | SHJ5371 | SHJL0371 |  | NE | 25.3293 | 55.3703 | du | Commercial | IBS | Sharjah | SHARJAH_AL KHAN | 3010300 | 1CC |  | SHJ_E3380P_10003_001002001 | in | Locked | On Air | On Air |  | Huawei | 3G+4G | HW U2.1 F2 | HW L1.8 F1 (20M) |  | 2/2 |  |  | IIB
| IDX5703 | Plaza Residences 1 |  | IDX0703 | IDXL5703 |  | DXB | 25.0529 | 55.2076 | du | Residential | IBS | Dubai South | DUBAI_AL BARSHA SOUTH FOURTH (JUMEIRAH VILLAGE SOUTH) | 1068100 | 2CC |  | DXB_E3177W_10842_001022002 | in |  | On Air | On Air |  | Huawei | 3G+4G | HW U2.1 F2 / U900 F1 | HW L1.8 F1 (20M) + L800 F1 (15M) |  | 12/12 |  |  | IIB
| AUH0662 | Police Station Detainee Department |  | AUH5662 | AUHL0662 |  | AUH | 24.4156 | 54.446 | du | Government | IBS | Abu Dhabi | ABU DHABI_Al Madina Al Riyadiya | 2501700 | 1CC |  | AUH_E2370S_10440_001001001 | in |  | On Air | On Air |  | Huawei/Nokia | 3G+4G | HW U2.1 F2 | NSN L18 F1 (20M) |  | 1 |  |  | MW
| AUH0408 | Police Station Zayed Sport City |  | AUH5408 | AUHL0408 |  | AUH | 24.4184 | 54.4481 | du | Government | IBS | Abu Dhabi | ABU DHABI_Al Madina Al Riyadiya | 2501700 | 1CC |  | AUH_E2370S_10419_001001001 | in |  | On Air | On Air |  | Huawei/Nokia | 3G+4G | HW U2.1 F2 | NSN L18 F1 (20M) |  | 2 |  |  | IIB
Mar 2019 Update | DXB0105 | Premier Inn Dubai Airport | DXB0105 | DXB5105 | DXBL0105 |  | DXB | 25.2427 | 55.359 | du | Hotel | IBS | Dubai North | DUBAI_AL GARHOUD | 1021400 | 2CC |  | DXB_E3279T_11675_001001001 | in | Locked | On Air | On Air |  | Huawei | 3G+4G | HW U2.1 F2 / U900 F1 | HW L1.8 F1 (20M) + L800 F1 (15M) |  | 3 |  |  | MW
| IDX5412 | Premier Inn Hotel (Ibn Battuta) |  | IDX0412 | IDXL5412 |  | DXB | 25.0463 | 55.1192 | du | Hotel | IBS | Dubai South | DUBAI_Discovery Gardens | 1059101 | 2CC |  | DXB_E3077W_11012_001001003 | in |  | On Air | On Air |  | Huawei | 3G+4G | HW U2.1 F2 / U900 F1 | HW L1.8 F1 (20M) + L800 F1 (15M) |  | 6 |  |  | IIB
| AUH0873 | Premier Inn Hotel AUH | AUH0873 | AUH5873 | AUHL0873 |  | AUH | 24.4206 | 54.4408 | du | Hotel | IBS | Abu Dhabi | ABU DHABI_Al Safarat | 2501901 | 2CC |  | AUH_E2370R_11141_001001001 | in | Locked | On Air | On Air |  | Nokia | 3G+4G | NSN U900 F1 | NSN L1800 F1 (20MHz) + L800 F1 (15Mhz) |  | 4 |  |  | IIB
| AUH0562 | Premier Inn Hotel AUH Airport | AUH0562 | AUH5562 | AUHL0562 |  | AUH | 24.4286 | 54.6415 | ETC | Airport | IBS | Abu Dhabi | ABU DHABI_ABU DHABI INTERNATIONAL AIRPORT | 2044300 | 2CC |  | AUH_E2570R_10019_001001001 | in | On Air | On Air | On Air |  | Nokia | 2G+3G+4G | NSN U900 F1 | NSN L18 F1/F2 (20+15M) |  | 2 |  |  | MW
Sep 2019 Update | DXB0871 | Premier Inn Hotel DIP | DXB0871 | DXB5871 | DXBL0871 |  | DXB | 25.0083 | 55.1567 | du | Hotel | IBS | Dubai South | DUBAI_Dubai Green Community | 1059802 | 2CC |  | DXB_E3076J_10848_001001001 | in | Locked | On Air | On Air |  | Huawei | 3G+4G | HW U2.1 F2 / U900 F1 | HW L1.8 F1 (20M) + L800 F1 (15M) |  | 6 |  |  | MW
Apr 2019 Update | DXB0694 | Premier Inn Hotel Marina | DXB0694 | DXB5694 | DXBL0694 |  | DXB | 25.0796 | 55.1429 | du | Hotel | IBS | Dubai South | DUBAI_MARSA DUBAI | 1039200 | 2CC |  | DXB_E3077N_10715_001004002 | in | Locked | On Air | On Air |  | Huawei | 3G+4G | HW U2.1 F2 / U900 F1 | HW L1.8 F1 (20M) + L800 F1 (15M) |  | 9 |  |  | IIB
| SHJ0435 | Premier Inn Hotel SHJ |  | SHJ5435 | SHJL0435 |  | NE | 25.3421 | 55.3876 | du | Hotel | IBS | Sharjah | SHARJAH_AL MAZAJ FIRST | 3010600 | 2CC |  | SHJ_E3380Q_10045_001001001 | in |  | On Air | On Air |  | Huawei | 3G+4G | HW U2.1 F2 / U900 F1 | HW L1.8 F1 (20M) + L800 F1 (15M) |  | 3 |  |  | IIB
| AUH0878 | Premier Motors AUH | AUH0878 | AUH5878 | AUHL0878 |  | AUH | 24.3741 | 54.4878 | du | Commercial | IBS | Abu Dhabi | ABU DHABI_Mussafah | 2600200 | 2CC |  | AUH_E2469F_11154_001003001 | in | Locked | On Air | On Air |  | Nokia | 3G+4G | NSN U900 F1 | NSN L1800 F1 (20MHz) + L800 F1 (15Mhz) |  | 2 |  |  | IIB
| AUH0921 | Presidential Flight Hall of Honor AUH Airport | AUH0921 | AUH5921 | AUHL0921 |  | AUH | 24.4451 | 54.6253 | ETC | Airport | IBS | Abu Dhabi | ABU DHABI_ABU DHABI INTERNATIONAL AIRPORT | 2044300 | 1CC |  | AUH_E2570M_10124_001001001 | in | On Air | On Air | On Air |  | Huawei/Nokia | 2G+3G+4G | HW U2.1 F2 | NSN L18 F1 (20M) |  | 1 |  |  | MW
| AUH0901 | Presidential Palace Higher National Security Council | AUH0901 | AUH5901 |  |  | AUH | 24.4512 | 54.3099 | ETC | Government | IBS | Abu Dhabi | ABU DHABI_Al Ras Al Akhdar | 2500500 |  |  | AUH_E2270G_10200_001001001 | in | Locked | On Air |  |  | Huawei | 3G | 3G 2100 | [5 empty] | MW
| AUH0491 | Presidential Suites Admin Building (MOPA) | AUH0491 | AUH5491 | AUHL0491 |  | AUH | 24.4537 | 54.3093 | ETC | Commercial | IBS | Abu Dhabi | ABU DHABI_Al Ras Al Akhdar | 2500500 | 1CC |  | AUH_E2270G_10199_001001001 | in | Locked | On Air | On Air |  | Huawei/Nokia | 3G+4G | HW U2.1 F2 | NSN L18 F1 (20M) |  | 1 |  |  | MW
| AUH0958 | Prestige Tower 16 & 17 | AUH0958 | AUH5958 | AUHL0958 |  | AUH | 24.3753 | 54.5315 | ETC | Commercial | IBS | Abu Dhabi | ABU DHABI_Mussafah East | 2044802 | 3CC |  | AUH_E2469C_10348_001017001 | in | Locked | On Air | On Air |  | Nokia | 3G+4G | NSN U900 F1 | NSN L18 F1 (20M) + L800 F1 (15M) + L21 F1 (15M) |  | 8 |  |  | IIB
Jan 2019 Update | DXB0882 | Prime Business Center | DXB0882 | DXB5882 | DXBL0882 | DXBNR0882 | DXB | 25.0491 | 55.215 | du | Commercial | IBS | Dubai South | DUBAI_AL BARSHA SOUTH FOURTH (JUMEIRAH VILLAGE SOUTH) | 1068100 | 2CC |  | DXB_E3177W_10781_001004003 | in | Locked | On Air | On Air | On Air | Huawei | 3G+4G+5G | HW U2.1 F2 / U900 F1 | HW L1.8 F1 (20M) + L800 F1 (15M) | 1CC | 10/10 | 5/0 | N41 | IIB
| IDX5022 | Prime Hospital | IDX5022 | IDX0022 | IDXL5022 |  | DXB | 25.2498 | 55.3455 | du | Hospital | IBS | Dubai North | DUBAI_AL GARHOUD | 1021400 | 2CC |  | DXB_E3279T_11677_001001001 | in | Locked | On Air | On Air |  | Huawei | 3G+4G | HW U2.1 F2 / U900 F1 | HW L1.8 F1 (20M) + L800 F1 (15M) |  | 2/2 |  |  | MW
Dec 2018 Update | DXB0531 | Prime Residency 1 | DXB0531 | DXB5531 | DXBL0531 |  | DXB | 25.1659 | 55.3979 | du | Residential | IBS | Dubai North | DUBAI_WARSAN FIRST | 1062100 | 2CC |  | DXB_E3378L_10253_001007001 | in | Locked | On Air | On Air |  | Huawei | 3G+4G | HW U2.1 F2 / U900 F1 | HW L1.8 F1 (20M) + L800 F1 (15M) |  | 6 |  |  | IIB
Feb 2019 Update | DXB0532 | Prime Residency 2 | DXB0532 | DXB5532 | DXBL0532 |  | DXB | 25.1649 | 55.3977 | du | Residential | IBS | Dubai North | DUBAI_WARSAN FIRST | 1062100 | 1CC |  | DXB_E3378L_10252_001007002 | in | Locked | On Air | On Air |  | Huawei | 3G+4G | HW U2.1 F2 / U900 F1 | HW L1.8 F1 (20M) |  | 2/4 |  |  | IIB
Feb 2019 Update | DXB0821 | Princess Tower Lower Part | DXB0821 | DXB5821 | DXBL0821 |  | DXB | 25.0887 | 55.1471 | ETC | Residential | IBS | Dubai South | DUBAI_MARSA DUBAI | 1039200 | 2CC |  | DXB_E3077J_10435_001028011 | in | Locked | On Air | On Air |  | Huawei | 3G+4G | HW U2.1 F2 / U900 F1 | HW L1.8 F1 (20M) + L800 F1 (15M) |  | 12 |  |  | IIB
Dec 2018 Update | DXB0946 | Princess Tower Upper Part | DXB0946 | DXB5946 | DXBL0946 |  | DXB | 25.0887 | 55.1471 | ETC | Residential | IBS | Dubai South | DUBAI_MARSA DUBAI | 1039200 | 2CC |  | DXB_E3077J_10435_001028012 | in | Locked | On Air | On Air |  | Huawei | 3G+4G | HW U2.1 F2 / U900 F1 | HW L1.8 F1 (20M) + L800 F1 (15M) |  | 18 |  |  | IIB
Apr 2020 Update | DXB0940 | Proctor & Gamble JAFZA | DXB0940 | DXB5940 | DXBL0940 |  | DXB | 24.9573 | 55.0629 | du | Commercial | IBS | Dubai South | DUBAI_MENA JABAL ALI | 1059400 | 2CC |  | DXB_E2976Y_10037_001002001 | in | Locked | On Air | On Air |  | Huawei | 3G+4G | HW U2.1 F2 / U900 F1 | HW L1.8 F1 (20M) + L800 F1 (15M) |  | 4/4 |  |  | IIB
July 2019 Update | DXB0535 | Promoseven Tower | DXB0535 | DXB5535 | DXBL0535 |  | DXB | 25.0971 | 55.1787 | du | Commercial | IBS | Dubai South | DUBAI_AL THANYAH FIRST (AL SAFOUH THIRD) | 1038300 | 2CC |  | DXB_E3177F_11052_001001003 | in | Locked | On Air | On Air |  | Huawei | 3G+4G | HW U2.1 F2 / U900 F1 | HW L1.8 F1 (20M) + L800 F1 (15M) |  | 4 |  |  | IIB
| IDX5560 | Prospect Heights Buildings 15 & 15A |  | IDX0560 | IDXL5560 |  | DXB | 25.042 | 55.4212 | du | Commercial | IBS | Dubai South | DUBAI_UMM NAHAD THIRD (DUBAI LAND) | 1091300 | 2CC |  | DXB_E3377W_10011_001001002 | in |  | On Air | On Air |  | Huawei | 3G+4G | HW U2.1 F2 / U900 F1 | HW L1.8 F1/F2 (20+10M) |  | 2/4 |  |  | IIB
| IDX5561 | Prospect Heights Buildings 16 & 17 |  | IDX0561 | IDXL5561 |  | DXB | 25.0425 | 55.4217 | du | Commercial | IBS | Dubai South | DUBAI_UMM NAHAD THIRD (DUBAI LAND) | 1091300 | 2CC |  | DXB_E3377W_10009_001001002 | in |  | On Air | On Air |  | Huawei | 3G+4G | HW U2.1 F2 | HW L1.8 F1/F2 (20+10M) |  | 2/4 |  |  | IIB
| IDX5526 | Prospect Heights Buildings 18 and 19 |  | IDX0526 | IDXL5526 |  | DXB | 25.0433 | 55.4225 | du | Commercial | IBS | Dubai South | DUBAI_UMM NAHAD THIRD (DUBAI LAND) | 1091300 | 2CC |  | DXB_E3377W_10006_001001002 | in |  | On Air | On Air |  | Huawei | 3G+4G | HW U2.1 F2 / U900 F1 | HW L1.8 F1 (20M) + L800 F1 (15M) |  | 6 |  |  | IIB
| IDX5527 | Prospect Heights Buildings 20 and 21 |  | IDX0527 | IDXL5527 |  | DXB | 25.0438 | 55.4231 | du | Commercial | IBS | Dubai South | DUBAI_UMM NAHAD THIRD (DUBAI LAND) | 1091300 | 2CC |  | DXB_E3377W_10004_001001002 | in |  | On Air | On Air |  | Huawei | 3G+4G | HW U2.1 F2 / U900 F1 | HW L1.8 F1 (20M) + L800 F1 (15M) |  | 4/4 |  |  | IIB
| DXB0994 | Public Prosecution Building | DXB0994 | DXB5994 | DXBL0994 |  | DXB | 25.2468 | 55.3228 | ETC | Commercial | IBS | Dubai North | DUBAI_UMM HURAIR SECOND | 1031500 | 1CC |  | DXB_E3279R_10627_001002001 | in | Locked | On Air | On Air |  | Huawei | 3G+4G | HW U2.1 F2 | HW L1.8 F1 (20M) |  | 1/1 |  |  | MW
| AUH0865 | Qasr Al Bahr - Guards Office & Majlis | AUH0865 | AUH5865 | AUHL0865 |  | AUH | 24.4663 | 54.4066 | du | Government | IBS | Abu Dhabi | ABU DHABI_Qaser Al Bahar | 2501100 | 2CC |  | AUH_E2370A_10499_001001003 | in | On Air | On Air | On Air |  | Nokia | 2G+3G+4G | NSN U900 F1 | NSN L1800 F1 (20MHz) + L800 F1 (15Mhz) |  | 4 |  |  | MW
| AUH0866 | Qasr Al Bahr - Main Office & Logistics | AUH0866 | AUH5866 | AUHL0866 |  | AUH | 24.4673 | 54.4076 | du | Government | IBS | Abu Dhabi | ABU DHABI_Qaser Al Bahar | 2501100 | 2CC |  | AUH_E2370B_10075_001001001 | in | On Air | On Air | On Air |  | Nokia | 2G+3G+4G | NSN U900 F1 | NSN L1800 F1 (20MHz) + L800 F1 (15Mhz) |  | 4 |  |  | MW
| AUH0868 | Qasr Al Bahr - Reception | AUH0868 | AUH5868 | AUHL0868 |  | AUH | 24.4702 | 54.4015 | du | Government | IBS | Abu Dhabi | ABU DHABI_Qaser Al Bahar | 2501100 | 2CC |  | AUH_E2370A_10499_001001001 | in | On Air | On Air | On Air |  | Nokia | 2G+3G+4G | NSN U900 F1 | NSN L1800 F1 (20MHz) + L800 F1 (15Mhz) |  | 2 |  |  | MW
| AUH0867 | Qasr Al Bahr - Sheikh's Kitchen | AUH0867 | AUH5867 | AUHL0867 |  | AUH | 24.467 | 54.4044 | du | Government | IBS | Abu Dhabi | ABU DHABI_Qaser Al Bahar | 2501100 | 2CC |  | AUH_E2370A_10499_001001002 | in | On Air | On Air | On Air |  | Nokia | 2G+3G+4G | NSN U900 F1 | NSN L1800 F1 (20MHz) + L800 F1 (15Mhz) |  | 2 |  |  | MW
| AUH0722 | Qasr Al Sarab Desert Resort - Main Building |  | AUH5722 | AUHL0722 |  | AUH | 22.9006 | 54.3378 | ETC | Hotel | IBS | Abu Dhabi | ABU DHABI_LIWA | 2003500 | 1CC |  | AUH_E2253K_10001_001001001 | in |  | On Air | On Air |  | Nokia | 3G+4G | NSN U900 F1 | NSN L18 F1 (20M) |  | 1 |  |  | IIB
| AUH0576 | Qasr Al Sarab Desert Resort - Royal Pavilion |  | AUH5576 | AUHL0576 |  | AUH | 22.9006 | 54.3378 | ETC | Hotel | IBS | Abu Dhabi | ABU DHABI_LIWA | 2003500 | 1CC |  | AUH_E2253K_10004_001001002 | in |  | On Air | On Air |  | Nokia | 3G+4G | NSN U900 F1 | NSN L18 F1 (20M) |  | 1 |  |  | MW
| AUH0881 | Queen Palace Hotel |  | AUH5881 | AUHL0881 |  | AUH | 24.4759 | 54.3722 | du | Hotel | IBS | Abu Dhabi | ABU DHABI_Madinat Zayed(AD) | 2501200 | 3CC |  | AUH_E2270E_12682_001003001 | in |  | On Air | On Air |  | Nokia | 3G+4G | NSN U900 F1 | NSN L18 F1 (20M) + L800 F1 (15M) + L21 F1 (10M) |  | 2 |  |  | MW
| IDX5185 | R338 Building |  | IDX0185 | IDXL5185 |  | DXB | 25.2273 | 55.3223 | du | Commercial | IBS | Dubai North | DUBAI_UMM HURAIR SECOND | 1031500 | 1CC |  | DXB_E3279W_10595_001008001 | in |  | On Air | On Air |  | Huawei | 3G+4G | HW U2.1 F2 | HW L1.8 F1 (20M) |  | 1/2 |  |  | IIB
| AUH0742 | RABDAN Academy | AUH0742 | AUH5742 | AUHL0742 |  | AUH | 24.4301 | 54.4365 | du | University | IBS | Abu Dhabi | ABU DHABI_Al Zahra | 2501800 | 2CC | Yes | AUH_E2370M_11774_001002001 | in | Locked | On Air | On Air |  | Nokia | 3G+4G | NSN U900 F1 | NSN L1800 F1 (20MHz) + L800 F1 (15Mhz) |  | 2 |  |  | MW
| IDX5843 | Radisson Blu Hotel DSO |  | IDX0843 | IDXL5843 |  | DXB | 25.124 | 55.3776 | du | Hotel | IBS | Dubai North | DUBAI_NADD HESSA (DUBAI SILICON OASIS) | 1062600 | 2CC | Yes | DXB_E3377A_10242_001002001 | in |  | On Air | On Air |  | Huawei | 3G+4G | HW U2.1 F2 / U900 F1 | HW L1.8 F1 (20M) + L800 F1 (15M) |  | 4/4 |  |  | IIB
| DXB0517 | Radisson Blu Hotel DT Burj Dubai | DXB0517 | DXB5517 | DXBL0517 |  | DXB | 25.1939 | 55.2895 | du | Hotel | IBS | Dubai North | DUBAI_BURJ KHALIFA (BUSINESS BAY) | 1034500 | 2CC |  | DXB_E3278G_10172_001036002 | in | Locked | On Air | On Air |  | Huawei | 3G+4G | HW U2.1 F2 / U900 F1 | HW L1.8 F1 (20M) + L800 F1 (15M) |  | 9 |  |  | IIB
| AUH0605 | Radisson SAS Hotel (H2) - Yas Island | AUH0605 | AUH5605 | AUHL0605 |  | AUH | 24.4666 | 54.5978 | ETC | Hotel | IBS | Abu Dhabi | ABU DHABI_YAS ISLAND | 2004600 | 1CC |  | AUH_E2570A_10004_001001001 | in | Locked | On Air | On Air |  | Huawei/Nokia | 3G+4G | HW U2.1 F2 | NSN L18 F1 (20M) |  | 4 |  |  | IIB
| DXB0069 | RAFFLES HOTEL | DXB0069 | DXB5069 | DXBL0069 | DXBNR0069 | DXB | 25.2279 | 55.3205 | du | Hotel | IBS | Dubai North | DUBAI_UMM HURAIR SECOND | 1031500 | 2CC |  | DXB_E3279W_10925_001003001 | in | Locked | On Air | On Air |  | Huawei | 3G+4G | HW U2.1 F2 / U900 F1 | HW L1.8 F1 (20M) + L800 F1 (15M) |  | 6 |  |  | IIB
| IDX5535 | Rajmahal Theater at Dubai Parks and Resorts |  | IDX0535 | IDXL5535 | IDXNR5535 | DXB | 24.9225 | 55.0107 | ETC | Theater | IBS | Dubai South | DUBAI_SAIH SHUAIB 1 | 1051300 | 3CC | Yes | DXB_E2975H_10005_001003001 | in |  | On Air | On Air | On Air | Huawei | 3G+4G+5G | HW U2.1 F2 / U900 F1 | HW L1.8 F1/F2 (20+10M) + L800 F1 (15M) | 1CC | 2/2 | 1/0 | N41 | IIB
| RAK0518 | RAK Airport Arrival Building |  | RAK5518 | RAKL0518 |  | NE | 25.6155 | 55.9427 | du | Airport | IBS | Ras Al Khaimah | RAS AL-KHAIMAH_MUWWALAH/AIRPORT | 7050900 | 2CC |  | RKT_E3883T_10002_001001002 | in |  | On Air | On Air |  | Huawei | 3G+4G | HW U2.1 F2 / U900 F1 | HW L1.8 F1 (20M) + L800 F1 (15M) |  | 3 |  |  | IIB
| IDX5337 | RAK Bank DSO |  | IDX0337 | IDXL5337 |  | DXB | 25.113 | 55.3757 | du | Commercial | IBS | Dubai North | DUBAI_NADD HESSA (DUBAI SILICON OASIS) | 1062600 | 2CC |  | DXB_E3377A_10090_001004001 | in |  | On Air | On Air |  | Huawei | 3G+4G | HW U2.1 F2 / U900 F1 | HW L1.8 F1 (20M) + L800 F1 (15M) |  | 2/2 |  |  | IIB
| RAK0538 | RAK Bank HQ |  | RAK5538 | RAKL0538 |  | NE | 25.7077 | 55.8661 | du | Commercial | IBS | Ras Al Khaimah | RAS AL-KHAIMAH_AL RIFFA | 7060300 | 1CC |  | RKT_E3884P_10001_001002001 | in |  | On Air | On Air |  | Huawei | 3G+4G | HW U2.1 F2 | HW L1.8 F1 (20M) |  | 1/1 |  |  | IIB
| RAK0512 | RAK Mall | 0.Decomm | RAK5512 | RAKL0512 | RAKNR0512 | NE | 25.7721 | 55.9595 | ETC | Mall | IBS | Ras Al Khaimah | RAS AL-KHAIMAH_QUSSAIDAT | 7040100 | 4CC |  | RKT_E3985U_10004_001001002 | in | Locked | On Air | On Air | On Air | Huawei | 3G+4G+5G | HW U2.1 F2 / U900 F1 | HW L1.8 F1/F2 (20+10M) + L800 F1 (15M) | 1CC | 9/6 | 3/0 | N41 | IIB
| RAK0516 | RAK Royal Hospital | RAK0516 | RAK5516 | RAKL0516 |  | NE | 25.7686 | 55.9765 | du | Hospital | IBS | Ras Al Khaimah | RAS AL-KHAIMAH_NEW TOWN// AL JUWAISE | 7021100 | 2CC |  | RKT_E3985V_10007_001002001 | in | Locked | On Air | On Air |  | Huawei | 3G+4G | HW U2.1 F2 / U900 F1 | HW L1.8 F1 (20M) + L800 F1 (15M) |  | 4/4 |  |  | IIB
Apr 2019 Update | DXB0641 | Ramada Chealsea Hotel | DXB0641 | DXB5641 | DXBL0641 |  | DXB | 25.1088 | 55.204 | du | Hotel | IBS | Dubai South | DUBAI_AL BARSHA FIRST | 1037300 | 2CC |  | DXB_E3177B_10737_001003001 | in | Locked | On Air | On Air |  | Huawei | 3G+4G | HW U2.1 F2 / U900 F1 | HW L1.8 F1 (20M) + L800 F1 (15M) |  | 4/4 |  |  | IIB
| AJM0873 | Ramada Hotel & Suites Tower A | AJM0873 | AJM5873 | AJML0873 |  | NE | 25.3899 | 55.4619 | du | Hotel | IBS | Ajman | AJMAN_RASHIDEYA 1 | 4000200 | 2CC |  | AJM_E3480A_10812_001004002 | in | Locked | On Air | On Air |  | Huawei | 3G+4G | HW U2.1 F2 / U900 F1 | HW L1.8 F1 (20M) + L800 F1 (15M) |  | 8 |  |  | IIB
| AJM0883 | Ramada Hotel & Suites Tower B | AJM0883 | AJM5883 | AJML0883 |  | NE | 25.3896 | 55.4626 | du | Hotel | IBS | Ajman | AJMAN_RASHIDEYA 1 | 4000200 | 2CC |  | AJM_E3480A_10811_001004002 | in | Locked | On Air | On Air |  | Huawei | 3G+4G | HW U2.1 F2 / U900 F1 | HW L1.8 F1 (20M) + L800 F1 (15M) |  | 8 |  |  | IIB
July 2019 Update | AJM0884 | Ramada Hotel & Suites Tower C | AJM0884 | AJM5884 | AJML0884 |  | NE | 25.3895 | 55.463 | du | Hotel | IBS | Ajman | AJMAN_RASHIDEYA 1 | 4000200 | 2CC |  | AJM_E3480A_10810_001004002 | in | Locked | On Air | On Air |  | Huawei | 3G+4G | HW U2.1 F2 / U900 F1 | HW L1.8 F1 (20M) + L800 F1 (15M) |  | 6 |  |  | IIB
Sep 2019 Update | DXB0938 | Ramee Guestline Apartments 3 | DXB0938 | DXB5938 | DXBL0938 |  | DXB | 25.0968 | 55.1798 | du | Hotel | IBS | Dubai South | DUBAI_AL THANYAH FIRST (AL SAFOUH THIRD) | 1038300 | 2CC |  | DXB_E3177F_10091_001002004 | in | Locked | On Air | On Air |  | Huawei | 3G+4G | HW U2.1 F2 / U900 F1 | HW L1.8 F1 (20M) + L800 F1 (15M) |  | 4 |  |  | IIB
| DXB0789 | Ramee Guestline Hotel | DXB0789 | DXB5789 | DXBL0789 |  | DXB | 25.2644 | 55.3223 | du | Hotel | IBS | Dubai North | DUBAI_AL MURAQQABAT | 1012400 | 1CC |  | DXB_E3279N_11517_001001001 | in | Locked | On Air | On Air |  | Huawei | 3G+4G | HW U2.1 F2 | HW L1.8 F1 (20M) |  | 1/1 |  |  | IIB
Apr 2019 Update | DXB0256 | Ramee Rose Hotel | DXB0256 | DXB5256 | DXBL0256 |  | DXB | 25.0981 | 55.1797 | du | Hotel | IBS | Dubai South | DUBAI_AL THANYAH FIRST (AL SAFOUH THIRD) | 1038300 | 2CC |  | DXB_E3177F_10924_001002002 | in | Locked | On Air | On Air |  | Huawei | 3G+4G | HW U2.1 F2 / U900 F1 | HW L1.8 F1 (20M) + L800 F1 (15M) |  | 2/2 |  |  | IIB
Apr 2019 Update | DXB0104 | Ramee Royal Hotel | DXB0104 | DXB5104 | DXBL0104 |  | DXB | 25.2489 | 55.3125 | du | Hotel | IBS | Dubai North | DUBAI_AL KARAMA | 1031800 | 2CC |  | DXB_E3279R_11483_001001001 | in | Locked | On Air | On Air |  | Huawei | 3G+4G | HW U2.1 F2 / U900 F1 | HW L1.8 F1 (20M) + L800 F1 (15M) |  | 2/2 |  |  | MW
| SHJ5498A | Ramiz Hypermarket @ MBZ Road |  | SHJ5498A | SHJL0498I |  | NE | 25.3059 | 55.4425 | du |  | ATOM | Sharjah | SHARJAH_INDUSTRIAL AREA 13 | 3008100 | 1CC |  | SHJ_E3379E_10041_001001001 | in |  | On Air | On Air |  | Huawei | 3G+4G | HW U2.1 F2 | HW L1.8 F1 (20M) |  | 1 |  |  | MW
| SHJ5498A | Ramiz Hypermarket @ MBZ Road |  | SHJ5442 | 0.Decomm |  | NE | 25.3059 | 55.4425 | du |  | ATOM | Sharjah | SHARJAH_INDUSTRIAL AREA 13 | 3008100 |  |  | SHJ_E3379E_10041_001001001 | in |  | On Air |  |  | Huawei | 3G+4G | 3G 2100 |  |  | 1 |  |  | MW
| RAK0504 | Ras Al Khaimah International Airport | RAK0504 | RAK5504 | RAKL0504 | RAKNR0504 | NE | 25.6155 | 55.9427 | du | Airport | IBS | Ras Al Khaimah | RAS AL-KHAIMAH_MUWWALAH/AIRPORT | 7050900 | 3CC |  | RKT_E3883T_10002_001001001 | in | Locked | On Air | On Air | On Air | Huawei | 3G+4G+5G | HW U2.1 F2 / U900 F1 | HW L1.8 F1/F2 (20+5M) + L800 F1 (15M) | 1CC | 3 | 2/0 | N41 | IIB
| RAK0540 | Ras Al Khaimah Police HQ |  | RAK5540 | RAKL0540 |  | NE | 25.7389 | 55.8952 | du | Government | IBS | Ras Al Khaimah | RAS AL-KHAIMAH_DHAIT SOUTH - 4 | 7041000 | 2CC |  | RKT_E3884H_10010_001002001 | in |  | On Air | On Air |  | Huawei | 3G+4G | HW U2.1 F2 / U900 F1 | HW L1.8 F1 (20M) + L800 F1 (15M) |  | 2/2 |  |  | IIB
| RAK0539 | Ras Al Khaimah Traffic Department |  | RAK5539 | RAKL0539 |  | NE | 25.7235 | 55.8723 | du | Government | IBS | Ras Al Khaimah | RAS AL-KHAIMAH_AL DHAITH BUVABA | 7041200 | 1CC |  | RKT_E3884K_10002_001001001 | in |  | On Air | On Air |  | Huawei | 3G+4G | HW U2.1 F2 | HW L1.8 F1 (20M) |  | 1/1 |  |  | IIB
| IDX5647 | Rasasi Perfume |  | IDX0647 | IDXL5647 |  | DXB | 24.8174 | 55.1013 | du | Commercial | IBS | Dubai South | DUBAI_SAIH SHUAIB 4 | 1053300 | 1CC |  | DXB_E3074G_10014_001001005 | in |  | On Air | On Air |  | Huawei | 3G+4G | HW U2.1 F2 | HW L1.8 F1 (20M) |  | 5/5 |  |  | IIB
Sep 2019 Update | DXB0833 | Rashed Al Muhairi Tower_Tecom Zone C | DXB0833 | DXB5833 | DXBL0833 |  | DXB | 25.0939 | 55.1749 | du | Residential | IBS | Dubai South | DUBAI_AL THANYAH FIRST (AL SAFOUH THIRD) | 1038300 | 2CC |  | DXB_E3177F_11044_001017002 | in | Locked | On Air | On Air |  | Huawei | 3G+4G | HW U2.1 F2 / U900 F1 | HW L1.8 F1 (20M) + L800 F1 (15M) |  | 8 |  |  | IIB
| DXB0576 | Rashid Hospital Trauma Center | DXB0576 | DXB5576 | DXBL0576 |  | DXB | 25.2445 | 55.3184 | ETC | Hospital | IBS | Dubai North | DUBAI_UMM HURAIR SECOND | 1031500 | 2CC |  | DXB_E3279R_11448_001001001 | in | Locked | On Air | On Air |  | Huawei | 3G+4G | HW U2.1 F2 / U900 F1 | HW L1.8 F1 (20M) + L800 F1 (15M) |  | 4/4 |  |  | IIB
| DXB0187 | Rashid Hospital Wing A | DXB0187 | DXB5187 | DXBL0187 | DXBNR0187 | DXB | 25.2445 | 55.3184 | ETC | Hospital | IBS | Dubai North | DUBAI_UMM HURAIR SECOND | 1031500 | 2CC |  | DXB_E3279R_10911_001001001 | in | Locked | On Air | On Air | On Air | Huawei | 3G+4G+5G | HW U2.1 F2 / U900 F1 | HW L1.8 F1 (20M) + L800 F1 (15M) | 1CC | 2/4 | 4/0 | N41 | IIB
| DXB0659 | Rashid Hospital Wing B | DXB0659 | DXB5659 | DXBL0659 |  | DXB | 25.2445 | 55.3184 | ETC | Hospital | IBS | Dubai North | DUBAI_UMM HURAIR SECOND | 1031500 | 2CC |  | DXB_E3279R_10911_001001002 | in | Locked | On Air | On Air |  | Huawei | 3G+4G | HW U2.1 F2 / U900 F1 | HW L1.8 F1 (20M) + L800 F1 (15M) |  | 2/4 |  |  | IIB
| SHJ0205 | Real State Registration Dept | SHJ0205 | SHJ5205 | SHJL0205 |  | NE | 25.3451 | 55.3757 | du | Government | IBS | Sharjah | SHARJAH_AL LAYYEH | 3007800 | 1CC |  | SHJ_E3380K_10015_001002002 | in | Locked | On Air | On Air |  | Huawei | 3G+4G | HW U2.1 F2 | HW L1.8 F1 (20M) |  | 1/1 |  |  | IIB
| DXB0030 | Regal Plaza Hotel | DXB0030 | DXB5030 | DXBL0030 |  | DXB | 25.2576 | 55.2973 | du | Hotel | IBS | Dubai North | DUBAI_MANKHOOL | 1031700 | 1CC |  | DXB_E3279L_13223_001001001 | in | Locked | On Air | On Air |  | Huawei | 3G+4G | HW U2.1 F2 | HW L1.8 F1 (20M) |  | 1/1 |  |  | IIB
Mar 2020 Update | DXB0864 | Regal Tower 1 | DXB0864 | DXB5864 | DXBL0864 | DXBNR0864 | DXB | 25.1867 | 55.2609 | du | Commercial | IBS | Dubai North | DUBAI_BURJ KHALIFA (BUSINESS BAY) | 1034500 | 2CC |  | DXB_E3178J_11936_001004008 | in | Locked | On Air | On Air | On Air | Huawei | 3G+4G+5G | HW U2.1 F2 / U900 F1 | HW L1.8 F1/F2 (20+10M) | 1CC | 4/8 | 4/0 | N41 | IIB
| DXB0865 | Regal Tower 2 | DXB0865 | DXB5865 | DXBL0865 |  | DXB | 25.1844 | 55.2646 | du | Commercial | IBS | Dubai North | DUBAI_BURJ KHALIFA (BUSINESS BAY) | 1034500 | 2CC |  | DXB_E3278F_10402_001003009 | in | Locked | On Air | On Air |  | Huawei | 3G+4G | HW U2.1 F2 / U900 F1 | HW L1.8 F1 (20M) + L800 F1 (15M) |  | 12 |  |  | IIB
Jan 2019 Update | AUH0748 | Regent Emirates Pearl hotel |  | AUH5748 | AUHL0748 |  | AUH | 24.4585 | 54.3202 | ETC | Hotel | IBS | Abu Dhabi | ABU DHABI_Al Ras Al Akhdar | 2500500 | 2CC |  | AUH_E2270G_10047_001005001 | in |  | On Air | On Air |  | Nokia | 3G+4G | NSN U900 F1 | NSN L1800 F1 (20MHz) + L800 F1 (15Mhz) |  | 12 |  |  | MW
| DXB0785 | Regent Palace Hotel | DXB0785 | DXB5785 | DXBL0785 |  | DXB | 25.2533 | 55.3038 | du | Hotel | IBS | Dubai North | DUBAI_AL KARAMA | 1031800 | 2CC |  | DXB_E3279M_10568_001001001 | in | Locked | On Air | On Air |  | Huawei | 3G+4G | HW U2.1 F2 / U900 F1 | HW L1.8 F1 (20M) + L800 F1 (15M) |  | 2/2 |  |  | IIB
July 2019 Update | DXB0057 | RENAISSANCE HOTEL | DXB0057 | DXB5057 | DXBL0057 |  | DXB | 25.2706 | 55.3275 | du | Hotel | IBS | Dubai North | DUBAI_AL MUTEENA | 1012300 | 1CC |  | DXB_E3279N_10191_001001001 | in | Locked | On Air | On Air |  | Huawei | 3G+4G | HW U2.1 F2 / U900 F1 | HW L1.8 F1 (20M) |  | 3/6 |  |  | MW
Oct 2019 update | SHJ0130 | Reveira Tower | SHJ0130 | SHJ5130 | SHJL0130 |  | NE | 25.3312 | 55.376 | du | Residential | IBS | Sharjah | SHARJAH_AL MAZAJ THIRD | 3010500 | 1CC |  | SHJ_E3380P_10010_001002001 | in | Locked | On Air | On Air |  | Huawei | 3G+4G | HW U2.1 F2 | HW L1.8 F1 (20M) |  | 4 |  |  | IIB
July 2019 Update | DXB0788 | Rihab Rotana Suites | DXB0788 | DXB5788 | DXBL0788 |  | DXB | 25.254 | 55.3356 | du | Hotel | IBS | Dubai North | DUBAI_PORT SAEED | 1012900 | 2CC |  | DXB_E3279N_11648_001001001 | in | Locked | On Air | On Air |  | Huawei | 3G+4G | HW U2.1 F2 / U900 F1 | HW L1.8 F1 (20M) + L800 F1 (15M) |  | 3 |  |  | MW
July 2019 Update | DXB0780 | Rimal Rotana Dubai | DXB0780 | DXB5780 | DXBL0780 |  | DXB | 25.2643 | 55.3267 | du | Hotel | IBS | Dubai North | DUBAI_AL MURAQQABAT | 1012400 | 2CC |  | DXB_E3279N_11425_001002001 | in | Locked | On Air | On Air |  | Huawei | 3G+4G | HW U2.1 F2 / U900 F1 | HW L1.8 F1 (20M) + L800 F1 (15M) |  | 4 |  |  | MW
| IDX5386 | Rimco Investment Building |  | IDX0386 | IDXL5386 |  | DXB | 25.1012 | 55.1678 | du | Commercial | IBS | Dubai South | DUBAI_AL SAFOUH SECOND | 1038200 | 2CC |  | DXB_E3177F_10114_001003007 | in |  | On Air | On Air |  | Huawei | 3G+4G | HW U2.1 F2 / U900 F1 | HW L1.8 F1 (20M) + L800 F1 (15M) |  | 2/2 |  |  | IIB
| DXB0058 | Ritz Carlton | DXB0058 | DXB5058 | DXBL0058 | DXBNR0058A | DXB | 25.0826 | 55.1378 | du | Hotel | IBS | Dubai South | DUBAI_MARSA DUBAI | 1039200 | 2CC |  | DXB_E3077N_10145_001003002 | in | On Air | On Air | On Air | On Air | Huawei | 2G+3G+4G+5G | HW U2.1 F2 / U900 F1 | HW L1.8 F1 (20M) + L800 F1 (15M) | 1CC | 9 | 3/0 | N41 | IIB
| DXB0058 | Ritz Carlton Lampsite |  |  |  | DXBNR0058 | DXB | 25.0826 | 55.1378 | du | Hotel | IBS | Dubai South | DUBAI_MARSA DUBAI | 1039200 |  |  | DXB_E3077N_10145_001003002 | in |  |  |  | On Air | Huawei | 5G |  |  | 2CC | - | 0/30 | N78 F1 + N78 F2 | IIB
| DXB0226 | Ritz Carlton DIFC Left | DXB0226 | DXB5226 | DXBL0226 |  | DXB | 25.2125 | 55.2792 | ETC | Hotel | IBS | Dubai North | DUBAI_ZAABEEL SECOND | 1033700 | 1CC |  | DXB_E3278A_11550_001003011 | in | Locked | On Air | On Air |  | Huawei | 3G+4G | HW U2.1 F2 | HW L1.8 F1 (20M) |  | 4/20 |  |  | IIB
| DXB0767 | Ritz Carlton DIFC Middle | DXB0767 | DXB5767 | DXBL0767 |  | DXB | 25.2125 | 55.2792 | ETC | Hotel | IBS | Dubai North | DUBAI_ZAABEEL SECOND | 1033700 | 2CC |  | DXB_E3278A_11550_001020006 | in | Locked | On Air | On Air |  | Huawei | 3G+4G | HW U2.1 F2 / U900 F1 | HW L1.8 F1 (20M) + L800 F1 (15M) |  | 2/4 |  |  | IIB
| DXB0781 | Ritz Carlton DIFC Right | DXB0781 | DXB5781 | DXBL0781 |  | DXB | 25.2125 | 55.2792 | ETC | Hotel | IBS | Dubai North | DUBAI_ZAABEEL SECOND | 1033700 | 2CC |  | DXB_E3278A_11550_001022001 | in | Locked | On Air | On Air |  | Huawei | 3G+4G | HW U2.1 F2 / U900 F1 | HW L1.8 F1 (20M) + L800 F1 (15M) |  | 2/4 |  |  | IIB
| DXB0699 | Ritz Carlton JBR Extension | DXB0699 | DXB5699 | DXBL0699 |  | DXB | 25.0838 | 55.1388 | ETC | Hotel | IBS | Dubai South | DUBAI_MARSA DUBAI | 1039200 | 2CC |  | DXB_E3077N_10249_001002004 | in | On Air | On Air | On Air |  | Huawei | 2G+3G+4G | HW U2.1 F2 / U900 F1 | HW L1.8 F1 (20M) + L800 F1 (15M) |  | 2/2 |  |  | IIB
| AUH0968 | Ritz-Carlton Abu Dhabi Grand Canal (Formerly JW Marriot AUH) | AUH0968 | AUH5968 | AUHL0968 |  | AUH | 24.4116 | 54.4857 | ETC | Hotel | IBS | Abu Dhabi | ABU DHABI_Al Madina Al Riyadiya | 2501700 | 1CC |  | AUH_E2370T_10166_001002001 | in | Locked | On Air | On Air |  | Huawei/Nokia | 3G+4G | HW U2.1 F2 | NSN L18 F1 (20M) |  | 4 |  |  | IIB
| AUH0975 | Ritz-Carlton Village AUH | AUH0975 | AUH5975 | AUHL0975 |  | AUH | 24.4105 | 54.4847 | ETC | Hotel | IBS | Abu Dhabi | ABU DHABI_Al Madina Al Riyadiya | 2501700 | 1CC |  | AUH_E2370T_10166_001001002 | in | Locked | On Air | On Air |  | Huawei/Nokia | 3G+4G | HW U2.1 F2 | NSN L18 F1 (20M) |  | 1 |  |  | MW
Mar 2019 Update | SHJ0323 | Riviera Tower | SHJ0323 | SHJ5323 | SHJL0323 |  | NE | 25.324 | 55.3751 | du | Residential | IBS | Sharjah | SHARJAH_AL KHAN | 3010300 | 2CC |  | SHJ_E3380U_10046_001032002 | in | Locked | On Air | On Air |  | Huawei | 3G+4G | HW U2.1 F2 / U900 F1 | HW L1.8 F1 (20M) + L800 F1 (15M) |  | 9 |  |  | IIB
| RAK0530 | Rixos Bab Al Bahr RAK | RAK0530 | RAK5530 | RAKL0530 | RAKNR0530 | NE | 25.6633 | 55.7487 | ETC | Hotel | IBS | Ras Al Khaimah | RAS AL-KHAIMAH_JAZEERA NAD AL SILI | 7060200 | 2CC |  | RKT_E3683E_10005_001001002 | in | On Air | On Air | On Air | On Air | Huawei | 2G+3G+4G+5G | HW U2.1 F2 / U900 F1 | HW L1.8 F1 (20M) + L800 F1 (15M) | 2CC | 8/7 | 5/0 | N41+N78 F1+N78 F2 | IIB
| IDX5505 | Roda Metha Suites | IDX5505 | IDX0505 | IDXL5505 |  | DXB | 25.2324 | 55.3151 | du | Residential | IBS | Dubai North | DUBAI_OUD METHA | 1031900 | 1CC |  | DXB_E3279W_10591_001003002 | in | Locked | On Air | On Air |  | Huawei | 3G+4G | HW U2.1 F2 / U900 F1 | HW L1.8 F1 (20M) |  | 1/2 |  |  | IIB
| DXB0872 | Rolex Tower_SZR | DXB0872 | DXB5872 | DXBL0872 | DXBNR0872 | DXB | 25.2099 | 55.2754 | ETC | Commercial | IBS | Dubai North | DUBAI_TRADE CENTER SECOND | 1033600 | 2CC |  | DXB_E3278A_11517_001012001 | in | Locked | On Air | On Air | On Air | Huawei | 3G+4G+5G | HW U2.1 F2 / U900 F1 | HW L1.8 F1 (20M) + L800 F1 (15M) | 1CC | 8/14 | 4/0 | N41 | IIB
| SHJ0235 | Rose 1 Tower |  | SHJ5235 | SHJL0235 |  | NE | 25.3247 | 55.3762 | du | Residential | IBS | Sharjah | SHARJAH_AL KHAN | 3010300 | 1CC |  | SHJ_E3380U_10029_001001001 | in |  | On Air | On Air |  | Huawei | 3G+4G | HW U2.1 F2 | HW L1.8 F1 (20M) |  | 2/2 |  |  | IIB
| IDX5420 | ROSE GARDEN HOTEL APARTMENTS |  | IDX0420 | IDXL5420 |  | DXB | 25.1139 | 55.1927 | du | Hotel | IBS | Dubai South | DUBAI_AL BARSHA FIRST | 1037300 | 2CC |  | DXB_E3177B_10309_001004001 | in |  | On Air | On Air |  | Huawei | 3G+4G | HW U2.1 F2 / U900 F1 | HW L1.8 F1 (20M) + L800 F1 (15M) |  | 2/4 |  |  | IIB
| IDX5461 | Rose Park Hotel |  | IDX0461 | IDXL5461 |  | DXB | 25.1141 | 55.1908 | du | Hotel | IBS | Dubai South | DUBAI_AL BARSHA FIRST | 1037300 | 2CC |  | DXB_E3177B_10733_001003001 | in |  | On Air | On Air |  | Huawei | 3G+4G | HW U2.1 F2 / U900 F1 | HW L1.8 F1 (20M) + L800 F1 (15M) |  | 2/2 |  |  | IIB
| AUH0944 | Rosewood Hotel Abu Dhabi | AUH0944 | AUH5944 | AUHL0944 |  | AUH | 24.5002 | 54.3871 | ETC | Hotel | IBS | Abu Dhabi | ABU DHABI_AL MARYAH ISLAND | 2047400 | 1CC |  | AUH_E2371P_10200_001005001 | in | On Air | On Air | On Air |  | Nokia | 2G+3G+4G | NSN U900 F1 | NSN L18 F1 (20M) |  | 5 |  |  | IIB
| AUH0608 | Rotana & Centro Hotel (H5+H6) A | AUH0608 | AUH5608 | AUHL0608 |  | AUH | 24.4653 | 54.5992 | ETC | Hotel | IBS | Abu Dhabi | ABU DHABI_YAS ISLAND | 2004600 | 1CC |  | AUH_E2570F_10007_001003001 | in | Locked | On Air | On Air |  | Huawei/Nokia | 3G+4G | HW U2.1 F2 | NSN L18 F1 (20M) |  | 1 |  |  | IIB
| AUH0609 | Rotana & Centro Hotel (H5+H6) B | AUH0609 | AUH5609 | AUHL0609 |  | AUH | 24.4653 | 54.5992 | ETC | Hotel | IBS | Abu Dhabi | ABU DHABI_YAS ISLAND | 2004600 | 1CC |  | AUH_E2570F_10001_001001001 | in | Locked | On Air | On Air |  | Huawei/Nokia | 3G+4G | HW U2.1 F2 | NSN L18 F1 (20M) |  | 1 |  |  | IIB
| AUH0423 | Rotana Beach Hotel | AUH0423 | AUH5423 | AUHL0423 |  | AUH | 24.4947 | 54.3839 | du | Hotel | IBS | Abu Dhabi | ABU DHABI_Tourist Club Area | 2500100 | 2CC |  | AUH_E2271Y_11500_001011001 | in | Locked | On Air | On Air |  | Nokia | 3G+4G | NSN U900 F1 | NSN L1800 F1 (20MHz) + L800 F1 (15Mhz) |  | 14 |  |  | IIB
| AUH0446 | Rotana Mall | AUH0446 | AUH5446 | AUHL0446 |  | AUH | 24.4705 | 54.3425 | du | Mall | IBS | Abu Dhabi | ABU DHABI_Al Khalidiya | 2501300 | 3CC |  | AUH_E2270C_10999_001002001 | in | Locked | On Air | On Air |  | Nokia | 3G+4G | NSN U2.1 F1+F2 / U900 F1 | NSN L1800 F1/F2 (20+15M) + L800 F1 (15M) |  | 2 |  |  | IIB
| IDX5757 | Royal Bay The Palm |  | IDX0757 | IDXL5757 |  | DXB | 25.1254 | 55.1531 | du | Residential | IBS | Dubai South | DUBAI_NAKHLAT JUMEIRA (THE PALM JUMEIRAH) | 1038100 | 2CC |  | DXB_E3078Y_10148_001011004 | in |  | On Air | On Air |  | Huawei | 3G+4G | HW U2.1 F2 / U900 F1 | HW L1.8 F1 (20M) + L800 F1 (15M) |  | 3 |  |  | IIB
| RAK0523 | Royal Breeze Cluster 1 (Buildings 1 & 2) | RAK0523 | RAK5523 | RAKL0523 |  | AUH | 25.6999 | 55.7826 | du | Residential | IBS | Ras Al Khaimah | RAS AL-KHAIMAH_JAZEERA NAD AL SILI | 7060200 | 1CC |  | RKT_E3784Q_10004_001001002 | in | Locked | On Air | On Air |  | Huawei | 3G+4G | HW U2.1 F2 | HW L1.8 F1 (20M) |  | 4/4 |  |  | IIB
| RAK0524 | Royal Breeze Cluster 2 (Buildings 3 & 5) | RAK0524 | RAK5524 | RAKL0524 |  | NE | 25.7016 | 55.7845 | du | Residential | IBS | Ras Al Khaimah | RAS AL-KHAIMAH_JAZEERA NAD AL SILI | 7060200 | 2CC |  | RKT_E3784Q_10007_001004001 | in | Locked | On Air | On Air |  | Huawei | 3G+4G | HW U2.1 F2 / U900 F1 | HW L1.8 F1 (20M) + L800 F1 (15M) |  | 12 |  |  | IIB
July 2019 Update | RAK0526 | Royal Breeze Cluster 2 (Buildings 4) | RAK0526 | RAK5526 | RAKL0526 |  | NE | 25.7021 | 55.7852 | du | Residential | IBS | Ras Al Khaimah | RAS AL-KHAIMAH_JAZEERA NAD AL SILI | 7060200 | 2CC |  | RKT_E3784Q_10005_001001001 | in | Locked | On Air | On Air |  | Huawei | 3G+4G | HW U2.1 F2 / U900 F1 | HW L1.8 F1 (20M) + L800 F1 (15M) |  | 9 |  |  | IIB
| AJM0882 | Royal Building | AJM0882 | AJM5882 | AJML0882 |  | NE | 25.3655 | 55.4796 | du | Commercial | IBS | Ajman | AJMAN_AJMAN INDUSTRIAL 2 | 4003900 | 1CC |  | AJM_E3480G_10486_001001008 | in | On Air | On Air | On Air |  | Huawei | 2G+3G+4G | HW U2.1 F2 | HW L1.8 F1 (20M) |  | 4 |  |  | IIB
| AUH0922 | Royal International Hotel (AKA Swiss Bell Hotel) | AUH0922 | AUH5922 | AUHL0922 |  | AUH | 24.4986 | 54.3721 | ETC | Hotel | IBS | Abu Dhabi | ABU DHABI_Tourist Club Area | 2500100 | 2CC |  | AUH_E2271Y_10991_001001001 | in | Locked | On Air | On Air |  | Nokia | 3G+4G | NSN U900 F1 | NSN L1800 F1 (20MHz) + L800 F1 (15Mhz) |  | 3 |  |  | MW
| DXB0912 | Royal Mirage Hotel (Phase 3) | DXB0912 | DXB5912 | DXBL0912 |  | DXB | 25.0993 | 55.1329 | du | Hotel | IBS | Dubai South | DUBAI_NAKHLAT JUMEIRA (THE PALM JUMEIRAH) | 1038100 | 1CC |  | DXB_E3077I_10029_001002002 | in | Locked | On Air | On Air |  | Huawei | 3G+4G | HW U2.1 F2 | HW L1.8 F1 (20M) |  | 1/1 |  |  | IIB
| IDX5345 | RTA Etihad Museum |  | IDX0345 | IDXL5345 |  | DXB | 25.2416 | 55.2694 | ETC | Museum | IBS | Dubai North | DUBAI_JUMEIRA FIRST | 1033200 | 2CC |  | DXB_E3279P_12108_001001001 | in |  | On Air | On Air |  | Huawei | 3G+4G | HW U2.1 F2 / U900 F1 | HW L1.8 F1 (20M) + L800 F1 (15M) |  | 6 |  |  | MW
| DXB0939 | RTA Head Quarters | DXB0939 | DXB5939 | DXBL0939 |  | DXB | 25.2341 | 55.3566 | ETC | Commercial | IBS | Dubai North | DUBAI_AL GARHOUD | 1021400 | 1CC |  | DXB_E3279Y_10495_001002001 | in | Locked | On Air | On Air |  | Huawei | 3G+4G | HW U2.1 F2 | HW L1.8 F1 (20M) |  | 3/6 |  |  | IIB
| IDX5726 | RTA-Enterprise Command & Control Center |  | IDX0726 | IDXL5726 |  | DXB | 25.238516 | 55.3665 | du | Government | IBS | Dubai North | DUBAI_UMM RAMOOL | 1021500 | 2CC |  | DXB_E3379P_10072_001002001 | in |  | On Air | On Air |  | Huawei | 3G+4G | HW U2.1 F2 / U900 F1 | HW L1.8 F1 (20M) + L800 F1 (15M) |  | 2/2 |  |  | IIB
| DXB0691 | Rugby Stadium Grand Stand - Emirates Sports | DXB0691 | DXB5691 | DXBL0691 |  | DXB | 24.9946 | 55.4672 | ETC | Grand Stand | IBS | Dubai South | DUBAI_AL MARMOOM (DUBAI LAND) | 1091700 | 3CC |  | DXB_E3476K_10002_001001001 | in | Locked | On Air | On Air |  | Huawei | 3G+4G | HW U2.1 F2 / U900 F1 | HW L1.8 F1/F2 (20+10M) + L800 F1 (15M) |  | 3/2 |  |  | IIB
| DXB0675 | Rugby Stadium- Players Club House |  | DXB5675 | DXBL0675 |  | DXB | 24.9954 | 55.4685 | ETC | Grand Stand | IBS | Dubai South | DUBAI_AL MARMOOM (DUBAI LAND) | 1091700 | 3CC |  | DXB_E3476K_10004_001001001 | in |  | On Air | On Air |  | Huawei | 3G+4G | HW U2.1 F2 / U900 F1 | HW L1.8 F1/F2 (20+10M) + L800 F1 (15M) |  | 3/2 |  |  | IIB
| AAN0061 | Ruler's Representative Court |  | AAN5061 | AANL0061 |  | AUH | 24.2226 | 55.7236 | du | Government | IBS | Al Ain | ABU DHABI_AL MUWAIJI | 8001400 | 2CC |  | AAN_E3667C_10008_001001002 | in |  | On Air | On Air |  | Ericsson | 3G+4G | E/// U900 F1 | E/// L1.8 F1 (20M) + L800 F1 (15M) |  |  |  |  | MW
| AUH0984 | Ruwais New Hospital (ADNOC) | AUH0984 | AUH5984 | AUHL0984 |  | AUH | 24.0859 | 52.6654 | du | Hospital | IBS | Abu Dhabi | ABU DHABI_AL RUWAIS | 2003100 | 1CC |  | AUH_E0567W_10086_001001002 | in | Locked | On Air | On Air |  | Nokia | 3G+4G | NSN U2.1 F1+F2 | NSN L18 F1 (20M) |  | 1 |  |  | MW
Sep 2019 Update | DXB0267 | S.S. Lootah Bldg., Yousuf Baker Road, Deira, dubai | DXB0267 | DXB5267 | DXBL0267 |  | DXB | 25.2741 | 55.3448 | du | Commercial | IBS | Dubai North | DUBAI_AL KHABAISI | 1012800 | 2CC |  | DXB_E3279J_11850_001001001 | in | Locked | On Air | On Air |  | Huawei | 3G+4G | HW U2.1 F2 / U900 F1 | HW L1.8 F1 (20M) + L800 F1 (15M) |  | 2/2 |  |  | MW
| AUH0912 | Saadiyat Tunnel | AUH0912 | AUH5912 | AUHL0912 |  | AUH | 24.5315 | 54.4033 | du | Tunnel | IBS | Abu Dhabi | ABU DHABI_SADIYAT ISLAND | 2046700 | 1CC |  | AUH_E2371K_10089_001001001 | in | Locked | On Air | On Air |  | Huawei/Nokia | 3G+4G | HW U2.1 F2 | NSN L18 F1 (20M) |  |  |  |  | MW
| DXB0135 | Saeed Tower 1 | DXB0135 |  |  |  | DXB | 25.2225 | 55.2819 | du | Residential | IBS | Dubai North | DUBAI_TRADE CENTER FIRST | 1033500 |  |  | DXB_E3279U_13214_001035001 | in | On Air |  |  |  | Nokia | 2G |  |  |  | - |  |  | IIB
| IDX5852 | Saeed Tower 1 @ SZR |  | IDX0852 | IDXL5852 |  | DXB | 25.2224 | 55.2819 | du | Residential | IBS | Dubai North | DUBAI_TRADE CENTER FIRST | 1033500 | 1CC |  | DXB_E3279U_13214_001001007 | in |  | On Air | On Air |  | Huawei | 3G+4G | HW U2.1 F2 / U900 F1 | HW L1.8 F1 (20M) |  | 1/2 |  |  | MW
| SHJ0330 | Safeer Mall | SHJ0330 | SHJ5330 | SHJL0330 |  | NE | 25.3096 | 55.3788 | du | Car Park | IBS | Sharjah | SHARJAH_INDUSTRIAL AREA 7 | 3009400 | 2CC |  | SHJ_E3380U_10016_001002002 | in | Locked | On Air | On Air |  | Huawei | 3G+4G | HW U2.1 F2 / U900 F1 | HW L1.8 F1 (20M) + L800 F1 (15M) |  | 4/4 |  |  | IIB
| AJM0893 | Safeer Mall Ajman | AJM0893 | AJM5893 | AJML0893 |  | NE | 25.39 | 55.4447 | du | Mall | IBS | Ajman | AJMAN_NUAIMEYA 3 | 4001300 | 2CC |  | AJM_E3380E_10504_001003001 | in | Locked | On Air | On Air |  | Huawei | 3G+4G | HW U2.1 F2 / U900 F1 | HW L1.8 F1 (20M) + L800 F1 (15M) |  | 2/4 |  |  | IIB
| SHJ0372 | Safeer Mall Al Majaz 1 | SHJ0372 | SHJ5372 | SHJL0372 |  | NE | 25.3325 | 55.3921 | du | Mall | IBS | Sharjah | SHARJAH_AL MAZAJ FIRST | 3010600 | 2CC |  | SHJ_E3380Q_10217_001001001 | in | Locked | On Air | On Air |  | Huawei | 3G+4G | HW U2.1 F2 / U900 F1 | HW L1.8 F1 (20M) + L800 F1 (15M) |  | 3 |  |  | IIB
| SHJ0373 | Safeer Mall Al Majaz 3 | SHJ0373 | SHJ5373 | SHJL0373 |  | NE | 25.3255 | 55.3775 | du | Mall | IBS | Sharjah | SHARJAH_AL MAZAJ THIRD | 3010500 | 1CC |  | SHJ_E3380U_10200_001001001 | in | Locked | On Air | On Air |  | Huawei | 3G+4G | HW U2.1 F2 | HW L1.8 F1 (20M) |  | 1/1 |  |  | IIB
| RAK0514 | Safeer Mall RAK | RAK0514 | RAK5514 | RAKL0514 |  | NE | 25.7484 | 55.9253 | ETC | Mall | IBS | Ras Al Khaimah | RAS AL-KHAIMAH_DHAIT NORTH | 7040500 | 2CC |  | RKT_E3884D_10003_001002003 | in | Locked | On Air | On Air |  | Huawei | 3G+4G | HW U2.1 F2 / U900 F1 | HW L1.8 F1 (20M) + L800 F1 (15M) |  | 5 |  |  | IIB
| IDX0971E | Saga World Jumeirah Road |  | IDX0971E | IDXL5971V |  | DXB | 25.162277, | 55.2097 | du | Commercial | ATOM | Dubai South | DUBAI_UMM SUQEIM FIRST | 1035600 | 1CC |  | DXB_E3178M_12555_001001001 | in |  | On Air | On Air |  | Huawei | 3G+4G | HW U2.1 F2 | HW L1.8 F1 (20M) |  | 1 |  |  | MW
| SHJ0399 | Sahara Center Extension | SHJ0399 | SHJ5399 | SHJL0399 | SHJNR0399 | NE | 25.298 | 55.3752 | ETC | Mall | IBS | Sharjah | SHARJAH_AL NAHDA | 3010200 | 3CC |  | SHJ_E3379A_10184_001001001 | in | Locked | On Air | On Air | On Air | Huawei | 3G+4G+5G | HW U2.1 F2 | HW L1.8 F1 (20M) + L800 F1 (15M) + L21 (15M) | 1CC | 4/2 | 2/0 | N41 | IIB
| SHJ0179 | Sahara centre, AL Nahda Area, Dubai | SHJ0179 | SHJ5179 | SHJL0179 | SHJNR0179 | NE | 25.2973 | 55.3722 | du | Mall | IBS | Sharjah | SHARJAH_AL NAHDA | 3010200 | 3CC |  | SHJ_E3379A_10206_001003012 | in | On Air | On Air | On Air | On Air | Huawei | 2G+3G+4G+5G | HW U2.1 F2 | HW L1.8 F1 (20M) + L800 F1 (15M) + L21 (15M) | 1CC | 4/2 | 2/0 | N41 | IIB
| DXB0499 | Salam Tower | DXB0499 | DXB5499 | DXBL0499 |  | DXB | 25.1018 | 55.1711 | du | Commercial | IBS | Dubai South | DUBAI_AL SAFOUH SECOND | 1038200 | 3CC | Yes | DXB_E3177F_10113_001009003 | in | Locked | On Air | On Air |  | Huawei | 3G+4G | HW U2.1 F2 | HW L1.8 F1/F2 (20+10M) + L800 F1 (15M) |  | 10/3 |  |  | IIB
| DXB0499 | Salam Tower |  | DXB5499B |  |  | DXB | 25.1018 | 55.1711 | du | Commercial | IBS | Dubai South | DUBAI_AL SAFOUH SECOND | 1038200 |  | Yes | DXB_E3177F_10113_001009003 | in |  | On Air |  |  | Huawei | 3G | 3G 2100 |  |  | 2 |  |  | IIB
July 2020 update | IDX5180 | Salam Tower CEO Office L1800 L800 MIMO |  | IDX0180 | IDXL5181 | IDXNR5181 | DXB | 25.1017 | 55.171 | du |  | IBS | Dubai South | DUBAI_AL SAFOUH SECOND | 1038200 | 3CC | Yes | #N/A | in |  | On Air | On Air | On Air | Huawei | 3G+4G+5G | HW U2.1 F2 / U900 F1 | HW L1.8 F1/F2 (20+10M) + L800 F1 (15M) | 1CC | 3/2 | 0/22 | N78 F1 | IIB
| IDX5175 | Salam Tower Lampsite 1 |  | IDX0175 | IDXL5175 |  | DXB | 25.1017 | 55.171 | du |  | IBS | Dubai South | DUBAI_AL SAFOUH SECOND | 1038200 | 1CC | Yes | DXB_E3177F_10111_001071003 | in |  | On Air | On Air |  | Huawei | 3G+4G | HW U2.1 F2 | HW L1.8 F1 (20M) |  | 48 |  |  | IIB
| IDX5176 | Salam Tower Lampsite 2 |  | IDX0176 | IDXL5176 |  | DXB | 25.1017 | 55.171 | du |  | IBS | Dubai South | DUBAI_AL SAFOUH SECOND | 1038200 | 1CC | Yes | DXB_E3177F_10111_001071004 | in |  | On Air | On Air |  | Huawei | 3G+4G | HW U2.1 F2 | HW L1.8 F1 (20M) |  | 48 |  |  | IIB
| IDX5177 | Salam Tower Lampsite 3 |  | IDX0177 | IDXL5177 |  | DXB | 25.1017 | 55.171 | du |  | IBS | Dubai South | DUBAI_AL SAFOUH SECOND | 1038200 | 1CC | Yes | DXB_E3177F_10111_001071005 | in |  | On Air | On Air |  | Huawei | 3G+4G | HW U2.1 F2 | HW L1.8 F1 (20M) |  | 48 |  |  | IIB
| IDX5178 | Salam Tower Lampsite 4 |  | IDX0178 | IDXL5178 |  | DXB | 25.1017 | 55.171 | du |  | IBS | Dubai South | DUBAI_AL SAFOUH SECOND | 1038200 | 1CC | Yes | DXB_E3177F_10111_001071006 | in |  | On Air | On Air |  | Huawei | 3G+4G | HW U2.1 F2 | HW L1.8 F1 (20M) |  | 24 |  |  | IIB
Mar 2019 Update | DXB0354 | Saleh Bin Lahej 361 Building | DXB0354 | DXB5354 | DXBL0354 |  | DXB | 25.1158 | 55.203 | du | Residential | IBS | Dubai South | DUBAI_AL BARSHA FIRST | 1037300 | 2CC |  | DXB_E3177B_10707_001001002 | in | Locked | On Air | On Air |  | Huawei | 3G+4G | HW U2.1 F2 / U900 F1 | HW L1.8 F1 (20M) + L800 F1 (15M) |  | 8 |  |  | IIB
| DXB0645 | Sama Residence | DXB0645 | DXB5645 | DXBL0645 |  | DXB | 25.2843 | 55.3597 | du | Residential | IBS | Dubai North | DUBAI_AL NAHDA FIRST | 1023100 | 2CC |  | DXB_E3279J_11730_001001001 | in | Locked | On Air | On Air |  | Huawei | 3G+4G | HW U2.1 F2 / U900 F1 | HW L1.8 F1 (20M) + L800 F1 (15M) |  | 6/8 |  |  | IIB
| AUH0483 | Sama Tower_Lower Part |  | AUH5483 | AUHL0483 |  | AUH | 24.483246 | 54.3604 | ETC | Commercial | IBS | Abu Dhabi | ABU DHABI_Madinat Zayed(AD) | 2501200 | 2CC |  | AUH_E2271X_10251_001002001 | in |  | On Air | On Air |  | Nokia | 3G+4G | NSN U900 F1 | NSN L1800 F1 (20MHz) + L800 F1 (15Mhz) |  | 8 |  |  | MW
Mar 2019 Update | DXB0355 | Sama Tower_SZR |  | DXB5355 | DXBL0355 | DXBNR0355 | DXB | 25.2284 | 55.2858 | ETC | Commercial | IBS | Dubai North | DUBAI_TRADE CENTER FIRST | 1033500 | 1CC |  | DXB_E3279V_11010_001008009 | in |  | On Air | On Air | On Air | Huawei | 3G+4G+5G | HW U2.1 F2 | HW L1.8 F1 (20M) | 1CC | 3/6 | 3/0 | N41 | IIB
| AUH0764 | Sama Tower_Upper Part |  | AUH5764 | AUHL0764 |  | AUH | 24.4832 | 54.3604 | ETC | Commercial | IBS | Abu Dhabi | ABU DHABI_Madinat Zayed(AD) | 2501200 | 2CC |  | AUH_E2271X_10251_001001001 | in |  | On Air | On Air |  | Nokia | 3G+4G | NSN U900 F1 | NSN L1800 F1 (20MHz) + L800 F1 (15Mhz) |  | 6 |  |  | MW
Mar 2019 Update | IDX5189 | Samaya Hotel Deira | IDX5189 | IDX0189 | IDXL5189 |  | DXB | 25.2605 | 55.3187 | du | Hotel | IBS | Dubai North | DUBAI_RIGGAT AL BUTEEN | 1012500 | 1CC |  | DXB_E3279M_11428_001001002 | in | Locked | On Air | On Air |  | Huawei | 3G+4G | HW U2.1 F2 | HW L1.8 F1 (20M) |  | 1/2 |  |  | IIB
Apr 2019 Update | DXB0196 | Samsung Electronics | DXB0196 | DXB5196 | DXBL0196 |  | DXB | 25.0952 | 55.1584 | du | Commercial | IBS | Dubai South | DUBAI_AL SAFOUH SECOND | 1038200 | 2CC |  | DXB_E3077J_10010_001003006 | in | Locked | On Air | On Air |  | Huawei | 3G+4G | HW U2.1 F2 / U900 F1 | HW L1.8 F1 (20M) + L800 F1 (15M) |  | 2/2 |  |  | IIB
| IDX5771 | SANDS INFRA BUILD |  | IDX0771 | IDXL5771 |  | DXB | 25.1023 | 55.1637 | du | Commercial | IBS | Dubai South | DUBAI_AL SAFOUH SECOND | 1038200 | 2CC |  | DXB_E3077J_10666_001004006 | in |  | On Air | On Air |  | Huawei | 3G+4G | HW U2.1 F2 / U900 F1 | HW L1.8 F1 (20M) + L800 F1 (15M) |  | 2/2 |  |  | dufix
| AUH0802 | Saoud Al Dhahiri | AUH0802 | AUH5802 | AUHL0802 |  | AUH | 24.4849 | 54.3751 | du | Commercial | IBS | Abu Dhabi | ABU DHABI_Madinat Zayed(AD) | 2501200 | 3CC |  | AUH_E2271Y_11099_001018001 | in | Locked | On Air | On Air |  | Nokia | 3G+4G | NSN U900 F1 | NSN L1800 F1/F2 (20+15M) + L800 F1 (15M) |  | 6 |  |  | IIB
| DXB0384 | Sapphire Tower_Emirates National Investment (ENI) | DXB0384 | DXB5384 | DXBL0384 |  | DXB | 25.2611 | 55.3326 | du | Commercial | IBS | Dubai North | DUBAI_PORT SAEED | 1012900 | 1CC |  | DXB_E3279N_11196_001002014 | in | Locked | On Air | On Air |  | Huawei | 3G+4G | HW U2.1 F2 | HW L1.8 F1 (20M) |  | 3 |  |  | IIB
| RAK0543 | Saqr Hospital |  | RAK5543 | RAKL0543 |  | NE | 25.7697 | 55.9767 | du | Hospital | IBS | Ras Al Khaimah | RAS AL-KHAIMAH_NEW TOWN// AL JUWAISE | 7021100 | 2CC |  | RKT_E3985V_10004_001006001 | in |  | On Air | On Air |  | Huawei | 3G+4G | HW U2.1 F2 / U900 F1 | HW L1.8 F1 (20M) + L800 F1 (15M) |  | 9 |  |  | IIB
| SHJ0133 | Sara Tower - Al Majaz | SHJ0133 | SHJ5133 | SHJL0133 |  | NE | 25.3297 | 55.3754 | du | Residential | IBS | Sharjah | SHARJAH_AL MAZAJ THIRD | 3010500 | 2CC |  | SHJ_E3380P_10007_001004001 | in | Locked | On Air | On Air |  | Huawei | 3G+4G | HW U2.1 F2 / U900 F1 | HW L1.8 F1 (20M) + L800 F1 (15M) |  | 9 |  |  | IIB
| SHJ0393 | Sarab Tower | SHJ0393 | SHJ5393 | SHJL0393 |  | NE | 25.3253 | 55.3795 | du | Residential | IBS | Sharjah | SHARJAH_AL MAZAJ THIRD | 3010500 | 2CC |  | SHJ_E3380U_10202_001001001 | in | Locked | On Air | On Air |  | Huawei | 3G+4G | HW U2.1 F2 / U900 F1 | HW L1.8 F1/F2 (20+10M) |  | 16 |  |  | IIB
| AUH0411 | Saraya Tower 1 |  | AUH5411 | AUHL0411 |  | AUH | 24.5025 | 54.368 | du | Residential | IBS | Abu Dhabi | ABU DHABI_Tourist Club Area | 2500100 | 2CC |  | AUH_E2271T_11100_001001001 | in |  | On Air | On Air |  | Nokia | 3G+4G | NSN U900 F1 | NSN L1800 F1 (20MHz) + L800 F1 (15Mhz) |  | 6 |  |  | MW
| AUH0545 | Saraya Tower 2 |  | AUH5545 | AUHL0545 |  | AUH | 24.5022 | 54.3676 | du | Residential | IBS | Abu Dhabi | ABU DHABI_Tourist Club Area | 2500100 | 2CC |  | AUH_E2271T_11108_001001001 / AUH_E2271T_11108_001002001 / AUH_E2271T_11108_001003001 | in |  | On Air | On Air |  | Nokia | 3G+4G | NSN U900 F1 | NSN L1800 F1 (20MHz) + L800 F1 (15Mhz) |  | 4 |  |  | MW
Apr 2020 Update | SHJ0402 | Sarh Al Emarat Tower | SHJ0402 | SHJ5402 | SHJL0402 |  | NE | 25.3361 | 55.3754 | du | Residential | IBS | Sharjah | SHARJAH_AL MAZAJ THIRD | 3010500 | 2CC |  | SHJ_E3380P_10019_001001001 | in | Locked | On Air | On Air |  | Huawei | 3G+4G | HW U2.1 F2 / U900 F1 | HW L1.8 F1/F2 (20+10M) |  | 8/16 |  |  | IIB
| SHJ0237 | Saudi German |  | SHJ5237 | SHJL0237 |  | NE | 25.377 | 55.400791° | du | Commercial | IBS | Sharjah | SHARJAH_AL QULAYAA | 3007100 | 2CC |  | SHJ_E3380H_10017_001008002 | in |  | On Air | On Air |  | Huawei | 3G+4G | HW U2.1 F2 / U900 F1 | HW L1.8 F1 (20M) + L800 F1 (15M) |  | 3 |  |  | IIB
| DXB0317 | Saudi German Hospital | DXB0317 | DXB5317 | DXBL0317 | DXBNR0317 | DXB | 25.0971 | 55.1838 | du | Hospital | IBS | Dubai South | DUBAI_AL BARSHA THIRD | 1037500 | 2CC |  | DXB_E3177F_10744_001001001 | in | Locked | On Air | On Air | On Air | Huawei | 3G+4G+5G | HW U2.1 F2 / U900 F1 | HW L1.8 F1 (20M) + L800 F1 (15M) | 1CC | 10 | 4/0 | N41 | IIB
| SHJ0023 | Sayegh Tower |  | SHJ5023 | SHJL0023 |  | NE | 25.3213 | 55.3826 | du | Residential | IBS | Sharjah | SHARJAH_AL MAZAJ SECOND | 3010700 | 1CC |  | SHJ_E3380V_10111_001001001 | in |  | On Air | On Air |  | Huawei | 3G+4G | HW U2.1 F2 | HW L1.8 F1 (20M) |  | 2/2 |  |  | IIB
Apr 2019 Update | DXB0896 | Scala Tower @ BB | DXB0896 | DXB5896 | DXBL0896 |  | DXB | 25.1851 | 55.2855 | ETC | Residential | IBS | Dubai North | DUBAI_BURJ KHALIFA (BUSINESS BAY) | 1034500 | 2CC |  | DXB_E3278G_10164_001010014 | in | Locked | On Air | On Air |  | Huawei | 3G+4G | HW U2.1 F2 / U900 F1 | HW L1.8 F1 (20M) + L800 F1 (15M) |  | 6 |  |  | IIB
| AUH0523 | Sea View Tower (Dubai Islamic Bank) | AUH0523 | AUH5523 | AUHL0523 |  | AUH | 24.4721 | 54.3402 | ETC | Commercial | IBS | Abu Dhabi | ABU DHABI_Al Khalidiya | 2501300 | 1CC |  | AUH_E2270C_10591_001002001 | in | Locked | On Air | On Air |  | Huawei/Nokia | 3G+4G | HW U2.1 F2 | NSN L18 F1 (20M) |  | 1 |  |  | IIB
July 2019 Update | DXB0334 | Seasons Community | DXB0334 | DXB5334 | DXBL0334 |  | DXB | 25.059 | 55.2031 | du | Residential | IBS | Dubai South | DUBAI_AL BARSHA SOUTH FOURTH (JUMEIRAH VILLAGE SOUTH) | 1068100 | 2CC |  | DXB_E3177Q_11663_001003042 | in | Locked | On Air | On Air |  | Huawei | 3G+4G | HW U2.1 F2 | HW L1.8 F1 (20M) + L800 F1 (15M) |  | 9 |  |  | IIB
| AUH0956 | Seha (Das) Tower |  | AUH5956 | AUHL0956 |  | AUH | 24.4689 | 54.3376 | du | Commercial | IBS | Abu Dhabi | ABU DHABI_Al Khebeirah | 2500400 | 4CC |  | AUH_E2270C_10164_001001001 | in |  | On Air | On Air |  | Nokia | 3G+4G | NSN U900 F1 | NSN L18 F1/F2 (20+15M) + L800 F1 (15M) + L21 F1 (15M) |  | 4 |  |  | MW
| IDX5694 | Serenia Residences The Palm |  | IDX0694 | IDXL5694 |  | DXB | 25.132 | 55.152 | du | Residential | IBS | Dubai South | DUBAI_NAKHLAT JUMEIRA (THE PALM JUMEIRAH) | 1038100 | 2CC |  | DXB_E3078Y_10147_001001002 | in |  | On Air | On Air |  | Huawei | 3G+4G | HW U2.1 F2 / U900 F1 | HW L1.8 F1 (20M) + L800 F1 (15M) |  | 8/8 |  |  | IIB
| DXB0889 | Seven Tides Anantara Palm Jumeirah_Condo 1 | DXB0889 | DXB5889 | DXBL0889 |  | DXB | 25.1314 | 55.1523 | du | Hotel | IBS | Dubai South | DUBAI_NAKHLAT JUMEIRA (THE PALM JUMEIRAH) | 1038100 | 2CC |  | DXB_E3078Y_10070_001013002 | in | Locked | On Air | On Air |  | Huawei | 3G+4G | HW U2.1 F2 / U900 F1 | HW L1.8 F1 (20M) + L800 F1 (15M) |  | 8/10 |  |  | IIB
| DXB0890 | Seven Tides Anantara Palm Jumeirah_Condo 2 | DXB0890 | DXB5890 | DXBL0890 |  | DXB | 25.1279 | 55.1539 | du | Hotel | IBS | Dubai South | DUBAI_NAKHLAT JUMEIRA (THE PALM JUMEIRAH) | 1038100 | 2CC |  | DXB_E3078Y_10116_001002051 | in | Locked | On Air | On Air |  | Huawei | 3G+4G | HW U2.1 F2 / U900 F1 | HW L1.8 F1 (20M) + L800 F1 (15M) |  | 6/8 |  |  | IIB
| SHJ0337 | Sewa HQ | SHJ0337 | SHJ5337 | SHJL0337 |  | NE | 25.3431 | 55.3761 | du | Government | IBS | Sharjah | SHARJAH_AL LAYYEH | 3007800 | 1CC |  | SHJ_E3380P_10045_001001002 | in | Locked | On Air | On Air |  | Huawei | 3G+4G | HW U2.1 F2 | HW L1.8 F1 (20M) |  | 1/1 |  |  | IIB
| IDX5103 | SGH Accommodation | IDX5103 | IDX0103 | IDXL5103 |  | DXB | 25.095709° | 55.184209° | du | Residential | IBS | Dubai South | DUBAI_AL BARSHA THIRD | 1037500 | 2CC |  | DXB_E3177F_11128_001001001 | in | Locked | On Air | On Air |  | Huawei | 3G+4G | HW U2.1 F2 / U900 F1 | HW L1.8 F1 (20M) + L800 F1 (15M) |  | 6 |  |  | MW
| SHJ0158 | Shaab Mall | SHJ0158 | SHJ5158 | SHJL0158 | SHJNR0158 | NE | 25.3719 | 55.4262 | ETC | Mall | IBS | Sharjah | SHARJAH_AL HAZANA | 3005100 | 2CC |  | SHJ_E3380I_10011_001001001 | in | Locked | On Air | On Air | On Air | Huawei | 3G+4G+5G | HW U2.1 F2 / U900 F1 | HW L1.8 F1 (20M) + L800 F1 (15M) | 1CC | 5 | 1/0 | N41 | IIB
| RAK0544 | Shaam New Hospital |  | RAK5544 | RAKL0544 |  | NE | 26.0231 | 56.0818 | du | Hospital | IBS | Ras Al Khaimah | RAS AL-KHAIMAH_SHAM | 7010300 | 2CC |  | RKT_E4087B_10004_001001001 | in |  | On Air | On Air |  | Huawei | 3G+4G | HW U2.1 F2 / U900 F1 | HW L1.8 F1 (20M) + L800 F1 (15M) |  | 2/2 |  |  | IIB
| DXB0676 | Shams Sheraton Hotel - JBR | DXB0676 | DXB5676 | DXBL0676 |  | DXB | 25.0722 | 55.1295 | du | Hotel | IBS | Dubai South | DUBAI_MARSA DUBAI | 1039200 | 2CC |  | DXB_E3077N_10286_001002001 | in | Locked | On Air | On Air |  | Huawei | 3G+4G | HW U2.1 F2 / U900 F1 | HW L1.8 F1 (20M) + L800 F1 (15M) |  | 9 |  |  | IIB
Jan 2019 Update | AUH0832 | Shams Towers (Sky Tower upper) |  | AUH5832 | AUHL0832 |  | AUH | 24.4964 | 54.4082 | ETC | Mixed Used | IBS | Abu Dhabi | ABU DHABI_AL REEM ISLAND | 2045700 | 3CC |  | AUH_E2270G_10173_001001001 | in |  | On Air | On Air |  | Nokia | 3G+4G | NSN U900 F1 | NSN L1800 F1/F2 (20+15M) + L800 F1 (15M) |  | 12 |  |  | IIB
| AUH0833 | Shams Towers (Sun Tower) |  | AUH5833 | AUHL0833 |  | AUH | 24.4964 | 54.4082 | ETC | Mixed Used | IBS | Abu Dhabi | ABU DHABI_AL REEM ISLAND | 2045700 | 4CC |  | AUH_E2270G_10179_001001001 | in |  | On Air | On Air |  | Nokia | 3G+4G | NSN U900 F1 | NSN L18 F1/F2 (20+15M) + L800 F1 (15M) + L21 F1 (15M) |  | 12 |  |  | IIB
| DXB0061 | Shangri-la Hotel | DXB0061 | DXB5061 | DXBL0061 |  | DXB | 25.2081 | 55.2719 | du | Hotel | IBS | Dubai North | DUBAI_TRADE CENTER FIRST | 1033500 | 2CC |  | DXB_E3278A_10962_001007002 | in | Locked | On Air | On Air |  | Huawei | 3G+4G | HW U2.1 F2 / U900 F1 | HW L1.8 F1 (20M) + L800 F1 (15M) |  | 15 |  |  | IIB
| AUH0602 | Shangri-La Hotel - Souk Building | AUH0602 | AUH5602 | AUHL0602 |  | AUH | 24.4088 | 54.4914 | ETC | Hotel | IBS | Abu Dhabi | ABU DHABI_AL MAQTA AREA | 2044000 | 1CC |  | AUH_E2470U_10910_001001004 | in | Locked | On Air | On Air |  | Huawei/Nokia | 3G+4G | HW U2.1 F2 | NSN L18 F1 (20M) |  | 1 |  |  | IIB
| AUH0603 | Shangri-La Hotel - Spa Building | AUH0603 | AUH5603 | AUHL0603 |  | AUH | 24.408 | 54.4913 | ETC | Hotel | IBS | Abu Dhabi | ABU DHABI_AL MAQTA AREA | 2044000 | 1CC |  | AUH_E2470U_10858_001001001 | in | Locked | On Air | On Air |  | Huawei/Nokia | 3G+4G | HW U2.1 F2 | NSN L18 F1 (20M) |  | 1 |  |  | IIB
| AUH0463 | Shangri-La Hotel Qaryat Al Beri | AUH0463 | AUH5463 | AUHL0463 |  | AUH | 24.4067 | 54.4907 | ETC | Hotel | IBS | Abu Dhabi | ABU DHABI_AL MAQTA AREA | 2044000 | 1CC |  | AUH_E2470U_10775_001001001 | in | Locked | On Air | On Air |  | Huawei/Nokia | 3G+4G | HW U2.1 F2 | NSN L18 F1 (20M) |  | 1 |  |  | IIB
| IDX5660 | Sharaf Group 1 |  | IDX0660 | IDXL5660 |  | DXB | 25.2289 | 55.3359 | du | Residential | IBS | Dubai North | DUBAI_AL JADAF | 1032600 | 1CC |  | DXB_E3279X_10637_001002002 | in |  | On Air | On Air |  | Huawei | 3G+4G | HW U2.1 F2 / U900 F1 | HW L1.8 F1 (20M) |  | 1/2 |  |  | IIB
Sep 2019 Update | SHJ0309 | SHARJAH ACQUARIUM | SHJ0309 | SHJ5309 | SHJL0309 |  | NE | 25.3304 | 55.3584 | du | Commercial | IBS | Sharjah | SHARJAH_AL KHAN | 3010300 | 1CC |  | SHJ_E3280T_10143_001001001 | in | Locked | On Air | On Air |  | Huawei | 3G+4G | HW U2.1 F2 | HW L1.8 F1 (20M) |  | 1/1 |  |  | IIB
| SHJ0314 | Sharjah Chamber Commerce | SHJ0314 | SHJ5314 | SHJL0314 |  | NE | 25.314 | 55.3646 | du | Government | IBS | Sharjah | SHARJAH_AL KHAN | 3010300 | 1CC |  | SHJ_E3380U_10141_001001001 | in | Locked | On Air | On Air |  | Huawei | 3G+4G | HW U2.1 F2 / U900 F1 | HW L1.8 F1 (20M) |  | 1/2 |  |  | MW
Dec 2021 update | SHJ0278 | Sharjah City Centre | SHJ0278 | SHJ5278 | SHJL0278 | SHJNR0278P | NE | 25.3253 | 55.3928 | du | Mall | IBS | Sharjah | SHARJAH_INDUSTRIAL AREA 1 | 3009600 | 4CC |  | SHJ_E3380V_10001_001002001 | in | On Air | On Air | On Air | On Air | Huawei | 2G+3G+4G+5G | HW U2.1 F2 / U900 F1 | HW L1.8 F1/F2 (20+10M) + L800 F1 (15M) +L21 (15M) | 1CC | 8/4 | 5/0 | N41 | IIB
| SHJ0212 | Sharjah Consultative Councle | SHJ0212 | SHJ5212 | SHJL0212 |  | NE | 25.355 | 55.4045 | du | Government | IBS | Sharjah | SHARJAH_AL YARMOOK | 3005900 | 2CC |  | SHJ_E3380M_10060_001001001 | in | Locked | On Air | On Air |  | Huawei | 3G+4G | HW U2.1 F2 / U900 F1 | HW L1.8 F1 (20M) + L800 F1 (15M) |  | 2/2 |  |  | MW
| SHJ0361 | Sharjah Court | SHJ0361 | SHJ5361 | SHJL0361 |  | NE | 25.36 | 55.3782 | du | Government | IBS | Sharjah | SHARJAH_PORT KHALID | 3007200 | 2CC |  | SHJ_E3380K_10020_001001001 | in | Locked | On Air | On Air |  | Huawei | 3G+4G | HW U2.1 F2 / U900 F1 | HW L1.8 F1 (20M) + L800 F1 (15M) |  | 5 |  |  | MW
Apr 2019 Update | SHJ0343 | SHARJAH DIRECTORATE OF TOWN PLANNING | SHJ0343 | SHJ5343 | SHJL0343 |  | NE | 25.3422 | 55.3756 | du | Commercial | IBS | Sharjah | SHARJAH_AL LAYYEH | 3007800 | 1CC |  | SHJ_E3380K_10005_001001002 | in | Locked | On Air | On Air |  | Huawei | 3G+4G | HW U2.1 F2 | HW L1.8 F1 (20M) |  | 2 |  |  | MW
| SHJ0217 | Sharjah Gate Tower |  | SHJ5217 | SHJL0217 |  | NE | 25.3 | 55.376 | du | Residential | IBS | Sharjah | SHARJAH_AL NAHDA | 3010200 | 1CC |  | SHJ_E3379A_10241_001055001 | in |  | On Air | On Air |  | Huawei | 3G+4G | HW U2.1 F2 | HW L1.8 F1 (20M) |  | 3/3 |  |  | IIB
| SHJ0452 | Sharjah Industrial Area Police Station |  | SHJ5452 | SHJL0452 |  | NE | 25.3025 | 55.4282 | du | Government | IBS | Sharjah | SHARJAH_INDUSTRIAL AREA 10 | 3008800 | 1CC |  | SHJ_E3379D_10006_001001002 | in |  | On Air | On Air |  | Huawei | 3G+4G | HW U2.1 F2 | HW L1.8 F1 (20M) |  | 1/1 |  |  | IIB
| SHJ0276 | Sharjah International Airport | SHJ0276 | SHJ5276 | SHJL0276 |  | NE | 25.3214 | 55.521 | ETC | Airport | IBS | Sharjah | SHARJAH_SHARJAH INTERNATIONAL AIRPORT | 3010900 | 1CC |  | SHJ_E3480X_10001_001001002 | in | On Air | On Air | On Air |  | Huawei | 2G+3G+4G | HW U2.1 F2 | HW L1.8 F1 (20M) |  | 8 |  |  | IIB
| SHJ0327 | Sharjah Islamic Bank | SHJ0327 | SHJ5327 | SHJL0327 |  | NE | 25.3165 | 55.3749 | ETC | Commercial | IBS | Sharjah | SHARJAH_AL KHAN | 3010300 | 1CC |  | SHJ_E3380U_10027_001001001 | in | Locked | On Air | On Air |  | Huawei | 3G+4G | HW U2.1 F2 | HW L1.8 F1 (20M) |  | 2/4 |  |  | IIB
| SHJ0272 | Sharjah Mega Mall | SHJ0272 |  | 0.Decomm |  | NE | 25.3445 | 55.3985 | du | Mall | IBS | Sharjah | SHARJAH_ABU SHUGHARA | 3010800 |  |  | SHJ_E3380L_10002_001005003 | in | Locked |  |  |  | Huawei |  |  |  |  | - |  |  | IIB
| SHJ0449 | Sharjah Military Hospital Batayeh |  | SHJ5449 | SHJL0449 |  | NE | 25.1774 | 55.8064 | ETC | Hospital | IBS | Sharjah | SHARJAH_Al Battayeh | 3000021 | 2CC |  | SHJ_E3778M_10003_001002001 | in |  | On Air | On Air |  | Huawei | 3G+4G | HW U2.1 F2 / U900 F1 | HW L1.8 F1 (20M) + L800 F1 (15M) |  | 20 |  |  | MW
| SHJ0445 | Sharjah Municipality – Engineering & Project. |  | SHJ5445 | SHJL0445 |  | NE | 25.3668 | 55.4054 | du | Government | IBS | Sharjah | SHARJAH_AL NASSERYA | 3005500 | 1CC |  | SHJ_E3380H_10033_001001002 | in |  | On Air | On Air |  | Huawei | 3G+4G | HW U2.1 F2 | HW L1.8 F1 (20M) |  | 1/1 |  |  | MW
| SHJ0405 | Sharjah Municipality New Building | SHJ0405 | SHJ5405 | SHJL0405 |  | NE | 25.3566 | 55.4009 | ETC | Government | IBS | Sharjah | SHARJAH_AL MUSSALLA | 3006100 | 1CC |  | SHJ_E3380M_10051_001001001 | in | Locked | On Air | On Air |  | Huawei | 3G+4G | HW U2.1 F2 | HW L1.8 F1 (20M) |  | 2/2 |  |  | MW
| SHJ0431 | Sharjah New Medcare Hospital |  | SHJ5431 | SHJL0431 |  | NE | 25.3421 | 55.3885 | du | Hospital | IBS | Sharjah | SHARJAH_AL NUD | 3007600 | 2CC |  | SHJ_E3380Q_10172_001001002 | in |  | On Air | On Air |  | Huawei | 3G+4G | HW U2.1 F2 / U900 F1 | HW L1.8 F1 (20M) + L800 F1 (15M) |  | 4/4 |  |  | IIB
July 2019 Update | SHJ0414 | Sharjah Police Traffic Department | SHJ0414 | SHJ5414 | SHJL0414 |  | NE | 25.3584 | 55.4441 | du | Government | IBS | Sharjah | SHARJAH_AL RAMTHA | 3028500 | 2CC |  | SHJ_E3380O_10012_001001002 | in | Locked | On Air | On Air |  | Huawei | 3G+4G | HW U2.1 F2 / U900 F1 | HW L1.8 F1 (20M) + L800 F1 (15M) |  | 2/2 |  |  | IIB
| SHJ0211 | Sharjah Shooting Club - Old and New Building | SHJ0211 | SHJ5211 | SHJL0211 |  | NE | 25.3537 | 55.4875 | du | Commercial | IBS | Sharjah | SHARJAH_SHARJAH GOLF AND SHOOTING CLUB | 3004400 | 2CC |  | SHJ_E3480L_10270_001001001 | in | Locked | On Air | On Air |  | Huawei | 3G+4G | HW U2.1 F2 / U900 F1 | HW L1.8 F1 (20M) + L800 F1 (15M) |  | 6 |  |  | MW
| SHJ0416 | Sharjah Transport department | SHJ0416 | SHJ5416 | SHJL0416 |  | NE | 25.3716 | 55.4519 | du | Government | IBS | Sharjah | SHARJAH_AL AZRA | 3004900 | 1CC |  | SHJ_E3380J_10463_001001001 | in | Locked | On Air | On Air |  | Huawei | 3G+4G | HW U2.1 F2 | HW L1.8 F1 (20M) |  | 1/1 |  |  | IIB
Apr 2019 Update | SHJ0109 | Sharjah TV | SHJ0109 | SHJ5109 | SHJL0109 |  | NE | 25.3523 | 55.4264 | du | Commercial | IBS | Sharjah | SHARJAH_AL ABAR | 3003500 | 2CC |  | SHJ_E3380N_10007_001002002 | in | Locked | On Air | On Air |  | Huawei | 3G+4G | HW U2.1 F2 / U900 F1 | HW L1.8 F1/F2 (20+10M) |  | 2/2 |  |  | IIB
| SHJ0274 | Sharjah University Complex | SHJ0274 | SHJ5274 | SHJL0274 |  | NE | 25.2877 | 55.4767 | du | University | IBS | Sharjah | SHARJAH_UNIVERSITY CITY | 3008000 | 2CC |  | SHJ_E3479F_10003_001001001 | in | Locked | On Air | On Air |  | Huawei | 3G+4G | HW U2.1 F2 / U900 F1 | HW L1.8 F1 (20M) + L800 F1 (15M) |  | 9 |  |  | IIB
| AUH0822 | Sheikh Abdullah Building | AUH0822 | AUH5822 | AUHL0822 |  | AUH | 24.4918 | 54.358 | du | Commercial | IBS | Abu Dhabi | ABU DHABI_Al Markaziyah | 2500200 | 2CC |  | AUH_E2271X_10437_001008001 | in | Locked | On Air | On Air |  | Nokia | 3G+4G | NSN U900 F1 | NSN L1800 F1 (20MHz) + L800 F1 (15Mhz) |  | 4 |  |  | IIB
| AUH0804 | Sheikh Diab Building 1 | AUH0804 | AUH5804 | AUHL0804 |  | AUH | 24.4731 | 54.3509 | du | Commercial | IBS | Abu Dhabi | ABU DHABI_Al Khalidiya | 2501300 | 2CC |  | AUH_E2270D_11843_001023001 / AUH_E2270D_11843_001020005 | in | Locked | On Air | On Air |  | Nokia | 3G+4G | NSN U900 F1 | NSN L1800 F1 (20MHz) + L800 F1 (15Mhz) |  | 6 |  |  | IIB
| DXB0418 | Sheikh Hamdan Palace Zabeel | DXB0418 | DXB5418 | DXBL0418 |  | DXB | 25.2232 | 55.3041 | ETC | Palace | IBS | Dubai North | DUBAI_ZAABEEL FIRST (ZAABEEL FIRST) | 1032500 | 2CC |  | DXB_E3279W_10374_001001002 | in | On Air | On Air | On Air |  | Huawei | 2G+3G+4G | HW U2.1 F2 / U900 F1 | HW L1.8 F1 (20M) + L800 F1 (15M) |  | 9 |  |  | IIB
Apr 2020 Update | SHJ0194 | Sheikh Hamdan Tower | SHJ0194 | SHJ5194 | SHJL0194 |  | NE | 25.3079 | 55.3735 | du | Residential | IBS | Sharjah | SHARJAH_AL MAMZAR | 3010400 | 2CC |  | SHJ_E3380U_10004_001002001 | in | Locked | On Air | On Air |  | Huawei | 3G+4G | HW U2.1 F2 / U900 F1 | HW L1.8 F1/F2 (20+10M) |  | 1/2 |  |  | IIB
| UAQ0754 | Sheikh Khalifa General Hospital UAQ | UAQ0754 | UAQ5754 | UAQL0754 |  | NE | 25.5009 | 55.599 | ETC | Hospital | IBS | Umm al Quwain | UMM AL QUWAIN_AL SALAMAH | 5000400 | 1CC |  | UAQ_E3582W_10077_001001001 | in | Locked | On Air | On Air |  | Huawei | 3G+4G | HW U2.1 F2 | HW L1.8 F1 (20M) |  | 2/3 |  |  | MW
| AUH0506 | Sheikh Khalifa Hospita- New Admin Building | AUH0506 | AUH5506 | AUHL0506 | AUHNR0506 | AUH | 24.4687 | 54.3648 | ETC | Hospital | IBS | Abu Dhabi | ABU DHABI_Al Karamah | 2501400 | 2CC |  | AUH_E2270D_12202_001003001 | in | Locked | On Air | On Air | On Air | Nokia | 3G+4G+5G | NSN U900 F1 | NSN L1800 F1 (20MHz) + L800 F1 (15Mhz) | 1CC | 2 | 30 | N78 | IIB
| AUH0505 | Sheikh Khalifa Hospital-D Wing & Admin Building | AUH0505 | AUH5505 | AUHL0505 |  | AUH | 24.4687 | 54.3648 | ETC | Hospital | IBS | Abu Dhabi | ABU DHABI_Al Karamah | 2501400 | 2CC |  | AUH_E2270D_12202_001001003 | in | Locked | On Air | On Air |  | Nokia | 3G+4G | NSN U900 F1 | NSN L1800 F1 (20MHz) + L800 F1 (15Mhz) |  | 4 |  |  | IIB
| AUH0479 | Sheikh Khalifa Hospital-Main Building | AUH0479 | AUH5479 | AUHL0479 |  | AUH | 24.4678 | 54.3662 | ETC | Hospital | IBS | Abu Dhabi | ABU DHABI_Al Karamah | 2501400 | 2CC |  | AUH_E2270D_12202_001002001 | in | Locked | On Air | On Air |  | Nokia | 3G+4G | NSN U2.1 F1+F2 / U900 F1 | NSN L1800 F1 (20MHz) + L800 F1 (15Mhz) |  | 4 |  |  | IIB
| AUH0555 | Sheikh Khalifa Hospital-OPC Building | AUH0555 | AUH5555 | AUHL0555 |  | AUH | 24.4687 | 54.3648 | ETC | Hospital | IBS | Abu Dhabi | ABU DHABI_Al Karamah | 2501400 | 1CC |  | AUH_E2270D_12202_001004001 | in | Locked | On Air | On Air |  | Huawei/Nokia | 3G+4G | HW U2.1 F2 | NSN L18 F1 (20M) |  | 1 |  |  | IIB
| AUH0535 | Sheikh Khalifa Medical City (SKMC) - Dialysis Center |  | AUH5535 | AUHL0535 | AUHNR0535 | AUH | 24.4697 | 54.3685 | du | Hospital | IBS | Abu Dhabi | ABU DHABI_Al Karamah | 2501400 | 2CC |  | AUH_E2270D_12202_001001002 | in |  | On Air | On Air | On Air | Nokia | 3G+4G+5G | NSN U900 F1 | NSN L1800 F1 (20MHz) + L800 F1 (15Mhz) | 1CC | 2 | 37 | N78 | IIB
| AUH0547 | Sheikh Khalifah Energy Complex_Borough Tower | AUH0547 | AUH5547 | AUHL0547 |  | AUH | 24.4982 | 54.3668 | du | Commercial | IBS | Abu Dhabi | ABU DHABI_Al Markaziyah | 2500200 | 2CC |  | AUH_E2271Y_11673_001011001 | in | Locked | On Air | On Air |  | Nokia | 3G+4G | NSN U900 F1 | NSN L1800 F1 (20MHz) + L800 F1 (15Mhz) |  | 8 |  |  | IIB
| AUH0431 | Sheikh Khalifah Energy Complex_GASCO Tower | AUH0431 | AUH5431 | AUHL0431 |  | AUH | 24.4975 | 54.3658 | du | Commercial | IBS | Abu Dhabi | ABU DHABI_Al Markaziyah | 2500200 | 2CC |  | AUH_E2271Y_11673_001012001 | in | Locked | On Air | On Air |  | Nokia | 3G+4G | NSN U900 F1 | NSN L1800 F1 (20MHz) + L800 F1 (15Mhz) |  | 6 |  |  | IIB
| AUH0409 | Sheikh Khalifah Energy Complex_Takreer Tower | AUH0409 | AUH5409 | AUHL0409 |  | AUH | 24.4986 | 54.3671 | du | Commercial | IBS | Abu Dhabi | ABU DHABI_Al Markaziyah | 2500200 | 2CC |  | AUH_E2271Y_11673_001040002 | in | Locked | On Air | On Air |  | Nokia | 3G+4G | NSN U900 F1 | NSN L1800 F1 (20MHz) + L800 F1 (15Mhz) |  | 14 |  |  | IIB
| AUH0409 | Sheikh Khalifah Energy Complex_Takreer Tower |  | AUH5409B |  |  | AUH | 24.4986 | 54.3671 | du | Commercial | IBS | Abu Dhabi | ABU DHABI_Al Markaziyah | 2500200 |  |  | AUH_E2271Y_11673_001040002 | in |  | On Air |  |  | Huawei | 3G | 3G 2100 | [5 empty] | IIB
| AUH0450 | Sheikh Khalifah Energy Complex_ZADCO Tower | AUH0450 | AUH5450 | AUHL0450 |  | AUH | 24.4978 | 54.3663 | du | Commercial | IBS | Abu Dhabi | ABU DHABI_Al Markaziyah | 2500200 | 2CC |  | AUH_E2271Y_11673_001010002 | in | Locked | On Air | On Air |  | Nokia | 3G+4G | NSN U900 F1 | NSN L1800 F1 (20MHz) + L800 F1 (15Mhz) |  | 8 |  |  | IIB
| AJM0871 | Sheikh Khalifah Hospital | AJM0871 | AJM5871 | AJML0871 |  | NE | 25.4165 | 55.4958 | du | Hospital | IBS | Ajman | AJMAN_JURF 1 | 4002100 | 1CC |  | AJM_E3481V_11589_001001001 | in | Locked | On Air | On Air |  | Huawei | 3G+4G | HW U2.1 F2 | HW L1.8 F1 (20M) |  | 6 |  |  | MW
| RAK0513 | Sheikh Khalifah Speciality Hospital | RAK0513 | RAK5513 | RAKL0513 |  | NE | 25.6361 | 55.8356 | ETC | Hospital | IBS | Ras Al Khaimah | RAS AL-KHAIMAH_KHURAIJAH | 7050800 | 3CC |  | RKT_E3783O_10001_001001001 | in | Locked | On Air | On Air |  | Huawei | 3G+4G | HW U2.1 F2 / U900 F1 | HW L1.8 F1/F2 (20+5M) + L800 F1 (15M) |  | 6 |  |  | IIB
| IDX5609 | Sheikh Mohammad Humanitarian and Charity Building |  | IDX0609 | IDXL5609 |  | DXB | 25.295 | 55.351 | du | Government | IBS | Dubai North | DUBAI_AL MAMZAR | 1013400 | 2CC |  | DXB_E3279E_10903_001004015 | in |  | On Air | On Air |  | Huawei | 3G+4G | HW U2.1 F2 / U900 F1 | HW L1.8 F1 (20M) + L800 F1 (15M) |  | 2/2 |  |  | dufix
Apr 2019 Update | DXB0178 | Sheikh Rashid Bldg., Al Maktoum St., Deira Dubai | DXB0178 | DXB5178 | DXBL0178 |  | DXB | 25.2665 | 55.3091 | du | Residential | IBS | Dubai North | DUBAI_AL RIGGA | 1011900 | 1CC |  | DXB_E3279M_10305_001001001 | in | On Air | On Air | On Air |  | Huawei | 2G+3G+4G | HW U2.1 F2 | HW L1.8 F1 (20M) |  | 4 |  |  | MW
| AUH0544 | Sheikh Sultan Bin Suroor Al Daheri (Lulu Centre Building Salam) |  | AUH5544 | AUHL0544 |  | AUH | 24.4983 | 54.370564° | ETC | Commerical | IBS | Abu Dhabi | ABU DHABI_Al Markaziyah | 2500200 | 2CC |  | AUH_E2271Y_11708_001012005 | in |  | On Air | On Air |  | Nokia | 3G+4G | NSN U900 F1 | NSN L1800 F1 (20MHz) + L800 F1 (15Mhz) |  | 3 |  |  | MW
| AAN0040 | Sheikh Zayed Desert Learning Center (SZDLC) | AAN0040 | AAN5040 | AANL0040 |  | AUH | 24.1752 | 55.7391 | ETC | University | IBS | Al Ain | ABU DHABI_SHIAB AL ASHKHAR | 8002600 | 2CC |  | AAN_E3667N_10006_001001001 | in | Locked | On Air | On Air |  | Ericsson | 3G+4G | E/// U900 F1 | E/// L1.8 F1 (20M) + L800 F1 (15M) |  |  |  |  | MW
| AUH0567 | Sheikh's Palace Qaffay Island | AUH0567 | AUH5567 | AUHL0567 |  | AUH | 24.5824 | 51.7309 | du | Residential | IBS | Abu Dhabi | ABU DHABI_Al Qaffay Island | 2000008 | 1CC |  | AUH_W0372A_10004_001001001 | in | On Air | On Air | On Air |  | Huawei/Nokia | 2G+3G+4G | HW U2.1 F2 | NSN L18 F1 (20M) |  | 1 |  |  | VSAT
| AUH0566 | Sheikh's Villa Qaffay Island | AUH0566 | AUH5566 | AUHL0566 |  | AUH | 24.58 | 51.7268 | du | Residential | IBS | Abu Dhabi | ABU DHABI_Al Qaffay Island | 2000008 | 1CC |  | AUH_W0372A_10005_001001001 | in | On Air | On Air | On Air |  | Huawei/Nokia | 2G+3G+4G | HW U2.1 F2 | NSN L18 F1 (20M) |  | 1 |  |  | VSAT
Apr 2019 Update | DXB0064 | Sheraton Beach Resort | DXB0064 | DXB5064 | DXBL0064 |  | DXB | 25.0735 | 55.1292 | du | Hotel | IBS | Dubai South | DUBAI_MARSA DUBAI | 1039200 | 2CC |  | DXB_E3077N_10102_001001002 | in | Locked | On Air | On Air |  | Huawei | 3G+4G | HW U2.1 F2 / U900 F1 | HW L1.8 F1 (20M) + L800 F1 (15M) |  | 12 |  |  | IIB
Jan 2019 Update | AUH0468 | Sheraton Corniche Hotel & Resort |  | AUH5468 | AUHL0468 |  | AUH | 24.5004 | 54.3688 | ETC | Hotel | IBS | Abu Dhabi | ABU DHABI_Tourist Club Area | 2500100 | 1CC |  | AUH_E2271T_11005_001002003 | in |  | On Air | On Air |  | Huawei/Nokia | 3G+4G | HW U2.1 F2 | NSN L18 F1 (20M) |  | 4 |  |  | IIB
| DXB0063 | Sheraton Deira Dubai |  | DXB5063 | DXBL0063 |  | DXB | 25.2749 | 55.3275 | du | Hotel | IBS | Dubai North | DUBAI_AL MUTEENA | 1012300 | 2CC |  | DXB_E3279I_11779_001001001 | in |  | On Air | On Air |  | Huawei | 3G+4G | HW U2.1 F2 / U900 F1 | HW L1.8 F1 (20M) + L800 F1 (15M) |  | 6 |  |  | IIB
| IDX5192 | Sheraton Grand Hotel Dubai_Lower |  | IDX0192 | IDXL5192 |  | DXB | 25.2294 | 55.2865 | du | Hotel | IBS | Dubai North | DUBAI_TRADE CENTER FIRST | 1033500 | 1CC |  | DXB_E3279V_11051_001014002 | in |  | On Air | On Air |  | Huawei | 3G+4G | HW U2.1 F2 | HW L1.8 F1 (20M) |  | 1/2 |  |  | IIB
| IDX5193 | Sheraton Grand Hotel Dubai_Upper |  | IDX0193 | IDXL5193 |  | DXB | 25.2294 | 55.2865 | du | Hotel | IBS | Dubai North | DUBAI_TRADE CENTER FIRST | 1033500 | 1CC |  | DXB_E3279V_11051_001044003 | in |  | On Air | On Air |  | Huawei | 3G+4G | HW U2.1 F2 | HW L1.8 F1 (20M) |  | 6/12 |  |  | IIB
| SHJ0220 | Sheraton Sharjah Hotel & Resort | SHJ0220 | SHJ5220 | SHJL0220 |  | NE | 25.3958 | 55.4228 | ETC | Hotel | IBS | Sharjah | SHARJAH_AL RIFAAH | 3006800 | 2CC |  | SHJ_E3380D_11257_001001001 | in | Locked | On Air | On Air |  | Huawei | 3G+4G | HW U2.1 F2 / U900 F1 | HW L1.8 F1 (20M) + L800 F1 (15M) |  | 6 |  |  | IIB
| AUH0501 | Shining Tower 1 - Office Building | AUH0501 | AUH5501 | AUHL0501 |  | AUH | 24.4731 | 54.3494 | ETC | Commercial | IBS | Abu Dhabi | ABU DHABI_Al Khalidiya | 2501300 | 1CC |  | AUH_E2270D_12306_001002001 | in | On Air | On Air | On Air |  | Huawei/Nokia | 2G+3G+4G | HW U2.1 F2 | NSN L18 F1 (20M) |  | 1 |  |  | IIB
| AUH0502 | Shining Tower 2 - Residential Building | AUH0502 | AUH5502 | AUHL0502 |  | AUH | 24.4731 | 54.3494 | ETC | Commercial | IBS | Abu Dhabi | ABU DHABI_Al Khalidiya | 2501300 | 1CC |  | AUH_E2270D_12306_001002004 | in | Locked | On Air | On Air |  | Huawei/Nokia | 3G+4G | HW U2.1 F2 | NSN L18 F1 (20M) |  | 1 |  |  | IIB
| AUH0503 | Shining Towers Podium | AUH0503 | AUH5503 | AUHL0503 |  | AUH | 24.4731 | 54.3494 | ETC | Commercial | IBS | Abu Dhabi | ABU DHABI_Al Khalidiya | 2501300 | 1CC |  | AUH_E2270D_12306_001001001 | in | Locked | On Air | On Air |  | Huawei/Nokia | 3G+4G | HW U2.1 F2 | NSN L18 F1 (20M) |  | 1 |  |  | IIB
| DXB0523 | SHK Zayed University Admins Building | DXB0523 | DXB5523 | DXBL0523 |  | DXB | 25.1032 | 55.3853 | ETC | University | IBS | Dubai North | DUBAI_AL ROWAIYAH SECOND (800) | 1081300 | 2CC |  | DXB_E3377G_10037_001001010 | in | Locked | On Air | On Air |  | Huawei | 3G+4G | HW U2.1 F2 / U900 F1 | HW L1.8 F1 (20M) + L800 F1 (15M) |  | 5 |  |  | IIB
| DXB0524 | SHK Zayed University Library Building | DXB0524 | DXB5524 | DXBL0524 |  | DXB | 25.1032 | 55.3853 | ETC | University | IBS | Dubai North | DUBAI_AL ROWAIYAH SECOND (800) | 1081300 | 2CC |  | DXB_E3377G_10037_001001008 | in | Locked | On Air | On Air |  | Huawei | 3G+4G | HW U2.1 F2 / U900 F1 | HW L1.8 F1 (20M) + L800 F1 (15M) |  | 5 |  |  | IIB
| DXB0828 | SHK Zayed University Wings C&E | DXB0828 | DXB5828 | DXBL0828 |  | DXB | 25.1032 | 55.3853 | ETC | University | IBS | Dubai North | DUBAI_AL ROWAIYAH SECOND (800) | 1081300 | 2CC |  | DXB_E3377G_10037_001001009 | in | Locked | On Air | On Air |  | Huawei | 3G+4G | HW U2.1 F2 / U900 F1 | HW L1.8 F1 (20M) + L800 F1 (15M) |  | 10 |  |  | IIB
| DXB0752 | Shoba Ivory 1 | DXB0752 | DXB5752 | DXBL0752 |  | DXB | 25.1796 | 55.2719 | du | Commercial | IBS | Dubai North | DUBAI_BURJ KHALIFA (BUSINESS BAY) | 1034500 | 2CC |  | DXB_E3278K_10187_001005002 | in | Locked | On Air | On Air |  | Huawei | 3G+4G | HW U2.1 F2 / U900 F1 | HW L1.8 F1 (20M) + L800 F1 (15M) |  | 6 |  |  | IIB
Sep 2019 Update | DXB0753 | Shoba Ivory 2 | DXB0753 | DXB5753 | DXBL0753 |  | DXB | 25.1789 | 55.2727 | du | Commercial | IBS | Dubai North | DUBAI_BURJ KHALIFA (BUSINESS BAY) | 1034500 | 2CC |  | DXB_E3278K_10189_001003001 | in | Locked | On Air | On Air |  | Huawei | 3G+4G | HW U2.1 F2 / U900 F1 | HW L1.8 F1 (20M) + L800 F1 (15M) |  | 6 |  |  | IIB
| DXB0703 | Sidra Tower | DXB0703 | DXB5703 | DXBL0703 |  | DXB | 25.1082 | 55.1793 | ETC | Hotel | IBS | Dubai South | DUBAI_AL SAFOUH FIRST | 1037200 | 1CC |  | DXB_E3177A_10009_001015005 | in | On Air | On Air | On Air |  | Huawei | 2G+3G+4G | HW U2.1 F2 / U900 F1 | HW L1.8 F1 (20M) |  | 15 |  |  | IIB
Decomm | AUH0892 | Silla's Hospital - Al Gharbia Hospitals |  |  |  |  | AUH | 24.0698 | 51.7627 | du | Hospital | IBS | Abu Dhabi | ABU DHABI_BAYAH AL SILA | 2031600 |  |  |  | OUT | [9 empty] | - |  |  | MW
| AUH0641 | Silver Tower | AUH0641 | AUH5641 | AUHL0641 |  | AUH | 24.4922 | 54.359 | ETC | Commercial | IBS | Abu Dhabi | ABU DHABI_Al Markaziyah | 2500200 | 1CC |  | AUH_E2271X_10144_001006006 | in | Locked | On Air | On Air |  | Huawei/Nokia | 3G+4G | HW U2.1 F2 | NSN L18 F1 (20M) |  | 2 |  |  | IIB
| AUH0512 | Silver Wave Tower | AUH0512 | AUH5512 | AUHL0512 |  | AUH | 24.5056 | 54.3756 | ETC | Residential | IBS | Abu Dhabi | ABU DHABI_Al Zahiya (Tourist Club Extention) | 2500002 | 1CC |  | AUH_E2271T_11101_001001001 | in | Locked | On Air | On Air |  | Nokia | 3G+4G | NSN U2.1 F1+F2 | NSN L18 F1 (20M) |  | 3 |  |  | MW
| DXB0773 | Silverene Tower Dubai Marina |  | DXB5773 | DXBL0773 |  | DXB | 25.0754 | 55.1383 | du | Residential | IBS | Dubai South | DUBAI_MARSA DUBAI | 1039200 | 2CC |  | DXB_E3077N_10753_001007007 | in |  | On Air | On Air |  | Huawei | 3G+4G | HW U2.1 F2 / U900 F1 | HW L1.8 F1 (20M) + L800 F1 (15M) |  | 18 |  |  | IIB
| DXB0486 | SIT Business Tower | DXB0486 | DXB5486 | DXBL0486 |  | DXB | 25.118 | 55.3907 | ETC | Commercial | IBS | Dubai North | DUBAI_NADD HESSA (DUBAI SILICON OASIS) | 1062600 | 3CC |  | DXB_E3377B_10020_001010001 | in | Locked | On Air | On Air |  | Huawei | 3G+4G | HW U2.1 F2 / U900 F1 | HW L1.8 F1/F2 (20+10M) + L800 F1 (15M) |  | 4/8 |  |  | IIB
| IDX5610 | Sky Central |  | IDX0610 | IDXL5610 |  | DXB | 25.0974 | 55.1753 | du | Residential | IBS | Dubai South | DUBAI_AL THANYAH FIRST (AL SAFOUH THIRD) | 1038300 | 2CC |  | DXB_E3177F_11077_001002002 | in |  | On Air | On Air |  | Huawei | 3G+4G | HW U2.1 F2 / U900 F1 | HW L1.8 F1 (20M) + L800 F1 (15M) |  | 9 |  |  | IIB
| DXB0936 | Sky Courts_Tower A | DXB0936 | DXB5936 | DXBL0936 |  | DXB | 25.0922 | 55.3849 | du | Residential | IBS | Dubai South | DUBAI_WADI AL SAFA 5 (DUBAI LAND) | 1064800 | 2CC |  | DXB_E3377G_10042_001001002 | in | Locked | On Air | On Air |  | Huawei | 3G+4G | HW U2.1 F2 / U900 F1 | HW L1.8 F1 (20M) + L800 F1 (15M) |  | 18 |  |  | IIB
| DXB0935 | Sky Courts_Tower B | DXB0935 | DXB5935 | DXBL0935 |  | DXB | 25.0922 | 55.3849 | du | Residential | IBS | Dubai South | DUBAI_WADI AL SAFA 5 (DUBAI LAND) | 1064800 | 2CC |  | DXB_E3377G_10043_001015025 | in | Locked | On Air | On Air |  | Huawei | 3G+4G | HW U2.1 F2 / U900 F1 | HW L1.8 F1 (20M) + L800 F1 (15M) |  | 12 |  |  | IIB
| DXB0152 | Sky Courts_Tower C | DXB0152 | DXB5152 | DXBL0152 |  | DXB | 25.0922 | 55.3849 | du | Residential | IBS | Dubai South | DUBAI_WADI AL SAFA 5 (DUBAI LAND) | 1064800 | 2CC |  | DXB_E3377L_10148_001015025 | in | Locked | On Air | On Air |  | Huawei | 3G+4G | HW U2.1 F2 / U900 F1 | HW L1.8 F1 (20M) + L800 F1 (15M) |  | 12 |  |  | IIB
| DXB0158 | Sky Courts_Tower D | DXB0158 | DXB5158 | DXBL0158 |  | DXB | 25.0922 | 55.3849 | du | Residential | IBS | Dubai South | DUBAI_WADI AL SAFA 5 (DUBAI LAND) | 1064800 | 2CC |  | DXB_E3377G_10044_001015025 | in | Locked | On Air | On Air |  | Huawei | 3G+4G | HW U2.1 F2 / U900 F1 | HW L1.8 F1 (20M) + L800 F1 (15M) |  | 12 |  |  | IIB
| DXB0157 | Sky Courts_Tower E | DXB0157 | DXB5157 | DXBL0157 |  | DXB | 25.0922 | 55.3849 | du | Residential | IBS | Dubai South | DUBAI_WADI AL SAFA 5 (DUBAI LAND) | 1064800 | 2CC |  | DXB_E3377L_10149_001015021 | in | Locked | On Air | On Air |  | Huawei | 3G+4G | HW U2.1 F2 / U900 F1 | HW L1.8 F1 (20M) + L800 F1 (15M) |  | 12 |  |  | IIB
| DXB0934 | Sky Courts_Tower F | DXB0934 | DXB5934 | DXBL0934 |  | DXB | 25.0922 | 55.3849 | du | Residential | IBS | Dubai South | DUBAI_WADI AL SAFA 5 (DUBAI LAND) | 1064800 | 2CC |  | DXB_E3377L_10150_001001002 | in | Locked | On Air | On Air |  | Huawei | 3G+4G | HW U2.1 F2 / U900 F1 | HW L1.8 F1 (20M) + L800 F1 (15M) |  | 18 |  |  | IIB
| DXB0494 | Sky Garden - | DXB0494 | DXB5494 | DXBL0494 |  | DXB | 25.212 | 55.2827 | du | Residential | IBS | Dubai North | DUBAI_ZAABEEL SECOND | 1033700 | 2CC |  | DXB_E3278A_11559_001034017 | in | On Air | On Air | On Air |  | Huawei | 2G+3G+4G | HW U2.1 F2 / U900 F1 | HW L1.8 F1 (20M) + L800 F1 (15M) |  | 12 |  |  | IIB
| SHJ0181 | Skyline University College | SHJ0181 | SHJ5181 | SHJL0181 |  | NE | 25.2906 | 55.4673 | du | University | IBS | Sharjah | SHARJAH_MUWAILEH COMMERCIAL | 3009900 | 2CC |  | SHJ_E3479A_10005_001001001 | in | Locked | On Air | On Air |  | Huawei | 3G+4G | HW U2.1 F2 / U900 F1 | HW L1.8 F1 (20M) + L800 F1 (15M) |  | 3 |  |  | IIB
| IAD5002 | SmallCell Bus Gate Second Floor |  |  | IADL5002II |  | AUH | 24.427 | 54.6466 | du | Airport | SmallCell | Abu Dhabi | ABU DHABI_ABU DHABI INTERNATIONAL AIRPORT | 2044300 | 1CC | Yes | #N/A | in |  |  | On Air |  | Nokia | 4G |  | NSN L18 F1 (20M) |  | 1 |  |  | IIB
| IAD5002 | SmallCell Bus Gate_Ground & First Floors |  |  | IADL5002I |  | AUH | 24.427 | 54.6466 | du | Airport | SmallCell | Abu Dhabi | ABU DHABI_ABU DHABI INTERNATIONAL AIRPORT | 2044300 | 1CC | Yes | #N/A | in |  |  | On Air |  | Nokia | 4G |  | NSN L18 F1 (20M) |  | 1 |  |  | IIB
| IAD5002 | SmallCell Satellite_First Floor_Left Half |  |  | IADL5002 |  | AUH | 24.427 | 54.6466 | du |  | SmallCell | Abu Dhabi | ABU DHABI_ABU DHABI INTERNATIONAL AIRPORT | 2044300 | 1CC | Yes | #N/A | in |  |  | On Air |  | Nokia | 4G |  | NSN L18 F1 (20M) |  | 1 |  |  | IIB
| IAD5001 | SmallCell Satellite_First Floor_Right Half |  |  | IADL5001II |  | AUH | 24.427 | 54.6466 | du |  | SmallCell | Abu Dhabi | ABU DHABI_ABU DHABI INTERNATIONAL AIRPORT | 2044300 | 1CC | Yes | #N/A | in |  |  | On Air |  | Nokia | 4G |  | NSN L18 F1 (20M) |  | 1 |  |  | IIB
| IAD5001 | SmallCell Satellite_Ground Floor_Left Half |  |  | IADL5001I |  | AUH | 24.427 | 54.6466 | du |  | SmallCell | Abu Dhabi | ABU DHABI_ABU DHABI INTERNATIONAL AIRPORT | 2044300 | 1CC | Yes | #N/A | in |  |  | On Air |  | Nokia | 4G |  | NSN L18 F1 (20M) |  | 1 |  |  | IIB
| IAD5013 | SmallCell Sheikh Zayed Hall |  |  | IADL5013 |  | AUH | 24.427 | 54.6466 | du |  | SmallCell | Abu Dhabi | ABU DHABI_ABU DHABI INTERNATIONAL AIRPORT | 2044300 | 1CC | Yes | #N/A | in |  |  | On Air |  | Nokia | 4G |  | NSN L18 F1 (20M) |  | 1 |  |  | IIB
| IAD5003 | SmallCell Sky Bridge_Left Half |  |  | IADL5003I |  | AUH | 24.427 | 54.6466 | du |  | SmallCell | Abu Dhabi | ABU DHABI_ABU DHABI INTERNATIONAL AIRPORT | 2044300 | 1CC | Yes | #N/A | in |  |  | On Air |  | Nokia | 4G |  | NSN L18 F1 (20M) |  | 1 |  |  | IIB
| IAD5003 | SmallCell Sky Bridge_Right Half |  |  | IADL5003 |  | AUH | 24.427 | 54.6466 | du |  | SmallCell | Abu Dhabi | ABU DHABI_ABU DHABI INTERNATIONAL AIRPORT | 2044300 | 1CC | Yes | #N/A | in |  |  | On Air |  | Nokia | 4G |  | NSN L18 F1 (20M) |  | 1 |  |  | IIB
| IAD5009 | SmallCell Terminal 1&3 Passengers Link |  |  | IADL5009 |  | AUH | 24.427 | 54.6466 | du |  | SmallCell | Abu Dhabi | ABU DHABI_ABU DHABI INTERNATIONAL AIRPORT | 2044300 | 1CC | Yes | #N/A | in |  |  | On Air |  | Nokia | 4G |  | NSN L18 F1 (20M) |  | 1 |  |  | IIB
| IAD5008 | SmallCell Terminal 1_ Al DAR Lounge |  |  | IADL5008 |  | AUH | 24.427 | 54.6466 | du |  | SmallCell | Abu Dhabi | ABU DHABI_ABU DHABI INTERNATIONAL AIRPORT | 2044300 | 1CC | Yes | #N/A | in |  |  | On Air |  | Nokia | 4G |  | NSN L18 F1 (20M) |  | 1 |  |  | IIB
| IAD5006 | SmallCell Terminal 1_1F_Offices Area 5 |  |  | IADL5006I |  | AUH | 24.427 | 54.6466 | du |  | SmallCell | Abu Dhabi | ABU DHABI_ABU DHABI INTERNATIONAL AIRPORT | 2044300 | 1CC | Yes | #N/A | in |  |  | On Air |  | Nokia | 4G |  | NSN L18 F1 (20M) |  | 1 |  |  | IIB
| IAD5006 | SmallCell Terminal 1_1F_Offices Area 6 |  |  | IADL5006II |  | AUH | 24.427 | 54.6466 | du |  | SmallCell | Abu Dhabi | ABU DHABI_ABU DHABI INTERNATIONAL AIRPORT | 2044300 | 1CC | Yes | #N/A | in |  |  | On Air |  | Nokia | 4G |  | NSN L18 F1 (20M) |  | 1 |  |  | IIB
| IAD5008 | SmallCell Terminal 1_1F_Public Corridor |  |  | IADL5008I |  | AUH | 24.427 | 54.6466 | du |  | SmallCell | Abu Dhabi | ABU DHABI_ABU DHABI INTERNATIONAL AIRPORT | 2044300 | 1CC | Yes | #N/A | in |  |  | On Air |  | Nokia | 4G |  | NSN L18 F1 (20M) |  | 1 |  |  | IIB
| IAD5011 | SmallCell Terminal 1_2F_Offices Area 10 |  |  | IADL5011II |  | AUH | 24.427 | 54.6466 | du |  | SmallCell | Abu Dhabi | ABU DHABI_ABU DHABI INTERNATIONAL AIRPORT | 2044300 | 1CC | Yes | #N/A | in |  |  | On Air |  | Nokia | 4G |  | NSN L18 F1 (20M) |  | 1 |  |  | IIB
| IAD5012 | SmallCell Terminal 1_2F_Offices Area 11 |  |  | IADL5012 |  | AUH | 24.427 | 54.6466 | du |  | SmallCell | Abu Dhabi | ABU DHABI_ABU DHABI INTERNATIONAL AIRPORT | 2044300 | 1CC | Yes | #N/A | in |  |  | On Air |  | Nokia | 4G |  | NSN L18 F1 (20M) |  | 1 |  |  | IIB
| IAD5009 | SmallCell Terminal 1_2F_Offices Area 7 |  |  | IADL5009I |  | AUH | 24.427 | 54.6466 | du |  | SmallCell | Abu Dhabi | ABU DHABI_ABU DHABI INTERNATIONAL AIRPORT | 2044300 | 1CC | Yes | #N/A | in |  |  | On Air |  | Nokia | 4G |  | NSN L18 F1 (20M) |  | 1 |  |  | IIB
| IAD5009 | SmallCell Terminal 1_2F_Offices Area 8 |  |  | IADL5009II |  | AUH | 24.427 | 54.6466 | du |  | SmallCell | Abu Dhabi | ABU DHABI_ABU DHABI INTERNATIONAL AIRPORT | 2044300 | 1CC | Yes | #N/A | in |  |  | On Air |  | Nokia | 4G |  | NSN L18 F1 (20M) |  | 1 |  |  | IIB
| IAD5011 | SmallCell Terminal 1_2F_Offices Area 9 |  |  | IADL5011I |  | AUH | 24.427 | 54.6466 | du |  | SmallCell | Abu Dhabi | ABU DHABI_ABU DHABI INTERNATIONAL AIRPORT | 2044300 | 1CC | Yes | #N/A | in |  |  | On Air |  | Nokia | 4G |  | NSN L18 F1 (20M) |  | 1 |  |  | IIB
| IAD5010 | SmallCell Terminal 1_Airport Hotel Area 1 |  |  | IADL5010 |  | AUH | 24.427 | 54.6466 | du |  | SmallCell | Abu Dhabi | ABU DHABI_ABU DHABI INTERNATIONAL AIRPORT | 2044300 | 1CC | Yes | #N/A | in |  |  | On Air |  | Nokia | 4G |  | NSN L18 F1 (20M) |  | 1 |  |  | IIB
| IAD5010 | SmallCell Terminal 1_Airport Hotel Area 2 |  |  | IADL5010I |  | AUH | 24.427 | 54.6466 | du |  | SmallCell | Abu Dhabi | ABU DHABI_ABU DHABI INTERNATIONAL AIRPORT | 2044300 | 1CC | Yes | #N/A | in |  |  | On Air |  | Nokia | 4G |  | NSN L18 F1 (20M) |  | 1 |  |  | IIB
| IAD5010 | SmallCell Terminal 1_AL Dhabi Lounge |  |  | IADL5010II |  | AUH | 24.427 | 54.6466 | du |  | SmallCell | Abu Dhabi | ABU DHABI_ABU DHABI INTERNATIONAL AIRPORT | 2044300 | 1CC | Yes | #N/A | in |  |  | On Air |  | Nokia | 4G |  | NSN L18 F1 (20M) |  | 1 |  |  | IIB
| IAD5007 | SmallCell Terminal 1_Al Reem Lounge |  |  | IADL5007II |  | AUH | 24.427 | 54.6466 | du |  | SmallCell | Abu Dhabi | ABU DHABI_ABU DHABI INTERNATIONAL AIRPORT | 2044300 | 1CC | Yes | #N/A | in |  |  | On Air |  | Nokia | 4G |  | NSN L18 F1 (20M) |  | 1 |  |  | IIB
| IAD5008 | SmallCell Terminal 1_Arrival Luggage Collection |  |  | IADL5008II |  | AUH | 24.427 | 54.6466 | du |  | SmallCell | Abu Dhabi | ABU DHABI_ABU DHABI INTERNATIONAL AIRPORT | 2044300 | 1CC | Yes | #N/A | in |  |  | On Air |  | Nokia | 4G |  | NSN L18 F1 (20M) |  | 1 |  |  | IIB
| IAD5005 | SmallCell Terminal 1_BHC_Arrival Baggage Area |  |  | IADL5005II |  | AUH | 24.427 | 54.6466 | du |  | SmallCell | Abu Dhabi | ABU DHABI_ABU DHABI INTERNATIONAL AIRPORT | 2044300 | 1CC | Yes | #N/A | in |  |  | On Air |  | Nokia | 4G |  | NSN L18 F1 (20M) |  | 1 |  |  | IIB
| IAD5004 | SmallCell Terminal 1_Departure Baggage Area |  |  | IADL5004 |  | AUH | 24.427 | 54.6466 | du | Airport | SmallCell | Abu Dhabi | ABU DHABI_ABU DHABI INTERNATIONAL AIRPORT | 2044300 | 1CC | Yes | #N/A | in |  |  | On Air |  | Nokia | 4G |  | NSN L18 F1 (20M) |  | 1 |  |  | IIB
| IAD5011 | SmallCell Terminal 1_Etihad Premium Lounge |  |  | IADL5011 |  | AUH | 24.427 | 54.6466 | du |  | SmallCell | Abu Dhabi | ABU DHABI_ABU DHABI INTERNATIONAL AIRPORT | 2044300 | 1CC | Yes | #N/A | in |  |  | On Air |  | Nokia | 4G |  | NSN L18 F1 (20M) |  | 1 |  |  | IIB
| IAD5005 | SmallCell Terminal 1_GF_Entrance |  |  | IADL5005I |  | AUH | 24.427 | 54.6466 | du |  | SmallCell | Abu Dhabi | ABU DHABI_ABU DHABI INTERNATIONAL AIRPORT | 2044300 | 1CC | Yes | #N/A | in |  |  | On Air |  | Nokia | 4G |  | NSN L18 F1 (20M) |  | 1 |  |  | IIB
| IAD5003 | SmallCell Terminal 1_GF_Offices Area 1 |  |  | IADL5003II |  | AUH | 24.427 | 54.6466 | du | Airport | SmallCell | Abu Dhabi | ABU DHABI_ABU DHABI INTERNATIONAL AIRPORT | 2044300 | 1CC | Yes | #N/A | in |  |  | On Air |  | Nokia | 4G |  | NSN L18 F1 (20M) |  | 1 |  |  | IIB
| IAD5004 | SmallCell Terminal 1_GF_Offices Area 2 |  |  | IADL5004I |  | AUH | 24.427 | 54.6466 | du | Airport | SmallCell | Abu Dhabi | ABU DHABI_ABU DHABI INTERNATIONAL AIRPORT | 2044300 | 1CC | Yes | #N/A | in |  |  | On Air |  | Nokia | 4G |  | NSN L18 F1 (20M) |  | 1 |  |  | IIB
| IAD5005 | SmallCell Terminal 1_GF_Offices Area 3 |  |  | IADL5005 |  | AUH | 24.427 | 54.6466 | du |  | SmallCell | Abu Dhabi | ABU DHABI_ABU DHABI INTERNATIONAL AIRPORT | 2044300 | 1CC | Yes | #N/A | in |  |  | On Air |  | Nokia | 4G |  | NSN L18 F1 (20M) |  | 1 |  |  | IIB
| IAD5006 | SmallCell Terminal 1_GF_Offices Area 4 |  |  | IADL5006 |  | AUH | 24.427 | 54.6466 | du |  | SmallCell | Abu Dhabi | ABU DHABI_ABU DHABI INTERNATIONAL AIRPORT | 2044300 | 1CC | Yes | #N/A | in |  |  | On Air |  | Nokia | 4G |  | NSN L18 F1 (20M) |  | 1 |  |  | IIB
| IAD5004 | SmallCell Terminal 1_GF_Waiting Area |  |  | IADL5004II |  | AUH | 24.427 | 54.6466 | du | Airport | SmallCell | Abu Dhabi | ABU DHABI_ABU DHABI INTERNATIONAL AIRPORT | 2044300 | 1CC | Yes | #N/A | in |  |  | On Air |  | Nokia | 4G |  | NSN L18 F1 (20M) |  | 1 |  |  | IIB
| IAD5007 | SmallCell Terminal 1_Passport Control Economy |  |  | IADL5007I |  | AUH | 24.427 | 54.6466 | du |  | SmallCell | Abu Dhabi | ABU DHABI_ABU DHABI INTERNATIONAL AIRPORT | 2044300 | 1CC | Yes | #N/A | in |  |  | On Air |  | Nokia | 4G |  | NSN L18 F1 (20M) |  | 1 |  |  | IIB
| IAD5014 | SmallCell Terminal 2_ Baggage Reclaim Area |  |  | IADL5014 |  | AUH | 24.427 | 54.6466 | du |  | SmallCell | Abu Dhabi | ABU DHABI_ABU DHABI INTERNATIONAL AIRPORT | 2044300 | 1CC | Yes | #N/A | in |  |  | On Air |  | Nokia | 4G |  | NSN L18 F1 (20M) |  | 1 |  |  | IIB
| IAD5013 | SmallCell Terminal 2_ Departure Area |  |  | IADL5013II |  | AUH | 24.427 | 54.6466 | du |  | SmallCell | Abu Dhabi | ABU DHABI_ABU DHABI INTERNATIONAL AIRPORT | 2044300 | 1CC | Yes | #N/A | in |  |  | On Air |  | Nokia | 4G |  | NSN L18 F1 (20M) |  | 1 |  |  | IIB
| IAD5014 | SmallCell Terminal 2_Arrival Hall Area |  |  | IADL5014II |  | AUH | 24.427 | 54.6466 | du |  | SmallCell | Abu Dhabi | ABU DHABI_ABU DHABI INTERNATIONAL AIRPORT | 2044300 | 1CC | Yes | #N/A | in |  |  | On Air |  | Nokia | 4G |  | NSN L18 F1 (20M) |  | 1 |  |  | IIB
| IAD5014 | SmallCell Terminal 2_Departure Waiting Area |  |  | IADL5014I |  | AUH | 24.427 | 54.6466 | du |  | SmallCell | Abu Dhabi | ABU DHABI_ABU DHABI INTERNATIONAL AIRPORT | 2044300 | 1CC | Yes | #N/A | in |  |  | On Air |  | Nokia | 4G |  | NSN L18 F1 (20M) |  | 1 |  |  | IIB
| IAD5012 | SmallCell VIP Terminal_Arabic Lounges & Majlis |  |  | IADL5012II |  | AUH | 24.427 | 54.6466 | du | Airport | SmallCell | Abu Dhabi | ABU DHABI_ABU DHABI INTERNATIONAL AIRPORT | 2044300 | 1CC | Yes | #N/A | in |  |  | On Air |  | Nokia | 4G |  | NSN L18 F1 (20M) |  | 1 |  |  | IIB
| IAD5012 | SmallCell VIP Terminal_Main Lobby |  |  | IADL5012I |  | AUH | 24.427 | 54.6466 | du | Airport | SmallCell | Abu Dhabi | ABU DHABI_ABU DHABI INTERNATIONAL AIRPORT | 2044300 | 1CC | Yes | #N/A | in |  |  | On Air |  | Nokia | 4G |  | NSN L18 F1 (20M) |  | 1 |  |  | IIB
| IAD5007 | SmallCell Terminal 1_Check In Counters |  |  | IADL5007 |  | AUH | 24.427 | 54.6466 | du |  | SmallCell | Abu Dhabi | ABU DHABI_ABU DHABI INTERNATIONAL AIRPORT | 2044300 | 1CC | Yes | #N/A | in |  |  | On Air |  | Nokia | 4G |  | NSN L18 F1 (20M) |  | 1 |  |  | IIB
| IDX5408 | Smana Hotel Al Raffa |  | IDX0408 | IDXL5408 |  | DXB | 25.2499 | 55.2824 | du | Hotel | IBS | Dubai North | DUBAI_AL RAFFA | 1031600 | 1CC |  | DXB_E3279Q_12284_001002001 | in |  | On Air | On Air |  | Huawei | 3G+4G | HW U2.1 F2 | HW L1.8 F1 (20M) |  | 1/1 |  |  | IIB
| DXB0836 | Smart Heights | DXB0836 | DXB5836 | DXBL0836 | DXBNR0836 | DXB | 25.0968 | 55.1768 | du | Commercial | IBS | Dubai South | DUBAI_AL THANYAH FIRST (AL SAFOUH THIRD) | 1038300 | 2CC |  | DXB_E3177F_10906_001032003;DXB_E3177F_10906_001016010 | in | Locked | On Air | On Air | On Air | Huawei | 3G+4G+5G | HW U2.1 F2 / U900 F1 | HW L1.8 F1 (20M) + L800 F1 (15M) | 1CC | 9 | 3/0 | N41 | IIB
Sep 2019 Update | DXB0519 | Sobha Daffodils_JVC | DXB0519 | DXB5519 | DXBL0519 |  | DXB | 25.0471 | 55.2069 | du | Residential | IBS | Dubai South | DUBAI_AL BARSHA SOUTH FOURTH (JUMEIRAH VILLAGE SOUTH) | 1068100 | 2CC |  | DXB_E3177W_10799_001004029 | in | Locked | On Air | On Air |  | Huawei | 3G+4G | HW U2.1 F2 / U900 F1 | HW L1.8 F1 (20M) + L800 F1 (15M) |  | 4/4 |  |  | IIB
| DXB0331 | Sobha Sapphire @ BB | DXB0331 | DXB5331 | DXBL0331 |  | DXB | 25.1779 | 55.2751 | du | Commercial | IBS | Dubai North | DUBAI_BURJ KHALIFA (BUSINESS BAY) | 1034500 | 2CC |  | DXB_E3278K_10190_001024002 | in | Locked | On Air | On Air |  | Huawei | 3G+4G | HW U2.1 F2 / U900 F1 | HW L1.8 F1 (20M) + L800 F1 (15M) |  | 6 |  |  | IIB
| DXB0013 | Sofitel City Centre Hotel | DXB0013 | DXB5013 | DXBL0013 |  | DXB | 25.2505 | 55.3348 | du | Hotel | IBS | Dubai North | DUBAI_PORT SAEED | 1012900 | 1CC |  | DXB_E3279S_10064_001001001 | in | On Air | On Air | On Air |  | Huawei | 2G+3G+4G | HW U2.1 F2 | HW L1.8 F1 (20M) |  | 4/4 |  |  | IIB
| DXB0706 | Sofitel Downtown Residential and Office Building | DXB0706 | DXB5706 | DXBL0706 |  | DXB | 25.1999 | 55.2693 | ETC | Hotel | IBS | Dubai North | DUBAI_BURJ KHALIFA (BUSINESS BAY) | 1034500 | 2CC |  | DXB_E3278A_11614_001010001 | in | Locked | On Air | On Air |  | Huawei | 3G+4G | HW U2.1 F2 / U900 F1 | HW L1.8 F1 (20M) + L800 F1 (15M) |  | 15 |  |  | IIB
| DXB0801 | Sofitel Hotel Downtown | DXB0801 | DXB5801 | DXBL0801 |  | DXB | 25.1999 | 55.2693 | ETC | Hotel | IBS | Dubai North | DUBAI_BURJ KHALIFA (BUSINESS BAY) | 1034500 | 2CC |  | DXB_E3278A_11614_001012001 | in | Locked | On Air | On Air |  | Huawei | 3G+4G | HW U2.1 F2 / U900 F1 | HW L1.8 F1 (20M) + L800 F1 (15M) |  | 12 |  |  | MW
July 2019 Update | DXB0151 | Sofitel Hotel Downtown Parking Building | DXB0151 | DXB5151 | DXBL0151 |  | DXB | 25.1999 | 55.2693 | ETC | Hotel | IBS | Dubai North | DUBAI_BURJ KHALIFA (BUSINESS BAY) | 1034500 | 2CC |  | DXB_E3278A_11662_001001001 | in | Locked | On Air | On Air |  | Huawei | 3G+4G | HW U2.1 F2 / U900 F1 | HW L1.8 F1 (20M) + L800 F1 (15M) |  | 3 |  |  | IIB
| DXB0748 | Sofitel JBR | DXB0748 | DXB5748 | DXBL0748 | DXBNR0748 | DXB | 25.0756 | 55.1325 | du | Hotel | IBS | Dubai South | DUBAI_MARSA DUBAI | 1039200 | 2CC |  | DXB_E3077N_10701_001001002 | in | Locked | On Air | On Air | On Air | Huawei | 3G+4G+5G | HW U2.1 F2 / U900 F1 | HW L1.8 F1 (20M) + L800 F1 (15M) | 1CC | 9 | 2/0 | N41 | IIB
| DXB0352 | Sofitel Resort Palm Jumeirah - Left Wing | DXB0352 | DXB5352 | DXBL0352 |  | DXB | 25.1394 | 55.1336 | du | Hotel | IBS | Dubai South | DUBAI_NAKHLAT JUMEIRA (THE PALM JUMEIRAH) | 1038100 | 2CC |  | DXB_E3078X_10503_001001006 | in | On Air | On Air | On Air |  | Huawei | 2G+3G+4G | HW U2.1 F2 / U900 F1 | HW L1.8 F1 (20M) + L800 F1 (15M) |  | 4/10 |  |  | IIB
| DXB0359 | Sofitel Resort Palm Jumeirah - Right Wing | DXB0359 | DXB5359 | DXBL0359 |  | DXB | 25.1394 | 55.1336 | du | Hotel | IBS | Dubai South | DUBAI_NAKHLAT JUMEIRA (THE PALM JUMEIRAH) | 1038100 | 2CC |  | DXB_E3078X_10503_001001007 | in | Locked | On Air | On Air |  | Huawei | 3G+4G | HW U2.1 F2 / U900 F1 | HW L1.8 F1 (20M) + L800 F1 (15M) |  | 8/10 |  |  | IIB
Aug 2020 Update | IDX5156 | Somewhere Hotel (Al Sondos Suites by Royal Meridien) | IDX5156 | IDX0156 | IDXL5156 |  | DXB | 25.2538 | 55.3296 | du | Hotel | IBS | Dubai North | DUBAI_PORT SAEED | 1012900 | 2CC |  | DXB_E3279N_11556_001006012 | in | Locked | On Air | On Air |  | Huawei | 3G+4G | HW U2.1 F2 / U900 F1 | HW L1.8 F1/F2 (20+10M) |  | 2/4 |  |  | IIB
| IDX5384 | Somewhere Hotel Apartment | IDX5384 | IDX0384 | IDXL5384 |  | DXB | 25.0966 | 55.174 | du | Hotel | IBS | Dubai South | DUBAI_AL THANYAH FIRST (AL SAFOUH THIRD) | 1038300 | 2CC |  | DXB_E3177F_11061_001002005 | in | On Air | On Air | On Air |  | Huawei | 2G+3G+4G | HW U2.1 F2 / U900 F1 | HW L1.8 F1 (20M) + L800 F1 (15M) |  | 4/4 |  |  | IIB
| DXB0200 | Sony- Ericsson | DXB0200 | DXB5200 | DXBL0200 |  | DXB | 25.0947 | 55.1595 | du | Commercial | IBS | Dubai South | DUBAI_AL SAFOUH SECOND | 1038200 | 2CC |  | DXB_E3077J_10146_001003018 | in | Locked | On Air | On Air |  | Huawei | 3G+4G | HW U2.1 F2 / U900 F1 | HW L1.8 F1 (20M) + L800 F1 (15M) |  | 2/2 |  |  | OSN/IIB
| AUH0711 | Southeast Car Park C2 - Yas Island | AUH0711 | AUH5711 | AUHL0711 |  | AUH | 24.4862 | 54.6102 | ETC | Car Park | IBS | Abu Dhabi | ABU DHABI_YAS ISLAND | 2004600 | 1CC | Yes | AUH_E2571V_10005_001001006 | in | On Air | On Air | On Air |  | Nokia | 2G+3G+4G | NSN U2.1 F1+F2 | NSN L18 F1 (20M) |  | 3 |  |  | IIB
| AUH0710 | Southwest Car Park C1 - Yas Island | AUH0710 | AUH5710 | AUHL0710 |  | AUH | 24.4876 | 54.6063 | ETC | Car Park | IBS | Abu Dhabi | ABU DHABI_YAS ISLAND | 2004600 | 1CC |  | AUH_E2571V_10005_001001008 | in | On Air | On Air | On Air |  | Nokia | 2G+3G+4G | NSN U2.1 F1+F2 | NSN L18 F1 (20M) |  | 2 |  |  | IIB
| AUH0882 | Spinneys – KIZAD warehouse |  | AUH5882 | AUHL0882 |  | AUH | 24.6939 | 54.743 | du | Mall | IBS | Abu Dhabi | ABU DHABI_KHALIFA INDUSTRIAL CITY A | 2100000 | 2CC |  | AUH_E2673S_10061_001001002 | in |  | On Air | On Air |  | Nokia | 3G+4G | NSN U900 F1 | NSN L1800 F1 (20MHz) + L800 F1 (15Mhz) |  | 2 |  |  | IIB
| IDX5457 | Spinney's (Cedre Town Center) Dubai Silicon Oasis |  | IDX0457 | IDXL5457 |  | DXB | 25.1272 | 55.3971 | du | Mall | IBS | Dubai North | DUBAI_NADD HESSA (DUBAI SILICON OASIS) | 1062600 | 2CC |  | DXB_E3378V_10030_001001003 | in |  | On Air | On Air |  | Huawei | 3G+4G | HW U2.1 F2 / U900 F1 | HW L1.8 F1 (20M) + L800 F1 (15M) |  | 3 |  |  | MW
| AUH0884 | St. Regis Apartments | AUH0884 | AUH5884 | AUHL0884 |  | AUH | 24.5377 | 54.4256 | ETC | Residential | IBS | Abu Dhabi | ABU DHABI_SADIYAT ISLAND | 2046700 | 1CC |  | AUH_E2371H_10123_001002001 | in | Locked | On Air | On Air |  | Huawei/Nokia | 3G+4G | HW U2.1 F2 | NSN L18 F1 (20M) |  | 5 |  |  | MW
| AUH0870 | St. Regis Hotel & Resort | AUH0870 | AUH5870 | AUHL0870 |  | AUH | 24.5383 | 54.4242 | ETC | Hotel | IBS | Abu Dhabi | ABU DHABI_SADIYAT ISLAND | 2046700 | 1CC |  | AUH_E2371H_10123_001003001 | in | Locked | On Air | On Air |  | Huawei/Nokia | 3G+4G | HW U2.1 F2 | NSN L18 F1 (20M) |  | 3 |  |  | MW
| IDX5045 | St. Regis Hotel at SZR | IDX5045 | IDX0045 | IDXL5045 |  | DXB | 25.1834 | 55.2543 | du | Hotel | IBS | Dubai North | DUBAI_BURJ KHALIFA (BUSINESS BAY) | 1034500 | 2CC |  | DXB_E3178J_11979_001001002 | in | On Air | On Air | On Air |  | Huawei | 2G+3G+4G | HW U2.1 F2 | HW L1.8 F1 (20M) + L800 F1 (15M) |  | 8/4 |  |  | IIB
| IDX5246 | St. Regis Hotel at SZR_Ball Room |  | IDX0246 | IDXL5246 |  | DXB | 25.1834 | 55.2543 | du | Hotel | IBS | Dubai North | DUBAI_BURJ KHALIFA (BUSINESS BAY) | 1034500 | 2CC | Yes | DXB_E3178J_11979_001010002 | in |  | On Air | On Air |  | Huawei | 3G+4G | HW U2.1 F2 / U900 F1 | HW L1.8 F1 (20M) + L800 F1 (15M) |  | 3 |  |  | IIB
| IDX5245 | St. Regis Hotel at SZR_Banquet Hall |  | IDX0245 | IDXL5245 | IDXNR5245 | DXB | 25.1834 | 55.2543 | du |  | IBS | Dubai North | DUBAI_BURJ KHALIFA (BUSINESS BAY) | 1034500 | 2CC | Yes | DXB_E3178J_11979_001010001 | in |  | On Air | On Air | On Air | Huawei | 3G+4G+5G | HW U2.1 F2 / U900 F1 | HW L1.8 F1 (20M) + L800 F1 (15M) | 1CC | 5 | 2/0 | N41 | IIB
Sep 2019 Update | DXB0970 | Stadium Park Apartments R4-5 Building | DXB0970 | DXB5970 | DXBL0970 |  | DXB | 25.0442 | 55.2143 | du | Residential | IBS | Dubai South | DUBAI_AL HEBIAH FOURTH (DUBAI SPORTS CITY) | 1068200 | 2CC |  | DXB_E3177W_10087_001002003 | in | Locked | On Air | On Air |  | Huawei | 3G+4G | HW U2.1 F2 / U900 F1 | HW L1.8 F1 (20M) + L800 F1 (15M) |  | 4/4 |  |  | IIB
Sep 2019 Update | DXB0987 | Stadium Park Apartments R4-6 Building | DXB0987 | DXB5987 | DXBL0987 |  | DXB | 25.0436 | 55.2146 | du | Residential | IBS | Dubai South | DUBAI_AL HEBIAH FOURTH (DUBAI SPORTS CITY) | 1068200 | 1CC |  | DXB_E3177W_10087_001002002 | in | Locked | On Air | On Air |  | Huawei | 3G+4G | HW U2.1 F2 | HW L1.8 F1 (20M) |  | 2/2 |  |  | IIB
Sep 2019 Update | DXB0988 | Stadium Park Apartments R4-7 Building | DXB0988 | DXB5988 | DXBL0988 |  | DXB | 25.0432 | 55.2154 | du | Residential | IBS | Dubai South | DUBAI_AL HEBIAH FOURTH (DUBAI SPORTS CITY) | 1068200 | 2CC |  | DXB_E3177L_10278_001001002 | in | Locked | On Air | On Air |  | Huawei | 3G+4G | HW U2.1 F2 / U900 F1 | HW L1.8 F1 (20M) + L800 F1 (15M) |  | 6 |  |  | IIB
Sep 2019 Update | DXB0973 | Stadium Park Apartments R4-8 Building |  | DXB5973 | DXBL0973 |  | DXB | 25.0432 | 55.2158 | du | Residential | IBS | Dubai South | DUBAI_AL HEBIAH FOURTH (DUBAI SPORTS CITY) | 1068200 | 2CC |  | DXB_E3177W_10090_001002002 | in |  | On Air | On Air |  | Huawei | 3G+4G | HW U2.1 F2 / U900 F1 | HW L1.8 F1 (20M) + L800 F1 (15M) |  | 6 |  |  | IIB
July 2019 Update | DXB0484 | Stand point plot 29 30_A | DXB0484 | DXB5484 | DXBL0484 |  | DXB | 25.1966 | 55.271 | du | Residential | IBS | Dubai North | DUBAI_BURJ KHALIFA (BUSINESS BAY) | 1034500 | 2CC |  | DXB_E3278F_10341_001001002 | in | Locked | On Air | On Air |  | Huawei | 3G+4G | HW U2.1 F2 / U900 F1 | HW L1.8 F1 (20M) + L800 F1 (15M) |  | 9 |  |  | IIB
July 2019 Update | DXB0631 | Stand point plot 29 30_B | DXB0631 | DXB5631 | DXBL0631 |  | DXB | 25.1966 | 55.271 | du | Residential | IBS | Dubai North | DUBAI_BURJ KHALIFA (BUSINESS BAY) | 1034500 | 2CC |  | DXB_E3278F_10341_001013024 | in | Locked | On Air | On Air |  | Huawei | 3G+4G | HW U2.1 F2 / U900 F1 | HW L1.8 F1 (20M) + L800 F1 (15M) |  | 12 |  |  | IIB
| DXB0927 | Standard Chartered Building - HQ | DXB0927 | DXB5927 | DXBL0927 | DXBNR0927 | DXB | 25.2023 | 55.2726 | du | Commercial | IBS | Dubai North | DUBAI_BURJ KHALIFA (BUSINESS BAY) | 1034500 | 2CC |  | DXB_E3278A_11609_001005002 | in | Locked | On Air | On Air | On Air | Huawei | 3G+4G+5G | HW U2.1 F2 / U900 F1 | HW L1.8 F1 (20M) + L800 F1 (15M) | 1CC | 6 | 2/0 | N41 | IIB
| IDX5648 | Starwood Hotel & Residences |  | IDX0648 | IDXL5648 |  | DXB | 25.0376 | 55.1966 | du | Hotel | IBS | Dubai South | DUBAI_MEAISEM FIRST (JUMEIRAH GOLF ESTATE) | 1068500 | 2CC |  | DXB_E3177V_11107_001002002 | in |  | On Air | On Air |  | Huawei | 3G+4G | HW U2.1 F2 / U900 F1 | HW L1.8 F1 (20M) + L800 F1 (15M) |  | 9 |  |  | IIB
| AUH0607 | Staybridge Hotel (H4) - Yas Island | AUH0607 | AUH5607 | AUHL0607 |  | AUH | 24.4646 | 54.5981 | ETC | Hotel | IBS | Abu Dhabi | ABU DHABI_YAS ISLAND | 2004600 | 1CC |  | AUH_E2570F_10003_001002001 | in | Locked | On Air | On Air |  | Huawei/Nokia | 3G+4G | HW U2.1 F2 | NSN L18 F1 (20M) |  | 1 |  |  | IIB
| AAN0017 | Strata Horizon Al Ain | AAN0017 | AAN5017 | AANL0017 |  | AUH | 24.286 | 55.6226 | du | Commercial | IBS | Al Ain | ABU DHABI_AL AIN INTERNATIONAL AIRPORT | 8004000 | 2CC |  | AAN_E3568H_10001_001001001 | in | Locked | On Air | On Air |  | Ericsson | 3G+4G | E/// U2.1 F1+F2 / U900 F1 | E/// L1.8 F1 (20M) + L800 F1 (15M) |  |  |  |  | MW
| DXB0321 | Sulafa Tower at Dubai Marina_Lower Part | DXB0321 | DXB5321 | DXBL0321 |  | DXB | 25.0894 | 55.1492 | du | Residential | IBS | Dubai South | DUBAI_MARSA DUBAI | 1039200 | 2CC |  | DXB_E3077J_10432_001005007 | in | On Air | On Air | On Air |  | Huawei | 2G+3G+4G | HW U2.1 F2 / U900 F1 | HW L1.8 F1 (20M) + L800 F1 (15M) |  | 12 |  |  | IIB
| DXB0893 | Sulafa Tower at Dubai Marina_Upper Part | DXB0893 | DXB5893 | DXBL0893 |  | DXB | 25.0894 | 55.1492 | du | Residential | IBS | Dubai South | DUBAI_MARSA DUBAI | 1039200 | 2CC |  | DXB_E3077J_10432_001060002 | in | On Air | On Air | On Air |  | Huawei | 2G+3G+4G | HW U2.1 F2 / U900 F1 | HW L1.8 F1 (20M) + L800 F1 (15M) |  | 10 |  |  | IIB
| DXB0194 | Sun Microsystems | DXB0194 | DXB5194 | DXBL0194 |  | DXB | 25.1033 | 55.1703 | du | Commercial | IBS | Dubai South | DUBAI_AL SAFOUH SECOND | 1038200 | 2CC |  | DXB_E3177F_10206_003010001 | in | Locked | On Air | On Air |  | Huawei | 3G+4G | HW U2.1 F2 / U900 F1 | HW L1.8 F1 (20M) + L800 F1 (15M) |  | 2/2 |  |  | dufix
| DXB0771 | Sunset Apartments | DXB0771 | DXB5771 | DXBL0771 |  | DXB | 25.1845 | 55.2258 | ETC | Residential | IBS | Dubai South | DUBAI_JUMEIRA THIRD | 1035200 | 1CC |  | DXB_E3178I_12387_001001007 | in | Locked | On Air | On Air |  | Huawei | 3G+4G | HW U2.1 F2 / U900 F1 | HW L1.8 F1 (20M) |  | 15 |  |  | IIB
Feb 2020 Update | DXB0770 | Sunset Mall_Commercial | DXB0770 | DXB5770 | DXBL0770 |  | DXB | 25.1839 | 55.2263 | ETC | Mall | IBS | Dubai South | DUBAI_JUMEIRA THIRD | 1035200 | 2CC |  | DXB_E3178I_12387_001001002 | in | Locked | On Air | On Air |  | Huawei | 3G+4G | HW U2.1 F2 / U900 F1 | HW L1.8 F1 (20M) + L800 F1 (15M) |  | 9 |  |  | IIB
| IDX5374 | Swiss School (DHCC) Al Jeddaf Swiss International Scientific School |  | IDX0374 | IDXL5374 |  | DXB | 25.2082 | 55.3327 | du | University | IBS | Dubai North | DUBAI_AL JADAF | 1032600 | 2CC |  | DXB_E3278D_10285_001003002 | in |  | On Air | On Air |  | Huawei | 3G+4G | HW U2.1 F2 / U900 F1 | HW L1.8 F1 (20M) + L800 F1 (15M) |  | 9 |  |  | IIB
| SHJ0292 | Taawun 1 | SHJ0292 | SHJ5292 | SHJL0292 |  | NE | 25.3147 | 55.3753 | du | Residential | IBS | Sharjah | SHARJAH_AL KHAN | 3010300 | 1CC |  | SHJ_E3380U_10156_001030001 | in | Locked | On Air | On Air |  | Huawei | 3G+4G | HW U2.1 F2 | HW L1.8 F1 (20M) |  | 3/3 |  |  | IIB
| SHJ0293 | Taawun 2 | SHJ0293 | SHJ5293 | SHJL0293 |  | NE | 25.3151 | 55.3754 | du | Residential | IBS | Sharjah | SHARJAH_AL KHAN | 3010300 | 2CC |  | SHJ_E3380U_10025_001001001 | in | Locked | On Air | On Air |  | Huawei | 3G+4G | HW U2.1 F2 / U900 F1 | HW L1.8 F1 (20M) + L800 F1 (15M) |  | 5/6 |  |  | IIB
| SHJ0325 | Taawun 3 | SHJ0325 | SHJ5325 | SHJL0325 |  | NE | 25.3155 | 55.3755 | du | Residential | IBS | Sharjah | SHARJAH_AL KHAN | 3010300 | 1CC |  | SHJ_E3380U_10026_001001001 | in | Locked | On Air | On Air |  | Huawei | 3G+4G | HW U2.1 F2 | HW L1.8 F1 (20M) |  | 4/4 |  |  | IIB
| AUH0823 | Taawun Tower 2 | AUH0823 | AUH5823 | AUHL0823 |  | AUH | 24.4939 | 54.3628 | du | Residential | IBS | Abu Dhabi | ABU DHABI_Al Markaziyah | 2500200 | 2CC |  | AUH_E2271X_10458_001001001 | in | Locked | On Air | On Air |  | Nokia | 3G+4G | NSN U900 F1 | NSN L1800 F1 (20MHz) + L800 F1 (15Mhz) |  | 2 |  |  | MW
| IDX5708 | Taif Al Madina Contracting - Buildings A & B |  | IDX0708 | IDXL5708 |  | DXB | 24.9764 | 55.2041 | du | Commercial | IBS | Dubai South | DUBAI_DUBAI INVESTMENT PARK SECOND | 1059700 | 2CC |  | DXB_E3176Q_10076_001001002 | in |  | On Air | On Air |  | Huawei | 3G+4G | HW U2.1 F2 / U900 F1 | HW L1.8 F1 (20M) + L800 F1 (15M) |  | 6 |  |  | MW
| DXB0684 | Taj Apartments Grandeur Residence | DXB0684 | DXB5684 | DXBL0684 |  | DXB | 25.099 | 55.1214 | ETC | Hotel | IBS | Dubai South | DUBAI_NAKHLAT JUMEIRA (THE PALM JUMEIRAH) | 1038100 | 2CC |  | DXB_E3077H_10029_001001021 | in | Locked | On Air | On Air |  | Huawei | 3G+4G | HW U2.1 F2 / U900 F1 | HW L1.8 F1 (20M) + L800 F1 (15M) |  | 4/8 |  |  | IIB
| IDX5209 | Tamani Arts Office @ BB |  | IDX0209 | IDXL5209 | IDXNR5209 | DXB | 25.1874 | 55.2811 | du | Commercial | IBS | Dubai North | DUBAI_BURJ KHALIFA (BUSINESS BAY) | 1034500 | 4CC |  | DXB_E3278F_10391_001003002 | in |  | On Air | On Air | On Air | Huawei | 3G+4G+5G | HW U2.1 F2 / U900 F1 | HW L1.8 F1/F2 (20+10M) + L800 F1 (15M) + L21 (10M) | 1CC | 12/10 | 3/0 | N41 | IIB
| DXB0667 | Tamani Hotel | DXB0667 | DXB5667 | DXBL0667 |  | DXB | 25.0911 | 55.1493 | du | Hotel | IBS | Dubai South | DUBAI_MARSA DUBAI | 1039200 | 2CC |  | DXB_E3077J_10165_001028010 | in | Locked | On Air | On Air |  | Huawei | 3G+4G | HW U2.1 F2 / U900 F1 | HW L1.8 F1/F2 (20+10M) |  | 12 |  |  | IIB
| AJM0912 | Tasheel Building | AJM0912 | AJM5912 | AJML0912 |  | NE | 25.3901 | 55.4655 | du | Residential | IBS | Ajman | AJMAN_RASHIDEYA 1 | 4000200 | 2CC |  | AJM_E3480A_12283_001001001 | in | Locked | On Air | On Air |  | Huawei | 3G+4G | HW U2.1 F2 / U900 F1 | HW L1.8 F1 (20M) + L800 F1 (15M) |  | 10 |  |  | IIB
| IDX5593 | Technopark Block A & B |  | IDX0593 | IDXL5593 |  | DXB | 24.8972 | 55.0615 | du | Commercial | IBS | Dubai South | DUBAI_JABAL ALI INDUSTRIAL THIRD (JABAL ALI INDUSTRIAL 3) | 1051600 | 1CC |  | DXB_E2975O_10007_001002001 | in |  | On Air | On Air |  | Huawei | 3G+4G | HW U2.1 F2 | HW L1.8 F1 (20M) |  | 2/2 |  |  | IIB
| DXB0534 | TECOM Executive Heights (Damac HQ) | DXB0534 | DXB5534 | DXBL0534 | DXBNR0534 | DXB | 25.0952 | 55.173 | du | Commercial | IBS | Dubai South | DUBAI_AL THANYAH FIRST (AL SAFOUH THIRD) | 1038300 | 2CC |  | DXB_E3177F_10065_001001004 | in | Locked | On Air | On Air | On Air | Huawei | 3G+4G+5G | HW U2.1 F2 / U900 F1 | HW L1.8 F1 (20M) + L800 F1 (15M) | 1CC | 9 | 3/0 | N41 | IIB
| IDX5999 | Terminal Test Team |  |  | IDXL5999 |  | DXB | 25.1243 | 55.41 | du | Commercial | IBS | Dubai North | DUBAI_AL ROWAIYAH FIRST (800) | 1081200 | 1CC | Yes | DXB_E3377C_10023_001007004 | OUT |  |  | On Air |  | Huawei | 4G |  | HW L1.8 F1 (20M) |  | 1 |  |  | dufix
| IDX0999B | Terminal Test Team |  | IDX0999B | IDXL5999II |  | DXB | 25.1243 | 55.4101 | du |  | IBS | Dubai North | DUBAI_AL ROWAIYAH FIRST (800) | 1081200 | 1CC | Yes | DXB_E3377C_10023_001007006 | in |  | On Air | On Air |  | Huawei | 3G+4G | HW U2.1 F2 | HW L1.8 F1 (20M) |  | 1 |  |  | dufix
| IDX0999A | Terminal Test Team |  | IDX0999A | IDXL5999I |  | DXB | 25.1243 | 55.4101 | du |  | IBS | Dubai North | DUBAI_AL ROWAIYAH FIRST (800) | 1081200 | 1CC | Yes | DXB_E3377C_10023_001007005 | in |  | On Air | On Air |  | Huawei | 3G+4G | HW U2.1 F2 | HW L1.8 F1 (20M) |  | 1 |  |  | IIB
Mar 2019 Update | IDX5116 | TFG Marina Hotel | IDX5116 | IDX0116 | IDXL5116 |  | DXB | 25.0691 | 55.1286 | du | Hotel | IBS | Dubai South | DUBAI_MARSA DUBAI | 1039200 | 2CC |  | DXB_E3077S_10765_001022002 | in | On Air | On Air | On Air |  | Huawei | 2G+3G+4G | HW U2.1 F2 / U900 F1 | HW L1.8 F1 (20M) + L800 F1 (15M) |  | 4/8 |  |  | IIB
| IDX5065 | The Address Boulevard_Lower Part |  | IDX0065 | IDXL5065 | IDXNR5065 | DXB | 25.2007 | 55.2763 | ETC |  | IBS | Dubai North | DUBAI_BURJ KHALIFA (BUSINESS BAY) | 1034500 | 3CC |  | DXB_E3278A_11637_001001004 | in |  | On Air | On Air | On Air | Huawei | 3G+4G+5G | HW U2.1 F2 / U900 F1 | HW L1.8 F1/F2 (20+10M) + L800 F1 (15M) | 1CC | 6/4 | 5/0 | N41 | IIB
| IDX5065 | The Address Boulevard_Lower Part |  | IDX0065A |  |  | DXB | 25.2007 | 55.2763 | ETC | Commercial | IBS | Dubai North | DUBAI_BURJ KHALIFA (BUSINESS BAY) | 1034500 |  |  | DXB_E3278A_11637_001001004 | in |  | On Air |  |  | Huawei | 3G | 3G 2100 + 900 |  |  | 4 |  |  | IIB
| IDX5066 | The Address Boulevard_Upper Part |  | IDX0066 | IDXL5066 |  | DXB | 25.2007 | 55.2763 | ETC | Hotel | IBS | Dubai North | DUBAI_BURJ KHALIFA (BUSINESS BAY) | 1034500 | 3CC |  | DXB_E3278A_11637_001001003 | in |  | On Air | On Air |  | Huawei | 3G+4G | HW U2.1 F2 | HW L1.8 F1/F2 (20+10M) + L800 F1 (15M) |  | 9/6 |  |  | IIB
| DXB0269 | The Address Montgomery Hotel |  | DXB5269 | DXBL0269 |  | DXB | 25.0677 | 55.1617 | du | Hotel | IBS | Dubai South | DUBAI_AL THANYAH FOURTH (EMIRATES HILL THIRD) | 1039400 | 2CC | Yes | DXB_E3077T_10467_001004001 | in |  | On Air | On Air |  | Huawei | 3G+4G | HW U2.1 F2 / U900 F1 | HW L1.8 F1 (20M) + L800 F1 (15M) |  | 3 |  |  | IIB
| IDX5808 | The Apricot @ DSO |  | IDX0808 | IDXL5808 |  | DXB | 25.1121 | 55.3843 | du | Commercial | IBS | Dubai North | DUBAI_NADD HESSA (DUBAI SILICON OASIS) | 1062600 | 2CC |  | DXB_E3377B_10045_001004002 | in |  | On Air | On Air |  | Huawei | 3G+4G | HW U2.1 F2 / U900 F1 | HW L1.8 F1 (20M) + L800 F1 (15M) |  | 4/4 |  |  | IIB
| IDX5699 | The Arcadia Preparatory School |  | IDX0699 | IDXL5699 |  | DXB | 25.0456 | 55.1828 | du | School | IBS | Dubai South | DUBAI_AL BARSHA SOUTH FIFTH (JUMEIRAH VILLAGE) | 1068400 | 2CC |  | DXB_E3177U_12600_001001002 | in |  | On Air | On Air |  | Huawei | 3G+4G | HW U2.1 F2 / U900 F1 | HW L1.8 F1 (20M) + L800 F1 (15M) |  | 2/2 |  |  | IIB
| IDX5044 | The Binary @ BB | IDX5044 | IDX0044 | IDXL5044 | IDXNR5044 | DXB | 25.1875 | 55.2668 | du | Commercial | IBS | Dubai North | DUBAI_BURJ KHALIFA (BUSINESS BAY) | 1034500 | 2CC |  | DXB_E3278F_10396_001004035 | in | Locked | On Air | On Air | On Air | Huawei | 3G+4G+5G | HW U2.1 F2 / U900 F1 | HW L1.8 F1 (20M) + L800 F1 (15M) | 1CC | 6 | 2/0 | N41 | IIB
Mar 2020 Update | SHJ0207 | The Blue Tower | SHJ0207 | SHJ5207 | SHJL0207 |  | NE | 25.3353 | 55.3756 | du | Residential | IBS | Sharjah | SHARJAH_AL MAZAJ THIRD | 3010500 | 2CC |  | SHJ_E3380P_10044_001041001 | in | Locked | On Air | On Air |  | Huawei | 3G+4G | HW U2.1 F2 | HW L1.8 F1/F2 (20+10M) |  | 6/6 |  |  | IIB
Dec 2018 Update | DXB0411 | The Bridge Tower in Dubai Sports City | DXB0411 | DXB5411 | DXBL0411 |  | DXB | 25.043 | 55.2218 | du | Commercial | IBS | Dubai South | DUBAI_AL HEBIAH FOURTH (DUBAI SPORTS CITY) | 1068200 | 2CC |  | DXB_E3177W_10062_001009004 | in | Locked | On Air | On Air |  | Huawei | 3G+4G | HW U2.1 F2 / U900 F1 | HW L1.8 F1 (20M) + L800 F1 (15M) |  | 12 |  |  | IIB
| DXB0251 | The City Hospital | DXB0251 | DXB5251 | DXBL0251 |  | DXB | 25.2304 | 55.3225 | du | Hospital | IBS | Dubai North | DUBAI_UMM HURAIR SECOND | 1031500 | 2CC |  | DXB_E3279X_10005_004013001 | in | Locked | On Air | On Air |  | Huawei | 3G+4G | HW U2.1 F2 / U900 F1 | HW L1.8 F1 (20M) + L800 F1 (15M) |  | 4/4 |  |  | IIB
| IDX5756 | The Country Club Hotel |  | IDX0756 | IDXL5756 |  | DXB | 25.2491 | 55.2831 | du | Hotel | ATOM | Dubai North | DUBAI_AL RAFFA | 1031600 | 2CC |  | DXB_E3279Q_12276_001001001 | in |  | On Air | On Air |  | Huawei | 3G+4G | HW U2.1 F2 / U900 F1 | HW L1.8 F1 (20M) + L800 F1 (15M) |  | 3 |  |  | IIB
| AUH0874 | The Crown Prince Court | AUH0874 | AUH5874 | AUHL0874 |  | AUH | 24.4544 | 54.345 | du | Government | IBS | Abu Dhabi | ABU DHABI_Al Bateen | 2500600 | 2CC |  | AUH_E2270H_11246_001001001 | in | On Air | On Air | On Air |  | Nokia | 2G+3G+4G | NSN U900 F1 | NSN L1800 F1 (20MHz) + L800 F1 (15Mhz) |  | 4 |  |  | MW
| IDX5016 | The Curve Building | IDX5016 | IDX0016 | IDXL5016 |  | DXB | 25.1629 | 55.2355 | du | Commercial | IBS | Dubai South | DUBAI_AL QOUZ THIRD (AL QUOZ THIRD) | 1035800 | 2CC |  | DXB_E3178N_12505_001001043 | in | Locked | On Air | On Air |  | Huawei | 3G+4G | HW U2.1 F2 | HW L1.8 F1 (20M) + L800 F1 (15M) |  | 2/2 |  |  | IIB
| IDX5079 | The Distinction @ BB |  | IDX0079 | IDXL5079 |  | DXB | 25.1879 | 55.2797 | du | Hotel | IBS | Dubai North | DUBAI_BURJ KHALIFA (BUSINESS BAY) | 1034500 | 2CC |  | DXB_E3278F_10600_001001006 | in |  | On Air | On Air |  | Huawei | 3G+4G | HW U2.1 F2 / U900 F1 | HW L1.8 F1 (20M) + L800 F1 (15M) |  | 12 |  |  | IIB
| IDX5332 | The Edge_Tecom |  | IDX0332 | IDXL5332 |  | DXB | 25.1028 | 55.1646 | du | Commercial | IBS | Dubai South | DUBAI_AL SAFOUH SECOND | 1038200 | 2CC |  | DXB_E3077J_10656_001011002 | in |  | On Air | On Air |  | Huawei | 3G+4G | HW U2.1 F2 / U900 F1 | HW L1.8 F1 (20M) + L800 F1 (15M) |  | 2/2 |  |  | IIB
| IDX5696 | THE FIRST AVENUE MALL & Hotel |  | IDX0696 | IDXL5696 |  | DXB | 25.0474 | 55.2437 | du | Mall | IBS | Dubai South | DUBAI_AL HEBIAH FIRST (DUBAI AUTODROME) | 1067400 | 2CC |  | DXB_E3177X_10429_001001002 | in |  | On Air | On Air |  | Huawei | 3G+4G | HW U2.1 F2 / U900 F1 | HW L1.8 F1 (20M) + L800 F1 (15M) |  | 9 |  |  | IIB
| DXB0465 | The Galleria Mall | DXB0465 | DXB5465 | DXBL0465 |  | DXB | 25.2074 | 55.2546 | ETC | Mall | IBS | Dubai North | DUBAI_AL WASL | 1034300 | 3CC |  | DXB_E3178E_11702_001001001 | in | Locked | On Air | On Air |  | Huawei | 3G+4G | HW U2.1 F2 / U900 F1 | HW L1.8 F1/F2 (20+10M) + L800 F1 (15M) |  | 2/2 |  |  | IIB
| SHJ0135 | The Garden 3 | SHJ0135 | SHJ5135 | SHJL0135 |  | NE | 25.3131 | 55.3781 | du | Residential | IBS | Sharjah | SHARJAH_AL MAMZAR | 3010400 | 2CC |  | SHJ_E3380U_10022_001003001 | in | Locked | On Air | On Air |  | Huawei | 3G+4G | HW U2.1 F2 / U900 F1 | HW L1.8 F1 (20M) + L800 F1 (15M) |  | 3 |  |  | IIB
| IDX5463 | The Greens Community Center |  | IDX0463 | IDXL5463 |  | DXB | 25.094 | 55.1681 | du | Mall | IBS | Dubai South | DUBAI_AL THANYAH THIRD (EMIRATES HILL SECOND) | 1038800 | 2CC |  | DXB_E3177F_10566_001003025 | in |  | On Air | On Air |  | Huawei | 3G+4G | HW U2.1 F2 / U900 F1 | HW L1.8 F1 (20M) + L800 F1 (15M) |  | 2/2 |  |  | IIB
| IDX5626 | The International School of Choueifat DIP |  | IDX0626 | IDXL5626 |  | DXB | 24.9876 | 55.1719 | du | School | IBS | Dubai South | DUBAI_Dubai Green Community | 1059802 | 1CC |  | DXB_E3176K_10008_001001001 | in |  | On Air | On Air |  | Huawei | 3G+4G | HW U2.1 F2 | HW L1.8 F1 (20M) |  | 2/2 |  |  | MW
| IDX5025 | The Landmark Group HQ |  | IDX0025 | IDXL5025 | IDXNR5025 | DXB | 25.0874 | 55.1512 | du | Commercial | IBS | Dubai South | DUBAI_MARSA DUBAI | 1039200 | 2CC |  | DXB_E3077O_11071_001014002 | in |  | On Air | On Air | On Air | Huawei | 3G+4G+5G | HW U2.1 F2 / U900 F1 | HW L1.8 F1 (20M) + L800 F1 (15M) | 1CC | 4/8 | 2/0 | N41 | IIB
| AUH0762 | The Landmark Tower - Lower Part | AUH0762 | AUH5762 | AUHL0762 |  | AUH | 24.4847 | 54.3506 | ETC | Commercial | IBS | Abu Dhabi | ABU DHABI_Al Hosn | 2500300 | 2CC |  | AUH_E2271X_10750_001004001 | in | On Air | On Air | On Air |  | Nokia | 2G+3G+4G | NSN U900 F1 | NSN L1800 F1 (20MHz) + L800 F1 (15Mhz) |  | 10 |  |  | IIB
| AUH0763 | The Landmark Tower - Upper Part | AUH0763 | AUH5763 | AUHL0763 |  | AUH | 24.4847 | 54.3506 | ETC | Commercial | IBS | Abu Dhabi | ABU DHABI_Al Hosn | 2500300 | 2CC |  | AUH_E2271X_10750_001006001 | in | Locked | On Air | On Air |  | Nokia | 3G+4G | NSN U900 F1 | NSN L1800 F1 (20MHz) + L800 F1 (15Mhz) |  | 6 |  |  | IIB
Apr 2019 Update | DXB0852 | The Links East Tower - Greens | DXB0852 | DXB5852 | DXBL0852 |  | DXB | 25.0903 | 55.1705 | ETC | Residential | IBS | Dubai South | DUBAI_AL THANYAH THIRD (EMIRATES HILL SECOND) | 1038800 | 1CC |  | DXB_E3177F_10546_001018008 | in | Locked | On Air | On Air |  | Huawei | 3G+4G | HW U2.1 F2 / U900 F1 | HW L1.8 F1 (20M) |  | 2/4 |  |  | IIB
| DXB0853 | The Links West Tower - Greens | DXB0853 | DXB5853 | DXBL0853 |  | DXB | 25.0911 | 55.1701 | ETC | Residential | IBS | Dubai South | DUBAI_AL THANYAH THIRD (EMIRATES HILL SECOND) | 1038800 | 1CC |  | DXB_E3177F_10556_001020008 | in | Locked | On Air | On Air |  | Huawei | 3G+4G | HW U2.1 F2 / U900 F1 | HW L1.8 F1 (20M) |  | 2/4 |  |  | IIB
Jun 2020 Update | DXB0854 | The Links_Canal View Bldg 1 | DXB0854 | DXB5854 | DXBL0854 |  | DXB | 25.0908 | 55.1703 | ETC | Residential | IBS | Dubai South | DUBAI_AL THANYAH THIRD (EMIRATES HILL SECOND) | 1038800 | 2CC |  | DXB_E3177F_10552_001007007 | in | Locked | On Air | On Air |  | Huawei | 3G+4G | HW U2.1 F2 / U900 F1 | HW L1.8 F1/F2 (20+10M) |  | 1/2 |  |  | IIB
Sep 2019 Update | DXB0855 | The Links_Canal View Bldg 2 | DXB0855 | DXB5855 | DXBL0855 |  | DXB | 25.0902 | 55.1709 | ETC | Residential | IBS | Dubai South | DUBAI_AL THANYAH THIRD (EMIRATES HILL SECOND) | 1038800 | 1CC |  | DXB_E3177F_10549_001007001 | in | Locked | On Air | On Air |  | Huawei | 3G+4G | HW U2.1 F2 / U900 F1 | HW L1.8 F1 (20M) |  | 1/2 |  |  | IIB
Sep 2019 Update | DXB0856 | The Links_Golf View | DXB0856 | DXB5856 | DXBL0856 |  | DXB | 25.0905 | 55.1696 | ETC | Residential | IBS | Dubai South | DUBAI_AL THANYAH THIRD (EMIRATES HILL SECOND) | 1038800 | 1CC |  | DXB_E3177F_10555_001004009 | in | Locked | On Air | On Air |  | Huawei | 3G+4G | HW U2.1 F2 / U900 F1 | HW L1.8 F1 (20M) |  | 1/2 |  |  | IIB
Apr 2019 Update | DXB0850 | The Links_Golf Villas | DXB0850 | DXB5850 | DXBL0850 |  | DXB | 25.0918 | 55.1691 | ETC | Residential | IBS | Dubai South | DUBAI_AL THANYAH THIRD (EMIRATES HILL SECOND) | 1038800 | 1CC |  | DXB_E3177F_10555_001001001 | in | Locked | On Air | On Air |  | Huawei | 3G+4G | HW U2.1 F2 / U900 F1 | HW L1.8 F1 (20M) |  | 1/2 |  |  | IIB
| IDX5612 | The Mall Jumeirah Road |  | IDX0612 | IDXL5612 |  | DXB | 25.140312, | 55.1912 | du | Mall | IBS | Dubai South | DUBAI_UMM SUQEIM THIRD | 1036600 | 2CC |  | DXB_E3178V_11712_001002037 | in |  | On Air | On Air |  | Huawei | 3G+4G | HW U2.1 F2 / U900 F1 | HW L1.8 F1 (20M) + L800 F1 (15M) |  | 6 |  |  | IIB
| DXB0661 | The Marriott Harbour Hotel and Residence |  | DXB5661 | DXBL0661 |  | DXB | 25.088 | 55.146 | du | Hotel | IBS | Dubai South | DUBAI_MARSA DUBAI | 1039200 | 1CC |  | DXB_E3077O_10967_001002003 | in |  | On Air | On Air |  | Huawei | 3G+4G | HW U2.1 F2 | HW L1.8 F1 (20M) |  | 12/14 |  |  | IIB
July 2019 Update | DXB0397 | The Medalist DSC | DXB0397 | DXB5397 | DXBL0397 |  | DXB | 25.0389 | 55.2181 | du | Residential | IBS | Dubai South | DUBAI_AL HEBIAH FOURTH (DUBAI SPORTS CITY) | 1068200 | 2CC |  | DXB_E3077N_10242_001020003 | in | Locked | On Air | On Air |  | Huawei | 3G+4G | HW U2.1 F2 / U900 F1 | HW L1.8 F1 (20M) + L800 F1 (15M) |  | 3 |  |  | IIB
Apr 2021 Update | DXB0570 | THE NATIONAL BANK OF RAS AL KHAIMAH(P.S.C)Sultan Busniess Centre | DXB0570 | DXB5570 | DXBL0570 |  | DXB | 25.2339 | 55.3092 | du | Commercial | IBS | Dubai North | DUBAI_OUD METHA | 1031900 | 1CC |  | DXB_E3279W_10593_001002001 | in | Locked | On Air | On Air |  | Huawei | 3G+4G | HW U2.1 F2 | HW L1.8 F1 (20M) |  | 3/3 |  |  | OSN
| AJM0938 | The Oberoi Hotel Al Zohra Island |  | AJM5938 | AJML0938 |  | NE | 25.436476 | 55.4646 | ETC | Hotel | IBS | Ajman | AJMAN_ZORAH | 4000100 | 2CC |  | AJM_E3481K_10181_001001001 | in |  | On Air | On Air |  | Huawei | 3G+4G | HW U2.1 F2 / U900 F1 | HW L1.8 F1 (20M) + L800 F1 (15M) |  | 9 |  |  | IIB
| KFN0702 | The Oceanic Hotel - Khor Fakkan | KFN0702 | KFN5702 | KFNL0702 |  | NE | 25.3714 | 56.3488 | du | Hotel | IBS | Sharjah | SHARJAH_Al Mudifi | 3000002 | 1CC |  | SHJ_E4280J_10005_001001001 | in | Locked | On Air | On Air |  | Huawei | 3G+4G | HW U2.1 F2 | HW L1.8 F1 (20M) |  | 1/1 |  |  | MW
| DXB0478 | The One Tower_Tecom C |  | DXB5478 | DXBL0478 | DXBNR0478 | DXB | 25.1014 | 55.1741 | du | Commercial | IBS | Dubai South | DUBAI_AL THANYAH FIRST (AL SAFOUH THIRD) | 1038300 | 2CC |  | DXB_E3177F_10922_001002001 | in |  | On Air | On Air | On Air | Huawei | 3G+4G+5G | HW U2.1 F2 / U900 F1 | HW L1.8 F1 (20M) + L800 F1 (15M) | 1CC | 13 | 3/0 | N41 | IIB
| IDX5062 | The Opus |  | IDX0062 | IDXL5062 | IDXNR5062 | DXB | 25.1886 | 55.2669 | du | Commercial | IBS | Dubai North | DUBAI_BURJ KHALIFA (BUSINESS BAY) | 1034500 | 2CC |  | DXB_E3278F_10385_001002002 | in |  | On Air | On Air | On Air | Huawei | 3G+4G+5G | HW U2.1 F2 / U900 F1 | HW L1.8 F1 (20M) + L800 F1 (15M) | 1CC | 18 | 6/0 | N41 | IIB
| AUH0809 | The Petroleum Institute Reseach Center |  | AUH5809 | AUHL0809 |  | AUH | 24.4189 | 54.4987 | ETC | University | IBS | Abu Dhabi | ABU DHABI_SAS AL NAKHL (UMM AL NAR) | 2044600 | 2CC |  | AUH_E2470P_10498_001001001 AUH_E2470P_10498_001002001 AUH_E2470P_10498_001003001 | in |  | On Air | On Air |  | Nokia | 3G+4G | NSN U900 F1 | NSN L1800 F1 (20MHz) + L800 F1 (15Mhz) |  | 4 |  |  | IIB
| DXB0338 | The Prime Tower @ BB |  | DXB5338 | DXBL0338 | DXBNR0338 | DXB | 25.1884 | 55.2714 | du | Commercial | IBS | Dubai North | DUBAI_BURJ KHALIFA (BUSINESS BAY) | 1034500 | 2CC |  | DXB_E3278F_10373_001014010 | in |  | On Air | On Air | On Air | Huawei | 3G+4G+5G | HW U2.1 F2 / U900 F1 | HW L1.8 F1/F2 (20+10M) | 1CC | 8/8 | 4/0 | N41 | IIB
Jan 2019 Update | DXB0208 | The Prism Tower | DXB0208 | DXB5208 | DXBL0208 |  | DXB | 25.1874 | 55.2614 | ETC | Residential | IBS | Dubai North | DUBAI_BURJ KHALIFA (BUSINESS BAY) | 1034500 | 2CC |  | DXB_E3178J_11935_001004025 | in | Locked | On Air | On Air |  | Huawei | 3G+4G | HW U2.1 F2 / U900 F1 | HW L1.8 F1 (20M) + L800 F1 (15M) |  | 12 |  |  | IIB
| IDX5785 | The Residence IV @ JVC |  | IDX0785 | IDXL5785 |  | DXB | 25.046463° | 55.203371° | du | Residential | IBS | Dubai South | DUBAI_AL BARSHA SOUTH FOURTH (JUMEIRAH VILLAGE SOUTH) | 1068100 | 2CC |  | DXB_E3177V_11161_001000001 | in |  | On Air | On Air |  | Huawei | 3G+4G | HW U2.1 F2 / U900 F1 | HW L1.8 F1 (20M) + L800 F1 (15M) |  | 2/2 |  |  | IIB
| IDX5306 | The Residences Phase I - Tower 1 and 2 (South Ridge) | IDX5306 | IDX0306 | IDXL5306 |  | DXB | 25.1876 | 55.279 | ETC | Residential | IBS | Dubai North | DUBAI_BURJ KHALIFA (BUSINESS BAY) | 1034500 | 1CC |  | DXB_E3278F_10427_001010007 | in | Locked | On Air | On Air |  | Huawei | 3G+4G | HW U2.1 F2 / U900 F1 | HW L1.8 F1 (20M) |  | 5/10 |  |  | IIB
| IDX5310 | The Residences Phase I - Tower 3 and 4 (South Ridge) |  | IDX0310 | IDXL5310 |  | DXB | 25.187 | 55.2783 | ETC | Residential | IBS | Dubai North | DUBAI_BURJ KHALIFA (BUSINESS BAY) | 1034500 | 1CC |  | DXB_E3278F_10426_001002002 | in |  | On Air | On Air |  | Huawei | 3G+4G | HW U2.1 F2 / U900 F1 | HW L1.8 F1 (20M) |  | 5/10 |  |  | IIB
| IDX5308 | The Residences Phase I - Tower 3 and 4 (South Ridge) | IDX5308 | IDX0308 | IDXL5308 |  | DXB | 25.187 | 55.279 | ETC | Residential | IBS | Dubai North | DUBAI_BURJ KHALIFA (BUSINESS BAY) | 1034500 | 2CC |  | DXB_E3278F_10260_001001002 | in | Locked | On Air | On Air |  | Huawei | 3G+4G | HW U2.1 F2 / U900 F1 | HW L1.8 F1 (20M) + L800 F1 (15M) |  | 12 |  |  | IIB
Dec 2018 Update | DXB0086 | The Tower | DXB0086 | DXB5086 | DXBL0086 |  | DXB | 25.2168 | 55.2801 | du | Residential | IBS | Dubai North | DUBAI_TRADE CENTER SECOND | 1033600 | 1CC |  | DXB_E3279U_15601_001034001 | in | Locked | On Air | On Air |  | Huawei | 3G+4G | HW U2.1 F2 / U900 F1 | HW L1.8 F1 (20M) |  | 15 |  |  | IIB
| DXB0464 | The Village Center | DXB0464 | DXB5464 | DXBL0464 |  | DXB | 25.2302 | 55.2616 | du | Mall | IBS | Dubai North | DUBAI_JUMEIRA FIRST | 1033200 | 2CC |  | DXB_E3179Y_11006_001003001 | in | Locked | On Air | On Air |  | Huawei | 3G+4G | HW U2.1 F2 / U900 F1 | HW L1.8 F1 (20M) + L800 F1 (15M) |  | 3 |  |  | IIB
| AUH0664 | The Zayed Charitable and Humanitarian Foundation |  | AUH5664 | AUHL0664 |  | AUH | 24.42 | 54.4494 | du | Government | IBS | Abu Dhabi | ABU DHABI_Al Madina Al Riyadiya | 2501700 | 2CC |  | AUH_E2370S_10245_001012001 | in |  | On Air | On Air |  | Nokia | 3G+4G | NSN U900 F1 | NSN L1800 F1 (20MHz) + L800 F1 (15Mhz) |  | 2 |  |  | IIB
| DXB0221 | Tiara Residence Building 1 | DXB0221 | DXB5221 | DXBL0221 |  | DXB | 25.1155 | 55.1417 | du | Hotel | IBS | Dubai South | DUBAI_NAKHLAT JUMEIRA (THE PALM JUMEIRAH) | 1038100 | 2CC |  | DXB_E3077D_10662_001001003 | in | On Air | On Air | On Air |  | Huawei | 2G+3G+4G | HW U2.1 F2 / U900 F1 | HW L1.8 F1 (20M) + L800 F1 (15M) |  | 4/4 |  |  | IIB
| DXB0222 | Tiara Residence Building 2 | DXB0222 | DXB5222 | DXBL0222 |  | DXB | 25.1156 | 55.1423 | du | Hotel | IBS | Dubai South | DUBAI_NAKHLAT JUMEIRA (THE PALM JUMEIRAH) | 1038100 | 2CC |  | DXB_E3077D_10535_001001005 | in | On Air | On Air | On Air |  | Huawei | 2G+3G+4G | HW U2.1 F2 / U900 F1 | HW L1.8 F1 (20M) + L800 F1 (15M) |  | 4/4 |  |  | IIB
| DXB0922 | Tiara Residence Building 3 | DXB0922 | DXB5922 | DXBL0922 |  | DXB | 25.1157 | 55.1428 | du | Residential | IBS | Dubai South | DUBAI_NAKHLAT JUMEIRA (THE PALM JUMEIRAH) | 1038100 | 2CC |  | DXB_E3077D_11105_001001003 | in | Locked | On Air | On Air |  | Huawei | 3G+4G | HW U2.1 F2 / U900 F1 | HW L1.8 F1 (20M) + L800 F1 (15M) |  | 6/6 |  |  | IIB
| DXB0923 | Tiara Residence Building 4 | DXB0923 | DXB5923 | DXBL0923 |  | DXB | 25.1161 | 55.1413 | du | Residential | IBS | Dubai South | DUBAI_NAKHLAT JUMEIRA (THE PALM JUMEIRAH) | 1038100 | 2CC |  | DXB_E3077D_10664_001001003 | in | Locked | On Air | On Air |  | Huawei | 3G+4G | HW U2.1 F2 / U900 F1 | HW L1.8 F1 (20M) + L800 F1 (15M) |  | 4/4 |  |  | IIB
| DXB0924 | Tiara Residence Building 5 | DXB0924 | DXB5924 | DXBL0924 |  | DXB | 25.1165 | 55.1416 | du | Residential | IBS | Dubai South | DUBAI_NAKHLAT JUMEIRA (THE PALM JUMEIRAH) | 1038100 | 2CC |  | DXB_E3077D_10672_001001003 | in | On Air | On Air | On Air |  | Huawei | 2G+3G+4G | HW U2.1 F2 / U900 F1 | HW L1.8 F1 (20M) + L800 F1 (15M) |  | 6 |  |  | IIB
| DXB0925 | Tiara Residence Building 6 | DXB0925 | DXB5925 | DXBL0925 |  | DXB | 25.1169 | 55.142 | du | Residential | IBS | Dubai South | DUBAI_NAKHLAT JUMEIRA (THE PALM JUMEIRAH) | 1038100 | 2CC |  | DXB_E3077D_11002_001001003 | in | On Air | On Air | On Air |  | Huawei | 2G+3G+4G | HW U2.1 F2 / U900 F1 | HW L1.8 F1 (20M) + L800 F1 (15M) |  | 4/4 |  |  | IIB
| DXB0926 | Tiara Residence Building 7 | DXB0926 | DXB5926 | DXBL0926 |  | DXB | 25.1173 | 55.1423 | du | Residential | IBS | Dubai South | DUBAI_NAKHLAT JUMEIRA (THE PALM JUMEIRAH) | 1038100 | 1CC |  | DXB_E3077D_11007_001001003 | in | On Air | On Air | On Air |  | Huawei | 2G+3G+4G | HW U2.1 F2 | HW L1.8 F1 (20M) |  | 2/2 |  |  | IIB
| AUH0531 | Tilal Liwa Hotel | AUH0531 | AUH5531 | AUHL0531 |  | AUH | 23.5337 | 53.801 | du | Hotel | IBS | Abu Dhabi | ABU DHABI_Western Region desert | 2000001 | 1CC |  | AUH_E1660J_10001_001001001 | in | Locked | On Air | On Air |  | Nokia | 3G+4G | NSN U2.1 F1+F2 | NSN L18 F1 (20M) |  | 2 |  |  | MW
July 2019 Update | DXB0977 | Time Oak Layia Hotel | DXB0977 | DXB5977 | DXBL0977 |  | DXB | 25.0965 | 55.1727 | du | Hotel | IBS | Dubai South | DUBAI_AL THANYAH FIRST (AL SAFOUH THIRD) | 1038300 | 3CC |  | DXB_E3177F_10061_001006001 | in | Locked | On Air | On Air |  | Huawei | 3G+4G | HW U2.1 F2 / U900 F1 | HW L1.8 F1/F2 (20+10M) + L800 F1 (15M) |  | 6/4 |  |  | IIB
| SHJ0227 | Time Ruby Hotel |  | SHJ5227 | SHJL0227 |  | NE | 25.332766 | 55.361465 | du | Hotel | IBS | Sharjah | SHARJAH_AL KHAN | 3010300 | 2CC |  | SHJ_E3380P_10055_001001001 | in |  | On Air | On Air |  | Huawei | 3G+4G | HW U2.1 F2 / U900 F1 | HW L1.8 F1 (20M) + L800 F1 (15M) |  | 2/2 |  |  | IIB
| DXB0493 | Times Square Mall | DXB0493 | DXB5493 | DXBL0493 | DXBNR0493 | DXB | 25.1396 | 55.22 | du | Mall | IBS | Dubai South | DUBAI_AL QOUZE IND.FIRST (AL QUOZ IND. FIRST) | 1036400 | 1CC |  | DXB_E3178W_10426_001001001 | in | On Air | On Air | On Air | On Air | Huawei | 2G+3G+4G+5G | HW U2.1 F2 / U900 F1 | HW L1.8 F1 (20M) | 1CC | 1/2 | 1/0 | N41 | IIB
Apr 2019 Update | DXB0066 | Towers Rotana Hotel | DXB0066 | DXB5066 | DXBL0066 |  | DXB | 25.213 | 55.2754 | du | Hotel | IBS | Dubai North | DUBAI_TRADE CENTER FIRST | 1033500 | 1CC |  | DXB_E3278A_10528_001019001 | in | Locked | On Air | On Air |  | Huawei | 3G+4G | HW U2.1 F2 / U900 F1 | HW L1.8 F1 (20M) |  | 6 |  |  | IIB
| DXB0971 | TRA Building_Mamzar | DXB0971 | DXB5971 | DXBL0971 |  | DXB | 25.287 | 55.3508 | ETC | Commercial | IBS | Dubai North | DUBAI_AL MAMZAR | 1013400 | 3CC | Yes | DXB_E3279J_11724_001003001 | in | Locked | On Air | On Air |  | Huawei | 3G+4G | HW U2.1 F2 / U900 F1 | HW L1.8 F1/F2 (20+10M) + L800 F1 (15M) |  | 8 |  |  | IIB
| AUH0805 | TRA Khalidiya Office building | AUH0805 | AUH5805 | AUHL0805 |  | AUH | 24.4789 | 54.354 | du | Commercial | IBS | Abu Dhabi | ABU DHABI_Al Hosn | 2500300 | 3CC |  | AUH_E2270D_10121_001001001 | in | Locked | On Air | On Air |  | Nokia | 3G+4G | NSN U900 F1 | NSN L1800 F1/F2 (20+15M) + L800 F1 (15M) |  | 4 |  |  | IIB
| AUH0760 | TRA New Office Building Abu Dhabi | AUH0760 | AUH5760 | AUHL0760 |  | AUH | 24.4851 | 54.3814 | ETC | Commercial | IBS | Abu Dhabi | ABU DHABI_Madinat Zayed(AD) | 2501200 | 2CC |  | AUH_E2271Y_10624_001001001 AUH_E2271Y_10624_001002001 | in | On Air | On Air | On Air |  | Nokia | 2G+3G+4G | NSN U900 F1 | NSN L1800 F1 (20MHz) + L800 F1 (15Mhz) |  | 2 |  |  | MW
| AUH0924 | Traders Hotel AUH | AUH0924 | AUH5924 | AUHL0924 |  | AUH | 24.4126 | 54.4916 | ETC | Hotel | IBS | Abu Dhabi | ABU DHABI_AL MAQTA AREA | 2044000 | 1CC |  | DXB_E3279M_11397_001002002 | in | Locked | On Air | On Air |  | Huawei/Nokia | 3G+4G | HW U2.1 F2 | NSN L18 F1 (20M) |  | 2 |  |  | IIB
| AUH0482 | Trans AD & Abu Dhabi Commercial Court Building |  | AUH5482 | AUHL0482 |  | AUH | 24.4682 | 54.3843 | du | Government | IBS | Abu Dhabi | ABU DHABI_Al Nahyan | 2501000 | 2CC |  | AUH_E2270E_12845_001003001 | in |  | On Air | On Air |  | Nokia | 3G+4G | NSN U900 F1 | NSN L1800 F1 (20MHz) + L800 F1 (15Mhz) |  | 4 |  |  | IIB
| IDX5769 | Trident grand Apartments |  | IDX0769 | IDXL5769 |  | DXB | 25.0832 | 55.1408 | du | Residential | IBS | Dubai South | DUBAI_MARSA DUBAI | 1039200 | 2CC |  | DXB_E3077N_10242_001004005 | in |  | On Air | On Air |  | Huawei | 3G+4G | HW U2.1 F2 / U900 F1 | HW L1.8 F1 (20M) + L800 F1 (15M) |  | 9 |  |  | IIB
| IDX5768 | Trident grand Common Podium |  | IDX0768 | IDXL5768 |  | DXB | 25.0832 | 55.1408 | du | Residential | IBS | Dubai South | DUBAI_MARSA DUBAI | 1039200 | 2CC |  | DXB_E3077N_10242_001004006 | in |  | On Air | On Air |  | Huawei | 3G+4G | HW U2.1 F2 / U900 F1 | HW L1.8 F1 (20M) + L800 F1 (15M) |  | 4/4 |  |  | IIB
| IDX5833 | Trident Marina Scape Oceanic Tower |  | IDX0833 | IDXL5833 |  | DXB | 25.083 | 55.1467 | du | residential | IBS | Dubai South | DUBAI_MARSA DUBAI | 1039200 | 1CC |  | DXB_E3077O_10970_003002001 | in |  | On Air | On Air |  | Huawei | 3G+4G | HW U2.1 F2 | HW L1.8 F1 (20M) |  | 2/2 |  |  | IIB
| IDX5832 | Trident MarinaScape Avant and Common Podium |  | IDX0832 | IDXL5832 |  | DXB | 25.083 | 55.1467 | du | residential | IBS | Dubai South | DUBAI_MARSA DUBAI | 1039200 | 1CC |  | DXB_E3077O_11068_001006009 | in |  | On Air | On Air |  | Huawei | 3G+4G | HW U2.1 F2 | HW L1.8 F1 (20M) |  | 5/5 |  |  | IIB
| DXB0497 | TRUMP TOWER STATION / AL JUMAIRAH BEACH TOWER STATION 2 (Trump Tower) | DXB0497 |  |  |  | DXB | 25.1144 | 55.1378 | du | Monorail | IBS | Dubai South | DUBAI_NAKHLAT JUMEIRA (THE PALM JUMEIRAH) | 1038100 |  |  | DXB_E3077J_10414_001001001 | in | On Air |  |  |  | Nokia | 2G |  |  |  | - |  |  | IIB
| AJM0877 | TULIP INN | AJM0877 | AJM5877 | AJML0877 |  | NE | 25.4142 | 55.4379 | du | Hotel | IBS | Ajman | AJMAN_NAKHEEL 2 | 4001000 | 2CC |  | AJM_E3381X_12092_001001002 | in | Locked | On Air | On Air |  | Huawei | 3G+4G | HW U2.1 F2 / U900 F1 | HW L1.8 F1 (20M) + L800 F1 (15M) |  | 9 |  |  | IIB
| AAN0050 | Twam Dialysis Centre |  | AAN5050 | AANL0050 |  | AUH | 24.1957 | 55.6441 | ETC | Hospital | IBS | Al Ain | ABU DHABI_AL MAQAM | 8001200 | 2CC |  | AAN_E3567I_10007_001001001 | in |  | On Air | On Air |  | Ericsson | 3G+4G | E/// U900 F1 | E/// L1.8 F1 (20M) + L800 F1 (15M) |  |  |  |  | MW
| AAN0009 | Twam Hospital | AAN0009 | AAN5009 | AANL0009 |  | AUH | 24.1959 | 55.6482 | du | Hospital | IBS | Al Ain | ABU DHABI_AL MAQAM | 8001200 | 2CC |  | AAN_E3567I_10004_001002001 | in | Locked | On Air | On Air |  | Ericsson | 3G+4G | E/// U2.1 F1+F2 / U900 F1 | E/// L1.8 F1 (20M) + L800 F1 (15M) |  |  |  |  | IIB
| AAN0039 | Twam Hospital - Administration Building | AAN0039 | AAN5039 | AANL0039 |  | AUH | 24.1944 | 55.6464 | du | Hospital | IBS | Al Ain | ABU DHABI_AL MAQAM | 8001200 | 2CC |  | AAN_E3567I_10006_001001001 | in | Locked | On Air | On Air |  | Ericsson | 3G+4G | E/// U900 F1 | E/// L1.8 F1 (20M) + L800 F1 (15M) |  |  |  |  | MW
| AAN0038 | Twam Hospital - Polyclinic Building | AAN0038 | AAN5038 | AANL0038 |  | AUH | 24.1957 | 55.6504 | du | Hospital | IBS | Al Ain | ABU DHABI_AL MAQAM | 8001200 | 2CC |  | AAN_E3567I_10003_001002001 | in | Locked | On Air | On Air |  | Ericsson | 3G+4G | E/// U900 F1 | E/// L1.8 F1 (20M) + L800 F1 (15M) |  |  |  |  | MW
| AAN0026 | Twam Hospital Blood Bank | AAN0026 | AAN5026 | AANL0026 |  | AUH | 24.2331 | 55.7307 | du | Hospital | IBS | Al Ain | ABU DHABI_AL MUTAREDH | 8001500 | 2CC |  | AAN_E3668X_10031_001002001 | in | Locked | On Air | On Air |  | Ericsson | 3G+4G | E/// U900 F1 | E/// L1.8 F1 (20M) + L800 F1 (15M) |  |  |  |  | IIB
| AAN0028 | Twam Hospital Dental Center | AAN0028 | AAN5028 | AANL0028 |  | AUH | 24.2332 | 55.7308 | du | Hospital | IBS | Al Ain | ABU DHABI_AL MUTAREDH | 8001500 | 2CC |  | AAN_E3668W_10009_001001001 | in | Locked | On Air | On Air |  | Ericsson | 3G+4G | E/// U900 F1 | E/// L1.8 F1 (20M) + L800 F1 (15M) |  |  |  |  | IIB
| AAN0016 | Twam Medical University | AAN0016 | AAN5016 | AANL0016 |  | AUH | 24.1969 | 55.6523 | du | University | IBS | Al Ain | ABU DHABI_AL MAQAM | 8001200 | 2CC |  | AAN_E3567J_10007_001001001 | in | Locked | On Air | On Air |  | Ericsson | 3G+4G | E/// U900 F1 | E/// L1.8 F1 (20M) + L800 F1 (15M) |  |  |  |  | MW
| IDX5652 | Twin Towers (Al Yousuf Towers 1 and 2) |  | IDX0652 | IDXL5652 |  | DXB | 25.0504 | 55.2174 | du | Residential | IBS | Dubai South | DUBAI_AL BARSHA SOUTH FOURTH (JUMEIRAH VILLAGE SOUTH) | 1068100 | 1CC |  | DXB_E3177W_11176_001001003 | in |  | On Air | On Air |  | Huawei | 3G+4G | HW U2.1 F2 | HW L1.8 F1 (20M) |  | 3/3 |  |  | IIB
| DXB0120 | Twin Towers (Office) | DXB0120 | DXB5120 | DXBL0120 |  | DXB | 25.2666 | 55.3081 | du | Commercial | IBS | Dubai North | DUBAI_AL RIGGA | 1011900 | 2CC |  | DXB_E3279M_10103_001002001 | in | On Air | On Air | On Air |  | Huawei | 2G+3G+4G | HW U2.1 F2 / U900 F1 | HW L1.8 F1 (20M) + L800 F1 (15M) |  | 12 |  |  | MW
Sep 2019 Update | DXB0096 | Twin Towers 2 (Residential) | DXB0096 | DXB5096 | DXBL0096 |  | DXB | 25.2662 | 55.3087 | du | Residential | IBS | Dubai North | DUBAI_AL RIGGA | 1011900 | 2CC |  | DXB_E3279M_10103_001001001 | in | Locked | On Air | On Air |  | Huawei | 3G+4G | HW U2.1 F2 / U900 F1 | HW L1.8 F1 (20M) + L800 F1 (15M) |  | 9 |  |  | MW
| DXB0067 | Twin Towers Shopping Center | DXB0067 | DXB5067 | DXBL0067 |  | DXB | 25.2659 | 55.309 | du | Mall | IBS | Dubai North | DUBAI_AL RIGGA | 1011900 | 2CC |  | DXB_E3279M_10103_001003001 | in | Locked | On Air | On Air |  | Huawei | 3G+4G | HW U2.1 F2 / U900 F1 | HW L1.8 F1 (20M) + L800 F1 (15M) |  | 8 |  |  | MW
Feb 2021 update | DXB0792 | Two Towers - Tecom | DXB0792 | DXB5792 | DXBL0792 |  | DXB | 25.0949 | 55.1787 | ETC | Commercial | IBS | Dubai South | DUBAI_AL THANYAH FIRST (AL SAFOUH THIRD) | 1038300 | 2CC |  | DXB_E3177F_10082_001032001 | in | Locked | On Air | On Air |  | Huawei | 3G+4G | HW U2.1 F2 / U900 F1 | HW L1.8 F1/F2 (20+10M) |  | 4/8 |  |  | IIB
| AUH0749 | Twofour54 C09 | AUH0749 | AUH5749 | AUHL0749 |  | AUH | 24.4289 | 54.4637 | du | Commercial | IBS | Abu Dhabi | ABU DHABI_Al Matar | 2501600 | 2CC |  | AUH_E2370N_10138_001002002 | in | Locked | On Air | On Air |  | Nokia | 3G+4G | NSN U900 F1 | NSN L1800 F1 (20MHz) + L800 F1 (15Mhz) |  |  |  |  | IIB
| AUH0846 | Twofour54 C11 | AUH0846 | AUH5846 | AUHL0846 |  | AUH | 24.4289 | 54.4634 | du | Commercial | IBS | Abu Dhabi | ABU DHABI_Al Matar | 2501600 | 2CC |  | AUH_E2370N_10139_001002002 | in | Locked | On Air | On Air |  | Nokia | 3G+4G | NSN U900 F1 | NSN L1800 F1 (20MHz) + L800 F1 (15Mhz) |  | 2 |  |  | IIB
| AUH0847 | Twofour54 C12 | AUH0847 | AUH5847 | AUHL0847 |  | AUH | 24.4293 | 54.4638 | du | Commercial | IBS | Abu Dhabi | ABU DHABI_Al Matar | 2501600 | 2CC |  | AUH_E2370N_10141_001002002 | in | Locked | On Air | On Air |  | Nokia | 3G+4G | NSN U900 F1 | NSN L1800 F1 (20MHz) + L800 F1 (15Mhz) |  |  |  |  | IIB
| AUH0848 | Twofour54 C19 | AUH0848 | AUH5848 | AUHL0848 |  | AUH | 24.4296 | 54.4632 | du | Commercial | IBS | Abu Dhabi | ABU DHABI_Al Matar | 2501600 | 2CC |  | AUH_E2370N_10140_001002002 | in | Locked | On Air | On Air |  | Nokia | 3G+4G | NSN U900 F1 | NSN L1800 F1 (20MHz) + L800 F1 (15Mhz) |  | 2 |  |  | IIB
| AUH0937 | UAE Exchange Building AUH | AUH0937 | AUH5937 | AUHL0937 |  | AUH | 24.4865 | 54.3598 | du | Commercial | IBS | Abu Dhabi | ABU DHABI_Al Markaziyah | 2500200 | 2CC |  | AUH_E2271X_10598_001021002 | in | Locked | On Air | On Air |  | Nokia | 3G+4G | NSN U900 F1 | NSN L1800 F1 (20MHz) + L800 F1 (15Mhz) |  | 5 |  |  | MW
| AUH0661 | UAE Presidential Guard HQ |  | AUH5661 | AUHL0661 |  | AUH | 24.3301 | 54.605 | du | Government | IBS | Abu Dhabi | ABU DHABI_SHAKHBOUT CITY | 2004500 | 1CC |  | AUH_E2569Q_10248_001002001 | in |  | On Air | On Air |  | Huawei/Nokia | 3G+4G | HW U2.1 F2 | NSN L18 F1 (20M) |  | 1 |  |  | MW
| AAN0010 | UAE University | AAN0010 | AAN5010 | AANL0010 |  | AUH | 24.2294 | 55.7501 | du | University | IBS | Al Ain | ABU DHABI_AL MUTAREDH | 8001500 | 2CC |  | AAN_E3668Y_10264_001002001 | in | On Air | On Air | On Air |  | Ericsson | 2G+3G+4G | E/// U900 F1 | E/// L1.8 F1 (20M) + L800 F1 (15M) |  |  |  |  | MW
| DXB0625 | U-bora Office Tower | DXB0625 | DXB5625 | DXBL0625 | DXBNR0625 | DXB | 25.1803 | 55.2709 | ETC | Commercial | IBS | Dubai North | DUBAI_BURJ KHALIFA (BUSINESS BAY) | 1034500 | 2CC |  | DXB_E3278F_10355_001032006 | in | Locked | On Air | On Air | On Air | Huawei | 3G+4G+5G | HW U2.1 F2 / U900 F1 | HW L1.8 F1 (20M) + L800 F1 (15M) | 1CC | 10 | 4/0 | N41 | IIB
| DXB0110 | U-bora Residential Tower | DXB0110 | DXB5110 | DXBL0110 |  | DXB | 25.1803 | 55.2709 | ETC | Residential | IBS | Dubai North | DUBAI_BURJ KHALIFA (BUSINESS BAY) | 1034500 | 2CC |  | DXB_E3278F_10355_001006001 | in | Locked | On Air | On Air |  | Huawei | 3G+4G | HW U2.1 F2 / U900 F1 | HW L1.8 F1 (20M) + L800 F1 (15M) |  | 15 |  |  | IIB
| DXB0886 | UGCP 2_Burj Dubai | DXB0886 | DXB5886 | DXBL0886 |  | DXB | 25.1979 | 55.2729 | du | Car Park | IBS | Dubai North | DUBAI_BURJ KHALIFA (BUSINESS BAY) | 1034500 | 1CC |  | DXB_E3278F_10277_001006002 | in | On Air | On Air | On Air |  | Huawei | 2G+3G+4G | HW U2.1 F2 | HW L1.8 F1 (20M) |  | 2/1 |  |  | IIB
| DXB0887 | UGCP 3_Burj Dubai | DXB0887 | DXB5887 | DXBL0887 |  | DXB | 25.1979 | 55.2729 | du | Car Park | IBS | Dubai North | DUBAI_BURJ KHALIFA (BUSINESS BAY) | 1034500 | 1CC |  | DXB_E3278F_10277_001006003 | in | On Air | On Air | On Air |  | Huawei | 2G+3G+4G | HW U2.1 F2 | HW L1.8 F1 (20M) |  | 2/1 |  |  | IIB
| DXB0888 | UGCP 4_Burj Dubai | DXB0888 | DXB5888 |  |  | DXB | 25.1979 | 55.2729 | du | Car Park | IBS | Dubai North | DUBAI_BURJ KHALIFA (BUSINESS BAY) | 1034500 |  |  | DXB_E3278F_10277_001006004 | in | On Air | On Air |  |  | Nokia/Huawei | 2G+3G | 3G 2100 |  |  | 1 |  |  | IIB
| DXB0827 | UGCP_Burj Dubai | DXB0827 | DXB5827 |  |  | DXB | 25.1979 | 55.2729 | du | Car Park | IBS | Dubai North | DUBAI_BURJ KHALIFA (BUSINESS BAY) | 1034500 |  |  | DXB_E3278F_10315_001005004 | in | Locked | On Air |  |  | Huawei | 3G | 3G 2100 |  |  | 1 |  |  | IIB
| UAQ0759 | Umm Al Quwain Federal First Instance Court |  | UAQ5759 | UAQL0759 |  | NE | 25.5701 | 55.5633 | du | Government | IBS | Umm al Quwain | UMM AL QUWAIN_Al Riqqah / Al Dar Al Baida Area | 5000203 | 1CC |  | UAQ_E3582A_10010_001001002 | in |  | On Air | On Air |  | Huawei | 3G+4G | HW U2.1 F2 | HW L1.8 F1 (20M) |  | 1/1 |  |  | MW
| UAQ0757 | Umm al Quwain Hospital |  | UAQ5757 | UAQL0757 |  | NE | 25.574 | 55.5603 | du | Hospital | IBS | Umm al Quwain | UMM AL QUWAIN_Al Riqqah / Al Dar Al Baida Area | 5000203 | 2CC |  | UAQ_E3582A_10007_001001003 | in |  | On Air | On Air |  | Huawei | 3G+4G | HW U2.1 F2 / U900 F1 | HW L1.8 F1 (20M) + L800 F1 (15M) |  | 4/4 |  |  | IIB
July 2019 Update | UAQ0751 | Umm Al Quwain Tower | UAQ0751 | UAQ5751 | UAQL0751 |  | NE | 25.5505 | 55.5465 | du | Commercial | IBS | Umm al Quwain | UMM AL QUWAIN_Al Humrah Area | 5000205 | 2CC |  | UAQ_E3482J_10006_001001001 | in | Locked | On Air | On Air |  | Huawei | 3G+4G | HW U2.1 F2 / U900 F1 | HW L1.8 F1 (20M) + L800 F1 (15M) |  | 3 |  |  | IIB
| DXB0689 | Union Coop Abu Hail | DXB0689 | DXB5689 | DXBL0689 |  | DXB | 25.2822 | 55.341 | du | Mall | IBS | Dubai North | DUBAI_HOR AL ANZ EAST | 1013300 | 2CC |  | DXB_E3279J_11116_001002002 | in | Locked | On Air | On Air |  | Huawei | 3G+4G | HW U2.1 F2 / U900 F1 | HW L1.8 F1 (20M) + L800 F1 (15M) |  | 3 |  |  | MW
| DXB0825 | Union Coop Al Awir | DXB0825 | DXB5825 | DXBL0825 |  | DXB | 25.1752 | 55.387 | du | Mall | IBS | Dubai North | DUBAI_RAS AL KHOR IND. THIRD | 1061400 | 2CC |  | DXB_E3378L_10434_001002002 | in | Locked | On Air | On Air |  | Huawei | 3G+4G | HW U2.1 F2 / U900 F1 | HW L1.8 F1 (20M) + L800 F1 (15M) |  | 2/2 |  |  | IIB
| DXB0276 | Union Coop Al Tawar | DXB0276 | DXB5276 | DXBL0276 |  | DXB | 25.2704 | 55.3717 | du | Mall | IBS | Dubai North | DUBAI_AL TWAR FIRST | 1022600 | 2CC |  | DXB_E3379K_11080_001001001 | in | Locked | On Air | On Air |  | Huawei | 3G+4G | HW U2.1 F2 / U900 F1 | HW L1.8 F1 (20M) + L800 F1 (15M) |  | 2/2 |  |  | MW
| DXB0282 | Union Coop Al Wasl | DXB0282 | DXB5282 | DXBL0282 |  | DXB | 25.2104 | 55.271 | du | Mall | IBS | Dubai North | DUBAI_AL SATWA | 1033400 | 2CC |  | DXB_E3278A_11563_001003001 | in | Locked | On Air | On Air |  | Huawei | 3G+4G | HW U2.1 F2 / U900 F1 | HW L1.8 F1 (20M) + L800 F1 (15M) |  | 2/2 |  |  | IIB
| DXB0283 | Union Coop Jumeira | DXB0283 | DXB5283 | DXBL0283 |  | DXB | 25.1874 | 55.2394 | du | Mall | IBS | Dubai South | DUBAI_JUMEIRA THIRD | 1035200 | 2CC |  | DXB_E3178I_10786_001001002 | in | Locked | On Air | On Air |  | Huawei | 3G+4G | HW U2.1 F2 / U900 F1 | HW L1.8 F1 (20M) + L800 F1 (15M) |  | 3 |  |  | IIB
| IDX5443 | Union Coop Mankhool |  | IDX0443 | IDXL5443 |  | DXB | 25.2424 | 55.2963 | du | Mall | IBS | Dubai North | DUBAI_MANKHOOL | 1031700 | 2CC |  | DXB_E3279Q_12100_001001001 | in |  | On Air | On Air |  | Huawei | 3G+4G | HW U2.1 F2 / U900 F1 | HW L1.8 F1 (20M) + L800 F1 (15M) |  | 2/2 |  |  | IIB
| IDX5456 | Union Coop Rashidiya |  | IDX0456 | IDXL5456 |  | DXB | 25.2287 | 55.3836 | du |  | IBS | Dubai North | DUBAI_AL RASHIDIYA | 1021600 | 2CC |  | DXB_E3379V_13878_001002003 | in |  | On Air | On Air |  | Huawei | 3G+4G | HW U2.1 F2 / U900 F1 | HW L1.8 F1 (20M) + L800 F1 (15M) |  | 2/2 |  |  | MW
| AUH0448 | Union National Bank | AUH0448 | AUH5448 | AUHL0448 |  | AUH | 24.4923 | 54.3755 | du | Commercial | IBS | Abu Dhabi | ABU DHABI_Madinat Zayed(AD) | 2501200 | 1CC |  | AUH_E2271Y_11473_001011002 | in | Locked | On Air | On Air |  | Huawei/Nokia | 3G+4G | HW U2.1 F2 | NSN L18 F1 (20M) |  | 1 |  |  | IIB
| AUH0969 | Universal Hospital | AUH0969 | AUH5969 | AUHL0969 |  | AUH | 24.4596 | 54.3791 | du | Hospital | IBS | Abu Dhabi | ABU DHABI_Al Karamah | 2501400 | 1CC |  | AUH_E2270J_12014_001001001 | in | Locked | On Air | On Air |  | Huawei/Nokia | 3G+4G | HW U2.1 F1+F2 | NSN L18 F1 (20M) |  | 1 |  |  | MW
| AUH0913 | Universal Hospital - Tower 2 | AUH0913 | AUH5913 | AUHL0913 |  | AUH | 24.4601 | 54.3794 | du | Hospital | IBS | Abu Dhabi | ABU DHABI_Al Karamah | 2501400 | 1CC |  | Decommissioned | in | Locked | On Air | On Air |  | Huawei/Nokia | 3G+4G | U2.1 F1+F2 | NSN L18 F1 (20M) |  |  |  |  | MW
| SHJ0363 | University Hospital Sharjah | SHJ0363 | SHJ5363 | SHJL0363 |  | NE | 25.2995 | 55.4895 | ETC | University | IBS | Sharjah | SHARJAH_UNIVERSITY CITY | 3008000 | 2CC |  | SHJ_E3479B_10011_001001001 | in | Locked | On Air | On Air |  | Huawei | 3G+4G | HW U2.1 F2 / U900 F1 | HW L1.8 F1 (20M) + L800 F1 (15M) |  | 12 |  |  | MW
| IDX5802 | University of Dubai IT College |  | IDX0802 | IDXL5802 |  | DXB | 25.1056 | 55.4151 | du | school | IBS | Dubai North | DUBAI_AL ROWAIYAH FIRST (800) | 1081200 | 2CC |  | DXB_E3377H_10002_001002001 | in |  | On Air | On Air |  | Huawei | 3G+4G | HW U2.1 F2 / U900 F1 | HW L1.8 F1 (20M) + L800 F1 (15M) |  | 2/2 |  |  | IIB
| IDX5288 | University of Dubai New Campus at DIAC |  | IDX0288 | IDXL5288 |  | DXB | 25.1066 | 55.414 | du | University | IBS | Dubai North | DUBAI_AL ROWAIYAH FIRST (800) | 1081200 | 2CC |  | DXB_E3377H_10002_001001003 | in |  | On Air | On Air |  | Huawei | 3G+4G | HW U2.1 F2 / U900 F1 | HW L1.8 F1 (20M) + L800 F1 (15M) |  | 6 |  |  | IIB
| DXB0637 | Uptown Mirdiff | DXB0637 | DXB5637 | DXBL0637 |  | DXB | 25.2236 | 55.4247 | du | Mall | IBS | Dubai North | DUBAI_MIRDIF | 1025100 | 2CC |  | DXB_E3379X_11764_001001001 | in | Locked | On Air | On Air |  | Huawei | 3G+4G | HW U2.1 F2 / U900 F1 | HW L1.8 F1 (20M) + L800 F1 (15M) |  | 5 |  |  | IIB
| AUH0940 | V Continents Executive Suites |  | AUH5940 | AUHL0940 |  | AUH | 24.462729 | 54.3865 | du | Hotel | IBS | Abu Dhabi | ABU DHABI_Al Nahyan | 2501000 | 2CC |  | AUH_E2370F_11350_001001001 | in |  | On Air | On Air |  | Nokia | 3G+4G | NSN U900 F1 | NSN L1800 F1 (20MHz) + L800 F1 (15Mhz) |  | 2 |  |  | IIB
Sep 2019 Update | SHJ0153 | Venus Building | SHJ0153 | SHJ5153 | SHJL0153 |  | NE | 25.3068 | 55.37 | du | Residential | IBS | Sharjah | SHARJAH_AL MAMZAR | 3010400 | 2CC |  | SHJ_E3379A_10603_001018001 | in | Locked | On Air | On Air |  | Huawei | 3G+4G | HW U2.1 F2 / U900 F1 | HW L1.8 F1 (20M) + L800 F1 (15M) |  | 3 |  |  | IIB
Dec 2021 update | IDX5110 | Viceroy Hotel Resorts and Residence Palm jumeirah_Left |  | IDX0110 | IDXL5110 | IDXNR5110 | DXB | 25.1042 | 55.1484 | du | Hotel | IBS | Dubai South | DUBAI_NAKHLAT JUMEIRA (THE PALM JUMEIRAH) | 1038100 | 3CC | Yes | DXB_E3077J_10655_001002002 | in |  | On Air | On Air | On Air | Huawei | 3G+4G+5G | HW U2.1 F2 / U900 F1 | HW L1.8 F1/F2 (20+10M) + L800 F1 (15M) | 1CC | 8/12 | 0/45 | N78 F1 | IIB
| IDX5112 | Viceroy Hotel Resorts and Residence Palm jumeirah_Right |  | IDX0112 | IDXL5112 | IDXNR5112 | DXB | 25.1042 | 55.1484 | du | Hotel | IBS | Dubai South | DUBAI_NAKHLAT JUMEIRA (THE PALM JUMEIRAH) | 1038100 | 3CC | Yes | DXB_E3077J_10655_001002004 | in |  | On Air | On Air | On Air | Huawei | 3G+4G+5G | HW U2.1 F2 / U900 F1 | HW L1.8 F1/F2 (20+10M) + L800 F1 (15M) | 1CC | 8/12 | 8/0 | N41 | IIB
| IDX0944C | Villa J8 atPalm Jumeirah |  | IDX0944C | IDXL5944III |  | DXB | 25.1224 | 55.1237 | du | commercial | ATOM | Dubai South | DUBAI_NAKHLAT JUMEIRA (THE PALM JUMEIRAH) | 1038100 | 1CC |  | DXB_E3077C_10328_002000000 | in |  | On Air | On Air |  | Huawei | 3G+4G | HW U2.1 F2 | HW L1.8 F1 (20M) |  | 1 |  |  | dufix
| DXB0512 | Vision Tower Business Bay | DXB0512 | DXB5512 | DXBL0512 | DXBNR0512 | DXB | 25.1888 | 55.2635 | ETC | Commercial | IBS | Dubai North | DUBAI_BURJ KHALIFA (BUSINESS BAY) | 1034500 | 2CC |  | DXB_E3278F_10377_001075002 | in | Locked | On Air | On Air | On Air | Huawei | 3G+4G+5G | HW U2.1 F2 / U900 F1 | HW L1.8 F1 (20M) + L800 F1 (15M) | 1CC | 15 | 4/0 | N41 | IIB
| AUH0825 | Vision Twin Tower 1 | AUH0825 | AUH5825 | AUHL0825 |  | AUH | 24.4888 | 54.3738 | du | Residential | IBS | Abu Dhabi | ABU DHABI_Madinat Zayed(AD) | 2501200 | 1CC |  | AUH_E2271Y_11390_001002002 | in | Locked | On Air | On Air |  | Huawei/Nokia | 3G+4G | HW U2.1 F2 | NSN L18 F1 (20M) |  | 2 |  |  | IIB
| AUH0853 | Vision Twin Tower 2 | AUH0853 | AUH5853 | AUHL0853 |  | AUH | 24.489 | 54.3741 | du | Residential | IBS | Abu Dhabi | ABU DHABI_Madinat Zayed(AD) | 2501200 | 1CC |  | AUH_E2271Y_11391_001002001 | in | Locked | On Air | On Air |  | Huawei/Nokia | 3G+4G | HW U2.1 F2 | NSN L18 F1 (20M) |  | 2 |  |  | IIB
| IDX5727 | Vizir Palme Couture |  | IDX0727 | IDXL5727 |  | DXB | 25.1068 | 55.1442 | du | Hotel | IBS | Dubai South | DUBAI_NAKHLAT JUMEIRA (THE PALM JUMEIRAH) | 1038100 | 2CC |  | DXB_E3077D_11164_001001001 | in |  | On Air | On Air |  | Huawei | 3G+4G | HW U2.1 F2 / U900 F1 | HW L1.8 F1 (20M) + L800 F1 (15M) |  | 2/2 |  |  | IIB
| IDX5226 | Volante Tower Business Bay |  | IDX0226 | IDXL5226 |  | DXB | 25.1825 | 55.2716 | du | Residential | IBS | Dubai North | DUBAI_BURJ KHALIFA (BUSINESS BAY) | 1034500 | 2CC |  | DXB_E3278F_10605_001001002 | in |  | On Air | On Air |  | Huawei | 3G+4G | HW U2.1 F2 / U900 F1 | HW L1.8 F1 (20M) + L800 F1 (15M) |  | 6 |  |  | IIB
| IDX5107 | W Hotel at SZR |  | IDX0107 | IDXL5107 |  | DXB | 25.1841 | 55.2548 | du | Hotel | IBS | Dubai North | DUBAI_BURJ KHALIFA (BUSINESS BAY) | 1034500 | 2CC | Yes | DXB_E3178J_11981_001003002 | in |  | On Air | On Air |  | Huawei | 3G+4G | HW U2.1 F2 / U900 F1 | HW L1.8 F1/F2 (20+10M) |  | 6/6 |  |  | IIB
Dec 2018 Update | IDX5299 | W Hotel Resort Palm Jumeirah |  | IDX0299 | IDXL5299 |  | DXB | 25.1064 | 55.1114 | du | Hotel | IBS | Dubai South | DUBAI_NAKHLAT JUMEIRA (THE PALM JUMEIRAH) | 1038100 | 2CC |  | DXB_E3077C_10306_001001002 | in |  | On Air | On Air |  | Huawei | 3G+4G | HW U2.1 F2 / U900 F1 | HW L1.8 F1/F2 (20+10M) |  | 5/14 |  |  | IIB
| DXB0068 | Wafi Mall (Site Expansion) |  | DXB5068B |  |  | DXB | 25.2294 | 55.318 | du | Mall | IBS | Dubai North | DUBAI_UMM HURAIR SECOND | 1031500 |  |  | DXB_E3279W_10856_001004004 | in |  | On Air |  |  | Huawei | 3G | 3G 2100 |  |  | 3 |  |  | IIB
| IDX5064 | Wafi Mall_1(Site Expansion) |  | IDX0064 | IDXL5064 |  | DXB | 25.2294 | 55.318 | du | Mall | IBS | Dubai North | DUBAI_UMM HURAIR SECOND | 1031500 | 1CC |  | #N/A | in |  | On Air | On Air |  | Huawei | 3G+4G | HW U2.1 F2 | HW L1.8 F1 (20M) |  | 2/2 |  |  | IIB
| IDX5119 | Wafi Mall_2(Site Expansion) |  | IDX0119 | IDXL5119 |  | DXB | 25.2285 | 55.3202 | du | Mall | IBS | Dubai North | DUBAI_UMM HURAIR SECOND | 1031500 | 1CC |  | DXB_E3279W_10856_001004005 | in |  | On Air | On Air |  | Huawei | 3G+4G | HW U2.1 F2 | HW L1.8 F1 (20M) |  | 2/3 |  |  | dufix
| IDX5120 | Wafi Mall_3(Site Expansion) |  | IDX0120 | IDXL5119I |  | DXB | 25.2292 | 55.3192 | du | Mall | IBS | Dubai North | DUBAI_UMM HURAIR SECOND | 1031500 | 1CC |  | DXB_E3279W_10856_001004004 | in |  | On Air | On Air |  | Huawei | 3G+4G | HW U2.1 F2 | HW L1.8 F1 (20M) |  | 2/2 |  |  | dufix
| DXB0068 | Wafi Mall_4(Site Expansion) | DXB0068 | DXB5068 | IDXL5064I |  | DXB | 25.2294 | 55.318 | du | Mall | IBS | Dubai North | DUBAI_UMM HURAIR SECOND | 1031500 | 1CC |  | DXB_E3279W_10856_001004004 | in | Locked | On Air | On Air |  | Huawei | 3G+4G | HW U2.1 F2 | HW L1.8 F1 (20M) |  | 2/2 |  |  | IIB
| DXB0379 | Wafi Pyramids | DXB0379 | DXB5379 | DXBL0379 |  | DXB | 25.2298 | 55.3202 | du | Mall | IBS | Dubai North | DUBAI_UMM HURAIR SECOND | 1031500 | 2CC |  | DXB_E3279W_10338_001001001 | in | Locked | On Air | On Air |  | Huawei | 3G+4G | HW U2.1 F2 / U900 F1 | HW L1.8 F1 (20M) + L800 F1 (15M) |  | 2/2 |  |  | IIB
| AAN0034 | Wahat Hili Mall & Rayhan Hotel by Rotana | AAN0034 | AAN5034 | AANL0034 | AAN0034_N_BB2 | AUH | 24.273547 | 55.7791 | ETC | Mall | IBS | Al Ain | ABU DHABI_HILI | 8000200 | 2CC |  | AAN_E3768K_10003_001002001 | in | Locked | On Air | On Air | On Air | Ericsson | 3G+4G+5G | E/// U900 F1 | E/// L1.8 F1 (20M) + L800 F1 (15M) |  |  |  |  | IIB
| DXB5682E | Waitrose 2 |  | DXB5682E | DXBL0647II |  | DXB | 25.1976 | 55.2787 | du | Mall | ATOM | Dubai North | DUBAI_BURJ KHALIFA (BUSINESS BAY) | 1034500 | 2CC |  | DXB_E3278F_10259_001001353 | in |  | On Air | On Air |  | Huawei | 3G+4G | HW U2.1 F2 | HW L1.8 F1/F2 (20+10M) |  | 2/1 |  |  | dufix
| AUH0415 | Waqf Sheikh Zayed Tower (AWQAF Building) |  | AUH5415 | AUHL0415 | AUHNR0415 | AUH | 24.477 | 54.3533 | du | Government | IBS | Abu Dhabi | ABU DHABI_Al Khalidiya | 2501300 | 2CC |  | AUH_E2270D_12023_001001001 | in |  | On Air | On Air | On Air | Nokia | 3G+4G+5G | NSN U900 F1 | NSN L1800 F1 (20MHz) + L800 F1 (15Mhz) | 1CC | 12 | 6 | N41 | IIB
Jan 2019 Update | DXB0692 | Water’s Edge Tower |  | DXB5692 | DXBL0692 |  | DXB | 25.1878 | 55.2843 | du | Residential | IBS | Dubai North | DUBAI_BURJ KHALIFA (BUSINESS BAY) | 1034500 | 2CC |  | DXB_E3278G_10196_001003020 | in |  | On Air | On Air |  | Huawei | 3G+4G | HW U2.1 F2 / U900 F1 | HW L1.8 F1 (20M) + L800 F1 (15M) |  | 8 |  |  | IIB
| DXB0705 | Welcare Hospital | DXB0705 | DXB5705 | DXBL0705 |  | DXB | 25.2469 | 55.3401 | du | Hospital | IBS | Dubai North | DUBAI_AL GARHOUD | 1021400 | 2CC |  | DXB_E3279S_10176_001001001 | in | Locked | On Air | On Air |  | Huawei | 3G+4G | HW U2.1 F2 / U900 F1 | HW L1.8 F1 (20M) + L800 F1 (15M) |  | 2/2 |  |  | IIB
| AUH0639 | Welcome Pavillion - Yas Island | AUH0639 | AUH5639 | AUHL0639 |  | AUH | 24.4856 | 54.6078 | ETC | Commercial | IBS | Abu Dhabi | ABU DHABI_YAS ISLAND | 2004600 | 1CC |  | AUH_E2571V_10004_001002001 | in | Locked | On Air | On Air |  | Nokia | 3G+4G | NSN U2.1 F1 | NSN L18 F1 (20M) |  | 2 |  |  | IIB
Mar 2019 Update | DXB0698 | West Avenue Tower |  | DXB5698 | DXBL0698 |  | DXB | 25.0744 | 55.1389 | du | Residential | IBS | Dubai South | DUBAI_MARSA DUBAI | 1039200 | 2CC |  | DXB_E3077N_10729_001027004 | in |  | On Air | On Air |  | Huawei | 3G+4G | HW U2.1 F2 / U900 F1 | HW L1.8 F1 (20M) + L800 F1 (15M) |  | 6/6 |  |  | IIB
Mar 2019 Update | DXB0140 | Westburry 1 @ BB (Plot BB.A03.028 Office Tower) |  | DXB5140 | DXBL0140 |  | DXB | 25.1864 | 55.2745 | du | Residential | IBS | Dubai North | DUBAI_BURJ KHALIFA (BUSINESS BAY) | 1034500 | 2CC |  | DXB_E3278F_10610_001002010 | in |  | On Air | On Air |  | Huawei | 3G+4G | HW U2.1 F2 / U900 F1 | HW L1.8 F1 (20M) + L800 F1 (15M) |  | 12 |  |  | IIB
| DXB0139 | Westburry 2 @ BB (Plot BB.A03.027 Residential Tower) |  | DXB5139 | DXBL0139 |  | DXB | 25.1861 | 55.275 | du | Commercial | IBS | Dubai North | DUBAI_BURJ KHALIFA (BUSINESS BAY) | 1034500 | 2CC |  | DXB_E3278F_10610_001049001 | in |  | On Air | On Air |  | Huawei | 3G+4G | HW U2.1 F2 / U900 F1 | HW L1.8 F1 (20M) + L800 F1 (15M) |  | 15 |  |  | IIB
| DXB0565 | Westin Hotel | DXB0565 | DXB5565 | DXBL0565 |  | DXB | 25.0932 | 55.1486 | du | Hotel | IBS | Dubai South | DUBAI_MARSA DUBAI | 1039200 | 1CC |  | DXB_E3077J_10374_001011002 | in | Locked | On Air | On Air |  | Huawei | 3G+4G | HW U2.1 F2 | HW L1.8 F1 (20M) |  | 10 |  |  | IIB
| AUH0872 | Westin Hotel & Spa - Abu Dhabi Golf Club | AUH0872 | AUH5872 | AUHL0872 |  | AUH | 24.4196 | 54.529 | ETC | Hotel | IBS | Abu Dhabi | ABU DHABI_KHALIFA CITY | 2042600 | 2CC |  | AUH_E2470R_10109_001001001 | in | Locked | On Air | On Air |  | Nokia | 3G+4G | NSN U900 F1 | NSN L1800 F1 (20MHz) + L800 F1 (15Mhz) |  | 3 |  |  | MW
| IDX5105 | Westin Hotel at SZR |  | IDX0105 | IDXL5105 |  | DXB | 25.1842 | 55.2553 | du | Hotel | IBS | Dubai North | DUBAI_BURJ KHALIFA (BUSINESS BAY) | 1034500 | 2CC |  | DXB_E3178J_11981_001047002 | in |  | On Air | On Air |  | Huawei | 3G+4G | HW U2.1 F2 / U900 F1 | HW L1.8 F1/F2 (20+10M) |  | 10/4 |  |  | IIB
| IDX5105 | Westin Hotel at SZR |  | IDX0105A |  |  | DXB | 25.1842 | 55.2553 | du | Hotel | IBS | Dubai North | DUBAI_BURJ KHALIFA (BUSINESS BAY) | 1034500 |  |  | DXB_E3178J_11981_001047002 | in |  | On Air |  |  | Huawei | 3G | 3G 2100 |  |  | 3 |  |  | IIB
July 2019 Update | DXB0369 | White Palace_DSO | DXB0369 | DXB5369 | DXBL0369 |  | DXB | 25.1242 | 55.4026 | du | Residential | IBS | Dubai North | DUBAI_NADD HESSA (DUBAI SILICON OASIS) | 1062600 | 2CC |  | DXB_E3377C_10054_001002001 | in | Locked | On Air | On Air |  | Huawei | 3G+4G | HW U2.1 F2 / U900 F1 | HW L1.8 F1 (20M) + L800 F1 (15M) |  | 4 |  |  | MW
Apr 2019 Update | DXB0991 | Wild Wadi_JBH | DXB0991 | DXB5991 | DXBL0991 |  | DXB | 25.1387 | 55.1888 | du | Beach Club | IBS | Dubai South | DUBAI_UMM SUQEIM THIRD | 1036600 | 2CC |  | DXB_E3178V_11663_001002001 | in | Locked | On Air | On Air |  | Huawei | 3G+4G | HW U2.1 F2 / U900 F1 | HW L1.8 F1/F2 (20+10M) |  | 1/2 |  |  | IIB
| IDX5229 | Windsor Manor Business Bay |  | IDX0229 | IDXL5229 |  | DXB | 25.1918 | 55.2911 | du | Residential | IBS | Dubai North | DUBAI_BURJ KHALIFA (BUSINESS BAY) | 1034500 | 2CC |  | DXB_E3278G_10178_001033015 | in |  | On Air | On Air |  | Huawei | 3G+4G | HW U2.1 F2 / U900 F1 | HW L1.8 F1 (20M) + L800 F1 (15M) |  | 13 |  |  | IIB
| DXB0070 | World Trade Center | DXB0070 | DXB5070 | DXBL0070 | DXBNR0070 | DXB | 25.2278 | 55.2887 | du | Commercial | IBS | Dubai North | DUBAI_TRADE CENTER SECOND | 1033600 | 3CC |  | DXB_E3279V_11030_001003001 | in | On Air | On Air | On Air | On Air | Huawei | 2G+3G+4G+5G | HW U2.1 F2 / U900 F1 | HW L1.8 F1 (20M) + L800 F1 (15M) +L21 (10M) | 1CC | 12 | 4/0 | N41 | IIB
| AUH5673J | WRM (Dalma Island) - Main Office + Accommodation area |  | AUH5673J | AUHL0673 |  | AUH | 24.4826 | 52.3241 | du | Government |  | Abu Dhabi | ABU DHABI_DALMA ISLAND | 2003600 | 1CC |  | AUH_E0271K_10203_001001001 | in |  | On Air | On Air |  | Nokia | 3G+4G | NSN U2.1 F1+F2 | NSN L18 F1 (20M) |  | 1 |  |  | VSAT
| DXB0619 | XL Tower_Business Bay | DXB0619 | DXB5619 | DXBL0619 |  | DXB | 25.1805 | 55.2675 | du | Commercial | IBS | Dubai North | DUBAI_BURJ KHALIFA (BUSINESS BAY) | 1034500 | 2CC |  | DXB_E3278F_10352_001004014 | in | Locked | On Air | On Air |  | Huawei | 3G+4G | HW U2.1 F2 / U900 F1 | HW L1.8 F1 (20M) + L800 F1 (15M) |  | 9 |  |  | IIB
| AUH0845 | Yahsat Building | AUH0845 | AUH5845 | AUHL0845 |  | AUH | 24.4398 | 54.8271 | du | Commercial | IBS | Abu Dhabi | ABU DHABI_ZAYED MILITARY CITY | 2043200 | 2CC |  | AUH_E2770M_10002_001001004 | in | Locked | On Air | On Air |  | Nokia | 3G+4G | NSN U900 F1 | NSN L1800 F1 (20MHz) + L800 F1 (15Mhz) |  | 2 |  |  | IIB
| SHJ0315 | Yamaha Building | SHJ0315 | SHJ5315 | SHJL0315 |  | NE | 25.318 | 55.3766 | du | Residential | IBS | Sharjah | SHARJAH_AL MAMZAR | 3010400 | 2CC |  | SHJ_E3380U_10166_001002008 | in | Locked | On Air | On Air |  | Huawei | 3G+4G | HW U2.1 F2 / U900 F1 | HW L1.8 F1 (20M) + L800 F1 (15M) |  | 2/2 |  |  | IIB
| SHJ0132 | Yamama Tower | SHJ0132 | SHJ5132 | SHJL0132 |  | NE | 25.3287 | 55.376 | du | Residential | IBS | Sharjah | SHARJAH_AL MAZAJ THIRD | 3010500 | 2CC |  | SHJ_E3380P_10008_001002001 | in | Locked | On Air | On Air |  | Huawei | 3G+4G | HW U2.1 F2 / U900 F1 | HW L1.8 F1 (20M) + L800 F1 (15M) |  | 12 |  |  | IIB
| AUH0979 | Yas Mall - NE Car Park | AUH0979 | AUH5979 | AUHL0979 | AUHNR0979 | AUH | 24.4894 | 54.6109 | ETC | Car Park | IBS | Abu Dhabi | ABU DHABI_YAS ISLAND | 2004600 | 4CC |  | AUH_E2571V_10005_001001005 | in | On Air | On Air | On Air | On Air | Nokia | 2G+3G+4G+5G | NSN U2.1 F1+F2 / U900 F1 | NSN L18 F1/F2 (20+15M) + L800 F1 (15M) + L21 F1 (15M) | 1CC | 4 | 2 | N41 | IIB
| AUH0533 | Yas Mall - North East | AUH0533 | AUH5533 | AUHL0533 | AUHNR0533 | AUH | 24.489 | 54.6099 | ETC | Mall | IBS | Abu Dhabi | ABU DHABI_YAS ISLAND | 2004600 | 3CC | Yes | AUH_E2571V_10005_001001007 | in | On Air | On Air | On Air | On Air | Nokia | 2G+3G+4G+5G | NSN U2.1 F1+F2 / U900 F1 | NSN L1800 F1/F2 (20+15M) + L800 F1 (15M) | 1CC | 10 | 4 | N41 | IIB
| AUH0976 | Yas Mall - North West | AUH0976 | AUH5976 | AUHL0976 | AUHNR0976 | AUH | 24.4896 | 54.608 | ETC | Mall | IBS | Abu Dhabi | ABU DHABI_YAS ISLAND | 2004600 | 4CC | Yes | AUH_E2571V_10005_001001003 | in | On Air | On Air | On Air | On Air | Nokia | 2G+3G+4G+5G | NSN U2.1 F1+F2 / U900 F1 | NSN L18 F1/F2 (20+15M) + L800 F1 (15M) + L21 F1 (15M) | 1CC | 8 | 7 | N41 | IIB
| AUH0980 | Yas Mall - NW Car Park | AUH0980 | AUH5980 | AUHL0980 |  | AUH | 24.4903 | 54.6077 | ETC | Car Park | IBS | Abu Dhabi | ABU DHABI_YAS ISLAND | 2004600 | 4CC |  | AUH_E2571V_10005_001003001 | in | On Air | On Air | On Air |  | Nokia | 2G+3G+4G | NSN U2.1 F1+F2 / U900 F1 | NSN L18 F1/F2 (20+15M) + L800 F1 (15M) + L21 F1 (15M) |  | 4 |  |  | IIB
Dec 2021 update | AUH0977 | Yas Mall - South East | AUH0977 | AUH5977 | AUHL0977 | AUHNR0977 | AUH | 24.4873 | 54.6093 | ETC | Mall | IBS | Abu Dhabi | ABU DHABI_YAS ISLAND | 2004600 | 4CC | Yes | AUH_E2571V_10005_001001001 | in | On Air | On Air | On Air | On Air | Nokia | 2G+3G+4G+5G | NSN U2.1 F1+F2 / U900 F1 | NSN L18 F1/F2 (20+15M) + L800 F1 (15M) + L21 F1 (15M) | 1CC | 12 | 6 | N41 | IIB
| AUH0977 | Yas Mall 5G Hot Spots Site 2 |  |  |  | AUHNR0977B | AUH | 24.4873 | 54.609329 | ETC | Mall | IBS | Abu Dhabi | ABU DHABI_YAS ISLAND | 2004600 |  | Yes | AUH_E2571V_10005_001001001 | in |  |  |  | On Air | Nokia | 5G |  |  | 2CC | 12 | 35 | N78 | IIB
| AUH0977 | Yas Mall 5G Hot Spots Site 1 |  |  |  | AUHNR0977A | AUH | 24.4873 | 54.609329 | ETC | Mall | IBS | Abu Dhabi | ABU DHABI_YAS ISLAND | 2004600 |  | Yes | AUH_E2571V_10005_001001001 | in |  |  |  | On Air | Nokia | 5G |  |  | 2CC | 12 | 37 | N78 | IIB
| AUH0978 | Yas Mall - South West | AUH0978 | AUH5978 | AUHL0978 | AUHNR0978 | AUH | 24.4877 | 54.6068 | ETC | Mall | IBS | Abu Dhabi | ABU DHABI_YAS ISLAND | 2004600 | 4CC | Yes | AUH_E2571V_10005_001001004 | in | On Air | On Air | On Air | On Air | Nokia | 2G+3G+4G+5G | NSN U2.1 F1+F2 / U900 F1 | NSN L18 F1/F2 (20+15M) + L800 F1 (15M) + L21 F1 (15M) | 1CC | 8 | 4 | N41 | IIB
| AUH0649 | YAS Mall VOX Cinema |  | AUH5649 | AUHL0649 |  | AUH | 24.4902 | 54.6073 | ETC |  | IBS | Abu Dhabi | ABU DHABI_YAS ISLAND | 2004600 | 4CC |  | AUH_E2571V_10005_001003010 | in |  | On Air | On Air |  | Nokia | 3G+4G | NSN U2.1 F1+F2 / U900 F1 | NSN L18 F1/F2 (20+15M) + L800 F1 (15M) + L21 F1 (15M) |  | 2 |  |  | IIB
| AUH0612 | YAS Marina Hotel - LG (Now known as Viceroy Hotel) | AUH0612 | AUH5612 | AUHL0612 | AUHNR0612 | AUH | 24.4674 | 54.6068 | ETC | Hotel | IBS | Abu Dhabi | ABU DHABI_YAS ISLAND | 2004600 | 2CC |  | AUH_E2570B_10030_001001003 | in | Locked | On Air | On Air | On Air | Nokia | 3G+4G+5G | NSN U900 F1 | NSN L1800 F1 (20MHz) + L800 F1 (15Mhz) | 1CC | 6 | 3 | N41 | IIB
| AUH0610 | YAS Marina Hotel A - L8 (Now known as Viceroy Hotel) | AUH0610 | AUH5610 | AUHL0610 | AUHNR0610 | AUH | 24.4674 | 54.6071 | ETC | Hotel | IBS | Abu Dhabi | ABU DHABI_YAS ISLAND | 2004600 | 3CC |  | AUH_E2570B_10030_001009001 | in | Locked | On Air | On Air | On Air | Nokia | 3G+4G+5G | NSN U900 F1 | NSN L18 F1 (20M) + L800 F1 (15M) + L21 F1 (15M) | 1CC | 4 | 2 | N41 | IIB
| AUH0611 | YAS Marina Hotel B - L6 (Now known as Viceroy Hotel) | AUH0611 | AUH5611 | AUHL0611 | AUHNR0611 | AUH | 24.4674 | 54.6068 | ETC | Hotel | IBS | Abu Dhabi | ABU DHABI_YAS ISLAND | 2004600 | 2CC |  | AUH_E2570B_10030_001006002 | in | Locked | On Air | On Air | On Air | Nokia | 3G+4G+5G | NSN U900 F1 | NSN L1800 F1 (20MHz) + L800 F1 (15Mhz) | 1CC | 4 | 2 | N41 | IIB
| AUH0928 | Yas Marina Yacht Club - Building 1 | AUH0928 | AUH5928 | AUHL0928 |  | AUH | 24.4671 | 54.6094 | ETC | Beach Club | IBS | Abu Dhabi | ABU DHABI_YAS ISLAND | 2004600 | 2CC |  | AUH_E2570B_10042_001001001 | in | Locked | On Air | On Air |  | Nokia | 3G+4G | NSN U900 F1 | NSN L1800 F1 (20MHz) + L800 F1 (15Mhz) |  | 2 |  |  | IIB
| AUH0929 | Yas Marina Yacht Club - Building 2 | AUH0929 | AUH5929 | AUHL0929 |  | AUH | 24.4661 | 54.6096 | ETC | Beach Club | IBS | Abu Dhabi | ABU DHABI_YAS ISLAND | 2004600 | 2CC |  | AUH_E2570G_10021_001001001 | in | Locked | On Air | On Air |  | Nokia | 3G+4G | NSN U900 F1 | NSN L1800 F1 (20MHz) + L800 F1 (15Mhz) |  | 2 |  |  | IIB
| AUH0930 | Yas Marina Yacht Club - Building 4 & Basement | AUH0930 | AUH5930 | AUHL0930 |  | AUH | 24.4654 | 54.6091 | ETC | Hotel | IBS | Abu Dhabi | ABU DHABI_YAS ISLAND | 2004600 | 2CC |  | AUH_E2570G_10014_001001001 | in | Locked | On Air | On Air |  | Nokia | 3G+4G | NSN U900 F1 | NSN L1800 F1 (20MHz) + L800 F1 (15Mhz) |  | 2 |  |  | IIB
| AUH0933 | Yas Waterworld - BOH Building | AUH0933 | AUH5933 | AUHL0933 |  | AUH | 24.4868 | 54.5994 | ETC | Beach Club | IBS | Abu Dhabi | ABU DHABI_YAS ISLAND | 2004600 | 2CC |  | AUH_E2571U_10002_001001001 | in | Locked | On Air | On Air |  | Nokia | 3G+4G | NSN U900 F1 | NSN L1800 F1 (20MHz) + L800 F1 (15Mhz) |  | 2 |  |  | IIB
| AUH0934 | Yas Waterworld - Souk Building | AUH0934 | AUH5934 | AUHL0934 |  | AUH | 24.4886 | 54.6004 | ETC | Beach Club | IBS | Abu Dhabi | ABU DHABI_YAS ISLAND | 2004600 | 2CC |  | AUH_E2571U_10003_001001001 | in | Locked | On Air | On Air |  | Nokia | 3G+4G | NSN U900 F1 | NSN L1800 F1 (20MHz) + L800 F1 (15Mhz) |  | 2 |  |  | IIB
| SHJ0136 | Yasmin 1 | SHJ0136 | SHJ5136 | SHJL0136 |  | NE | 25.3325 | 55.4237 | du | Residential | IBS | Sharjah | SHARJAH_INDUSTRIAL AREA 6 | 3008300 | 1CC |  | SHJ_E3380S_10006_001007041 | in | Locked | On Air | On Air |  | Huawei | 3G+4G | HW U2.1 F2 | HW L1.8 F1 (20M) |  | 2/2 |  |  | IIB
| SHJ0137 | Yasmin 2 | SHJ0137 | SHJ5137 | SHJL0137 |  | NE | 25.3313 | 55.4234 | du | Residential | IBS | Sharjah | SHARJAH_INDUSTRIAL AREA 6 | 3008300 | 2CC |  | SHJ_E3380S_10016_001007005 | in | Locked | On Air | On Air |  | Huawei | 3G+4G | HW U2.1 F2 / U900 F1 | HW L1.8 F1 (20M) + L800 F1 (15M) |  | 3 |  |  | IIB
May 2020 Update | SHJ0138 | Yasmin 3 | SHJ0138 | SHJ5138 | SHJL0138 |  | NE | 25.331 | 55.4232 | du | Residential | IBS | Sharjah | SHARJAH_INDUSTRIAL AREA 6 | 3008300 | 2CC |  | SHJ_E3380S_10023_001007007 | in | Locked | On Air | On Air |  | Huawei | 3G+4G | HW U2.1 F2 / U900 F1 | HW L1.8 F1/F2 (20+10M) |  | 1/2 |  |  | IIB
July 2019 Update | DXB0162 | Yass Tower_Dubai Marina | DXB0162 | DXB5162 | DXBL0162 |  | DXB | 25.0836 | 55.149 | ETC | Residential | IBS | Dubai South | DUBAI_MARSA DUBAI | 1039200 | 1CC |  | DXB_E3077O_10840_001031001 | in | Locked | On Air | On Air |  | Huawei | 3G+4G | HW U2.1 F2 / U900 F1 | HW L1.8 F1 (20M) |  | 2/4 |  |  | IIB
Mar 2019 Update | SHJ0368 | Yaz Building | SHJ0368 | SHJ5368 | SHJL0368 |  | NE | 25.3004 | 55.3718 | du | Residential | IBS | Sharjah | SHARJAH_AL NAHDA | 3010200 | 1CC |  | SHJ_E3379A_10208_001002001 | in | Locked | On Air | On Air |  | Huawei | 3G+4G | HW U2.1 F2 | HW L1.8 F1 (20M) |  | 2 |  |  | IIB
Mar 2019 Update | IDX5007 | YES Business Center | IDX5007 | IDX0007 | IDXL5007 |  | DXB | 25.1117 | 55.2058 | du | Commercial | IBS | Dubai South | DUBAI_AL BARSHA FIRST | 1037300 | 2CC |  | DXB_E3177C_11904_001017001 | in | Locked | On Air | On Air |  | Huawei | 3G+4G | HW U2.1 F2 / U900 F1 | HW L1.8 F1 (20M) + L800 F1 (15M) |  | 2/2 |  |  | IIB
| DXB0144 | Zabeel Falcon Majlis | DXB0144 | DXB5144 | DXBL0144 |  | DXB | 25.2094 | 55.2981 | ETC | Palace | IBS | Dubai North | DUBAI_ZAABEEL SECOND | 1033700 | 1CC |  | DXB_E3278B_10826_001001001 | in | On Air | On Air | On Air |  | Huawei | 2G+3G+4G | HW U2.1 F2 | HW L1.8 F1 (20M) |  | 1/1 |  |  | MW
July 2019 Update | DXB0688 | Zabeel Ladies Club | DXB0688 | DXB5688 | DXBL0688 |  | DXB | 25.2315 | 55.3064 | ETC | Hotel | IBS | Dubai North | DUBAI_ZAABEEL FIRST (ZAABEEL FIRST) | 1032500 | 2CC |  | DXB_E3279W_10935_001002001 | in | Locked | On Air | On Air |  | Huawei | 3G+4G | HW U2.1 F2 / U900 F1 | HW L1.8 F1 (20M) + L800 F1 (15M) |  | 4 |  |  | IIB
| DXB0008 | Zabeel Main Majlis/Palace | DXB0008 | DXB5008 | DXBL0008 |  | DXB | 25.2093 | 55.3018 | ETC | Palace | IBS | Dubai North | DUBAI_ZAABEEL SECOND | 1033700 | 1CC |  | DXB_E3278B_10824_001001001 | in | On Air | On Air | On Air |  | Huawei | 2G+3G+4G | HW U2.1 F2 | HW L1.8 F1 (20M) |  | 1/1 |  |  | MW
| DXB0959 | Zabeel Sarray 3G Sec1 |  | DXB5959 |  |  | DXB | 25.0987 | 55.1237 | ETC | Hotel | IBS | Dubai South | DUBAI_NAKHLAT JUMEIRA (THE PALM JUMEIRAH) | 1038100 |  |  | DXB_E3077H_10011_001002011 | in |  | On Air |  |  | Huawei | 3G | 3G 2100 + 900 |  |  | 4 |  |  | dufix
| AUH0808 | Zadco Complex Khalidiyah |  | AUH5808 | AUHL0808 |  | AUH | 24.4709 | 54.3425 | du | Residential | IBS | Abu Dhabi | ABU DHABI_Al Khalidiya | 2501300 | 3CC |  | AUH_E2270C_10025_001001001 | in |  | On Air | On Air |  | Nokia | 3G+4G | NSN U900 F1 | NSN L18 F1 (20M) + L800 F1 (15M) + L21 F1 (15M) |  | 8 |  |  | IIB
Mar 2019 Update | SHJ0113 | Zakher 3 | SHJ0113 | SHJ5113 | SHJL0113 |  | NE | 25.3081 | 55.3728 | du | Residential | IBS | Sharjah | SHARJAH_AL MAMZAR | 3010400 | 2CC |  | SHJ_E3380U_10066_001001001 | in | Locked | On Air | On Air |  | Huawei | 3G+4G | HW U2.1 F2 / U900 F1 | HW L1.8 F1 (20M) + L800 F1 (15M) |  | 4/4 |  |  | IIB
| AUH0728 | Zayed Higher Organization - Abu Dhabi Center for Autism |  | AUH5728 | AUHL0728 |  | AUH | 24.3223 | 54.6093 | du | Hospital | IBS | Abu Dhabi | ABU DHABI_SHAKHBOUT CITY | 2004500 | 2CC |  | AUH_E2569V_10096_001001001 | in |  | On Air | On Air |  | Nokia | 3G+4G | NSN U900 F1 | NSN L1800 F1 (20MHz) + L800 F1 (15Mhz) |  | 4 |  |  | MW
Decomm | IAD5103 | Zayed Sports City Stadium Site 1 |  |  | 0.Decomm |  | AUH | 24.416314° | 54.452763° | du | Stadium | IBS | Abu Dhabi | ABU DHABI_Al Madina Al Riyadiya | 2501700 |  |  |  | OUT | [12 empty] | MW
Decomm | IAD5104 | Zayed Sports City Stadium Site 2 |  |  | 0.Decomm |  | AUH | 24.416314° | 54.452763° | du | Stadium | IBS | Abu Dhabi | ABU DHABI_Al Madina Al Riyadiya | 2501700 |  |  |  | OUT | [12 empty] | MW
Decomm | IAD5106 | Zayed Sports City Stadium Site 3 |  |  | 0.Decomm |  | AUH | 24.416314° | 54.452763° | du | Stadium | IBS | Abu Dhabi | ABU DHABI_Al Madina Al Riyadiya | 2501700 |  |  |  | OUT | [12 empty] | MW
| AUH0652 | Zayed University - Convention Building | AUH0652 | AUH5652 | AUHL0652 |  | AUH | 24.3941 | 54.584 | du | University | IBS | Abu Dhabi | ABU DHABI_ZAYED CITY | 2440000 | 2CC |  | AUH_E2470Y_10242_001006002 | in | Locked | On Air | On Air |  | Nokia | 3G+4G | NSN U900 F1 | NSN L1800 F1 (20MHz) + L800 F1 (15Mhz) |  | 6 |  |  | IIB
Feb 2019 Update | AUH0651 | Zayed University - Library Building | AUH0651 | AUH5651 | AUHL0651 |  | AUH | 24.3941 | 54.584 | du | University | IBS | Abu Dhabi | ABU DHABI_ZAYED CITY | 2440000 | 2CC |  | AUH_E2470Y_10242_001006001 | in | Locked | On Air | On Air |  | Nokia | 3G+4G | NSN U900 F1 | NSN L1800 F1 (20MHz) + L800 F1 (15Mhz) |  | 4 |  |  | IIB
| IDX5236 | Zayed University DMC |  | IDX0236 | IDXL5236 |  | DXB | 25.1044 | 55.1669 | du | University | IBS | Dubai South | DUBAI_AL SAFOUH SECOND | 1038200 | 2CC |  | DXB_E3177F_10142_001006002 | in |  | On Air | On Air |  | Huawei | 3G+4G | HW U2.1 F2 / U900 F1 | HW L1.8 F1 (20M) + L800 F1 (15M) |  | 2/2 |  |  | IIB
| DXB0461 | ZEE TV New DMC 10 Bldg | DXB0461 | DXB5461 | DXBL0461 |  | DXB | 25.102 | 55.1679 | du | Commercial | IBS | Dubai South | DUBAI_AL SAFOUH SECOND | 1038200 | 2CC | Yes | DXB_E3177F_10115_001006009 | in | Locked | On Air | On Air |  | Huawei | 3G+4G | HW U2.1 F2 / U900 F1 | HW L1.8 F1 (20M) + L800 F1 (15M) |  | 3 |  |  | IIB
| SHJ0236 | Zero 6 Mall |  | SHJ5236 | SHJL0236 | SHJNR0236 | NE | 25.2901 | 55.4972 | ETC | Mall | IBS | Sharjah | SHARJAH_AL JURAINA | 3002600 | 4CC | Yes | SHJ_E3479G_10008_001001001 | in |  | On Air | On Air | On Air | Huawei | 3G+4G+5G | HW U2.1 F2 / U900 F1 | HW L1.8 F1/F2 (20+10M) + L800 F1 (15M) +L21 (15M) | 1CC | 6 | 2/0 | N41 | IIB
| AUH0803 | Zone Corp C | AUH0803 | AUH5803 | AUHL0803 |  | AUH | 24.4308 | 54.4644 | du | Commercial | IBS | Abu Dhabi | ABU DHABI_Al Matar | 2501600 | 2CC |  | AUH_E2370N_10348_001003001 | in | Locked | On Air | On Air |  | Nokia | 3G+4G | NSN U900 F1 | NSN L1800 F1 (20MHz) + L800 F1 (15Mhz) |  | 2 |  |  | IIB
Apr 2019 Update | DXB0051 | Zumurrud Tower | DXB0051 | DXB5051 | DXBL0051 |  | DXB | 25.0702 | 55.1339 | du | Commercial | IBS | Dubai South | DUBAI_MARSA DUBAI | 1039200 | 2CC |  | DXB_E3077N_10164_001003003 | in | Locked | On Air | On Air |  | Huawei | 3G+4G | HW U2.1 F2 / U900 F1 | HW L1.8 F1 (20M) + L800 F1 (15M) |  | 15 |  |  | IIB
| IAD5089 | Sea Side Tower @ Al Reem Island |  | IAD0089 | IADL5089 |  | AUH | 24.5119 | 54.4064 | ETC | Mixed Used | IBS | Abu Dhabi | ABU DHABI_AL REEM ISLAND | 2045700 | 4CC |  | AUH_E2371Q_10022_001001001 | in |  | On Air | On Air |  | Nokia | 3G+4G | NSN U900 F1 | NSN L18 F1/F2 (20+15M) + L800 F1 (15M) + L21 F1 (15M) |  | 8 |  |  | MW
| IAD5078 | Tamouh_Marina Square Zone A (A2_UAE Exchange HQ) |  | IAD0078 | IADL5078 |  | AUH | 24.488379 | 54.395 | ETC | Mixed Used | IBS | Abu Dhabi | ABU DHABI_AL REEM ISLAND | 2045700 | 2CC |  | AUH_E2371U_10021_001001002 | in |  | On Air | On Air |  | Nokia | 3G+4G | NSN U2.1 F2 / U900 F1 | NSN L1800 F1 (20MHz) + L800 F1 (15Mhz) |  | 8 |  |  | MW
| IAD5065 | Arc Building T7 (Zone A,B & C) |  | IAD0065 | IADL5065 |  | AUH | 24.4938 | 54.4089 | ETC | Mixed Used | IBS | Abu Dhabi | ABU DHABI_AL REEM ISLAND | 2045700 | 4CC |  | AUH_E2371V_10039_001001001 | in |  | On Air | On Air |  | Nokia | 3G+4G | NSN U2.1 F1+F2 / U900 F1 | NSN L18 F1/F2 (20+15M) + L800 F1 (15M) + L21 F1 (15M) |  | 8 |  |  | MW
| IAD5062 | The Gate Towers at Reem Island_T5 |  | IAD0062 | IADL5062 |  | AUH | 24.4938 | 54.4089 | ETC | Mixed Used | IBS | Abu Dhabi | ABU DHABI_AL REEM ISLAND | 2045700 | 1CC |  | AUH_E2371V_10023_001002001 | in |  | On Air | On Air |  | Nokia | 3G+4G | NSN U900 F1 | NSN L18 F1 (20M) |  | 6 |  |  | MW
| IAD5064 | The Gate Towers at Reem Island_T3 |  | IAD0064 | IADL5064 |  | AUH | 24.4938 | 54.4089 | ETC | Mixed Used | IBS | Abu Dhabi | ABU DHABI_AL REEM ISLAND | 2045700 | 2CC |  | AUH_E2371V_10021_001002001 | in |  | On Air | On Air |  | Nokia | 3G+4G | NSN U900 F1 | NSN L18 F1/F2 (20+15M) |  | 6 |  |  | MW
| IAD5061 | The Gate Towers at Reem Island_Tower Podium |  | IAD0061 | IADL5061 |  | AUH | 24.4938 | 54.4089 | ETC | Mixed Used | IBS | Abu Dhabi | ABU DHABI_AL REEM ISLAND | 2045700 | 2CC |  | AUH_E2371V_10022_001002001 | in |  | On Air | On Air |  | Nokia | 3G+4G | NSN U900 F1 | NSN L1800 F1 (20MHz) + L800 F1 (15Mhz) |  | 6 |  |  | MW
Jan 2019 Update | IAD0991E | ATOM Weatherford Manufacturing Facility ICAD |  | IAD0991E | IADl5991V |  | AUH | 24.2949 | 54.4803 | du | Commercial | ATOM | Abu Dhabi | ABU DHABI_MUSAFFAH SOUTH | 2041000 | 1CC |  | AUH_E2368E_10008_001001001 | in |  | On Air | On Air |  | Nokia | 3G+4G | NSN U2.1 F1+F2 | NSN L18 F1 (20M) |  | 1 |  |  | IIB
| IAD5063 | The Gate Towers at Reem Island_T4 |  | IAD0063 | IADL5063 | IADNR5063 | AUH | 24.4938 | 54.4089 | ETC | Mixed Used | IBS | Abu Dhabi | ABU DHABI_AL REEM ISLAND | 2045700 | 3CC |  | AUH_E2371V_10022_001001001 | in |  | On Air | On Air |  | Nokia | 3G+4G | NSN U900 F1 | NSN L1800 F1/F2 (20+15M) + L800 F1 (15M) |  | 6 |  |  | MW
| IAD5080 | City of Light C1 - Addax office Tower Lower |  | IAD0080 | IADL5080 |  | AUH | 24.4988 | 54.4032 | ETC | Mixed Used | IBS | Abu Dhabi | ABU DHABI_AL REEM ISLAND | 2045700 | 2CC |  | AUH_E2371U_10066_001001001 | in |  | On Air | On Air |  | Nokia | 3G+4G | NSN U2.1 F1+F2 / U900 F1 | NSN L1800 F1 (20MHz) + L800 F1 (15Mhz) |  | 8 |  |  | MW
| IAD5092 | Marina Heights Towers @ Al Reem Island Zone C - CT3 _Marina Heights 2 |  | IAD0092 | IADL5092 |  | AUH | 24.4917 | 54.3956 | ETC | Mixed Used | IBS | Abu Dhabi | ABU DHABI_AL REEM ISLAND | 2045700 | 2CC |  | AUH_E2371U_10070_001001001 | in |  | On Air | On Air |  | Nokia | 3G+4G | NSN U900 F1 | NSN L1800 F1 (20MHz) + L800 F1 (15Mhz) |  | 6 |  |  | MW
Jan 2019 Update | IAD0991B | ATOM Al Dhafra Cooperative Society_3 |  | IAD0991B | IADl5991II |  | AUH | 23.6635 | 53.7195 | du | Commercial | ATOM | Abu Dhabi | ABU DHABI_MADINAT ZAYED(WR) | 2031200 | 1CC |  | AUH_E1662U_10528_001001006 | in |  | On Air | On Air |  | Nokia | 3G+4G | NSN U2.1 F1+F2 | NSN L18 F1 (20M) |  | 1 |  |  | IIB
| IAD5098 | Ocean Scape Towers C15 (S1_C13) |  | IAD0098 | IADL5098 |  | AUH | 24.5079 | 54.4056 | ETC | Residential | IBS | Abu Dhabi | ABU DHABI_AL REEM ISLAND | 2045700 | 4CC |  | AUH_E2371Q_10017_001001001 | in |  | On Air | On Air |  | Nokia | 3G+4G | NSN U900 F1 | NSN L18 F1/F2 (20+15M) + L800 F1 (15M) + L21 F1 (15M) |  | 4 |  |  | MW
| IAD5093 | Marina Heights Towers @ Al Reem Island Zone C - CT4 _Al Maha Tower |  | IAD0093 | IADL5093 |  | AUH | 24.492 | 54.3952 | ETC | Mixed Used | IBS | Abu Dhabi | ABU DHABI_AL REEM ISLAND | 2045700 | 2CC |  | AUH_E2371U_10071_001001001 | in |  | On Air | On Air |  | Nokia | 3G+4G | NSN U900 F1 | NSN L1800 F1 (20MHz) + L800 F1 (15Mhz) |  | 8 |  |  | MW
| IAD5090 | Marina Heights Towers @ Al Reem Island Zone C - CT1 _Marina Blue Tower |  | IAD0090 | IADL5090 |  | AUH | 24.4907 | 54.3961 | ETC | Mixed Used | IBS | Abu Dhabi | ABU DHABI_AL REEM ISLAND | 2045700 | 1CC |  | AUH_E2371U_10068_001001001 | in |  | On Air | On Air |  | Huawei/Nokia | 3G+4G | HW U2.1 F2 | NSN L18 F1 (20M) |  | 4 |  |  | MW
| IAD5086 | Beach Towers_@ Al Reem_Tower A & Common Parking |  | IAD0086 | IADL5086 |  | AUH | 24.49992 | 54.40972 | ETC | Mixed Used | IBS | Abu Dhabi | ABU DHABI_AL REEM ISLAND | 2045700 | 3CC |  | AUH_E2371Q_10013_001002001 | in |  | On Air | On Air |  | Nokia | 3G+4G | NSN U900 F1 | NSN L1800 F1 (20MHz) + L800 F1 (15Mhz) |  | 8 |  |  | MW
Jan 2019 Update | IAD5099 | Leaf tower Al Reem Island residence Part |  | IAD0099 | IADL5099 |  | AUH | 24.4995 | 54.3948 | ETC | Residential | IBS | Abu Dhabi | ABU DHABI_AL REEM ISLAND | 2045700 | 1CC |  | AUH_E2371U_10067_001002001 | in |  | On Air | On Air |  | Huawei/Nokia | 3G+4G | HW U2.1 F2 | NSN L18 F1 (20M) |  | 5 |  |  | MW
| IAD5081 | City of Light C1 - Addax office Tower Upper |  | IAD0081 | IADL5081 |  | AUH | 24.4988 | 54.4032 | ETC | Mixed Used | IBS | Abu Dhabi | ABU DHABI_AL REEM ISLAND | 2045700 | 2CC |  | AUH_E2371U_10066_001001002 | in |  | On Air | On Air |  | Nokia | 3G+4G | NSN U2.1 F1+F2 / U900 F1 | NSN L1800 F1 (20MHz) + L800 F1 (15Mhz) |  | 6 |  |  | MW
| IAD5094 | Marina Heights Towers @ Al Reem Island Zone C - CT5 _Burooj Views |  | IAD0094 | IADL5094 |  | AUH | 24.4922 | 54.3946 | ETC | Mixed Used | IBS | Abu Dhabi | ABU DHABI_AL REEM ISLAND | 2045700 | 3CC |  | AUH_E2371U_10064_001001001 | in |  | On Air | On Air |  | Nokia | 3G+4G | NSN U900 F1 | NSN L18 F1 (20M) + L800 F1 (15M) + L21 F1 (15M) |  | 8 |  |  | MW
| IAD5087 | Beach Towers_Tower B |  | IAD0087 | IADL5087 |  | AUH | 24.49992 | 54.40972 | ETC | Mixed Used | IBS | Abu Dhabi | ABU DHABI_AL REEM ISLAND | 2045700 | 3CC |  | AUH_E2371Q_10014_001002001 | in |  | On Air | On Air |  | Nokia | 3G+4G | NSN U900 F1 | NSN L1800 F1/F2 (20+15M) + L800 F1 (15M) |  | 9 |  |  | MW
| IAD5091 | Marina Heights Towers @ Al Reem Island Zone C - CT2 _Marina Heights 1 |  | IAD0091 | IADL5091 |  | AUH | 24.4912 | 54.3959 | ETC | Mixed Used | IBS | Abu Dhabi | ABU DHABI_AL REEM ISLAND | 2045700 | 2CC |  | AUH_E2371U_10080_001001001 | in |  | On Air | On Air |  | Nokia | 3G+4G | NSN U900 F1 | NSN L1800 F1 (20MHz) + L800 F1 (15Mhz) |  | 8 |  |  | IIB
Jan 2019 Update | IAD0990D | ATOM Al Dhafra Cooperative Society_1 |  | IAD0990D | IADL5990IV |  | AUH | 23.6635 | 53.7195 | du | commercial | ATOM | Abu Dhabi | ABU DHABI_MADINAT ZAYED(WR) | 2031200 | 1CC |  | AUH_E1662U_10527_001001008 | in |  | On Air | On Air |  | Nokia | 3G+4G | NSN U2.1 F1+F2 | NSN L18 F1 (20M) |  | 1 |  |  | IIB
Jan 2019 Update | IAD0990E | ATOM Al Dhafra Cooperative Society_2 |  | IAD0990E | IADL5990V |  | AUH | 23.6635 | 53.7195 | du | commerical | ATOM | Abu Dhabi | ABU DHABI_MADINAT ZAYED(WR) | 2031200 | 1CC |  | AUH_E1662U_10523_001001001 | in |  | On Air | On Air |  | Nokia | 3G+4G | NSN U2.1 F1+F2 | NSN L18 F1 (20M) |  | 1 |  |  | IIB
| IAD5097 | Paris-Sorbonne University |  | IAD0097 | IADL5097 |  | AUH | 24.489 | 54.4124 | ETC | University | IBS | Abu Dhabi | ABU DHABI_AL REEM ISLAND | 2045700 | 1CC |  | AUH_E2371V_10020_001001001 | in |  | On Air | On Air |  | Huawei/Nokia | 3G+4G | HW U2.1 F2 | NSN L18 F1 (20M) |  | 4 |  |  | MW
| IAD5096 | Sorbonne University_Student Accommodation & Sports Hall |  | IAD0096 | IADL5096 |  | AUH | 24.489 | 54.4124 | ETC | University | IBS | Abu Dhabi | ABU DHABI_AL REEM ISLAND | 2045700 | 2CC |  | AUH_E2371V_10020_001001002 | in |  | On Air | On Air |  | Nokia | 3G+4G | NSN U900 F1 | NSN L1800 F1 (20MHz) + L800 F1 (15Mhz) |  | 6 |  |  | MW
Jan 2019 Update | IAD0992E | ATOM Ahmed Almazroi Building |  | IAD0992E | IADL5992V |  | AUH | 24.4729 | 54.3777 | du | Commercial | ATOM | Abu Dhabi | ABU DHABI_Al Nahyan | 2501000 | 1CC |  | AUH_E2270E_12838_001001001 | in |  | On Air | On Air |  | Nokia | 3G+4G | NSN U2.1 F1+F2 | NSN L18 F1 (20M) |  | 1 |  |  | IIB
| IAD0992D | ATOM Emirates Palace Royal Kitchen |  | IAD0992D | IADL5992IV |  | AUH | 24.459 | 54.3126 | du | Hotel | ATOM | Abu Dhabi | ABU DHABI_Al Ras Al Akhdar | 2500500 | 1CC |  | AUH_E2270G_10180_001001001 | in |  | On Air | On Air |  | Huawei/Nokia | 3G+4G | HW U2.1 F2 | NSN L18 F1 (20M) |  | 1 |  |  | IIB
| IAD5095 | Marina Heights Towers @ Al Reem Island Zone C _Car parking |  | IAD0095 | IADL5095 |  | AUH | 24.4916 | 54.3948 | ETC | Mixed Used | IBS | Abu Dhabi | ABU DHABI_AL REEM ISLAND | 2045700 | 2CC |  | AUH_E2371U_10070_001002001 | in |  | On Air | On Air |  | Nokia | 3G+4G | NSN U900 F1 | NSN L1800 F1 (20MHz) + L800 F1 (15Mhz) |  | 24 |  |  | MW
Jan 2019 Update | AUH0402 | SmallCell Satelite_Ground Foor_Right Half |  |  | IADL5001 |  | AUH | 24.427 | 54.6466 | du | Airport | Small Cell | Abu Dhabi | ABU DHABI_ABU DHABI INTERNATIONAL AIRPORT | 2044300 | 1CC | Yes | AUH_E2570S_10025_001003002 | in |  |  | On Air |  | Nokia | 4G |  | NSN L18 F1 (20M) |  | 1 |  |  | IIB
Jan 2019 Update | IAD5013 | SmallCell Arrival Hall |  |  | IADL5013I |  | AUH | 24.427 | 54.6466 | du | Airport | Small Cell | Abu Dhabi | ABU DHABI_ABU DHABI INTERNATIONAL AIRPORT | 2044300 | 1CC | Yes | #N/A | in |  |  | On Air |  | Nokia | 4G |  | NSN L18 F1 (20M) |  | 1 |  |  | IIB
Sep 2018 add | IDX5957 | DIAC 5th foor Testbed |  | IDX0957 | IDXL5957 |  | DXB | 25.1243 | 55.41 | du | Commercial | IBS | Dubai North | DUBAI_AL ROWAIYAH FIRST (800) | 1081200 | 1CC |  | DXB_E3377C_10023_003006001 | in |  | On Air | On Air |  | Huawei | 3G+4G | HW U2.1 F1+F2 | NSN L1.8 F1 (20M) |  | 1 |  |  | BDS
Decomm | IAD5106 | Zayed Sports City Stadium Site 3 |  | 0.Decomm | 0.Decomm |  | AUH | 24.4163 | 54.4528 | du | Stadium | IBS | Abu Dhabi | ABU DHABI_Al Madina Al Riyadiya | 2501700 |  |  |  | OUT | [12 empty] | MW
Decomm | IAD5104 | Zayed Sports City Stadium Site 2 |  | 0.Decomm |  |  | AUH | 24.4163 | 54.4528 | du | Stadium | IBS | Abu Dhabi | ABU DHABI_Al Madina Al Riyadiya | 2501700 |  |  |  | OUT | [12 empty] | MW
Decomm | IAD5103 | Zayed Sports City Stadium Site 1 |  | 0.Decomm |  |  | AUH | 24.4163 | 54.4528 | du | Stadium | IBS | Abu Dhabi | ABU DHABI_Al Madina Al Riyadiya | 2501700 |  |  |  | OUT | [12 empty] | MW
Sep 2018 add | AJM0955 | Wyndham Garden Hotel Ajman | AJM0955 | AJM5955 | AJML0955 |  | NE | 25.4083 | 55.4329 | du | Hotel | IBS | Ajman | AJMAN_RUMAILA 1 | 4000500 | 2CC |  | AJM_E3381X_12089_001004001 | in | Locked | On Air | On Air |  | Huawei | 3G+4G | HW U2.1 F2 / U900 F1 | HW L1.8 F1 (20M) + L800 F1 (15M) |  | 2/2 |  |  | IIB
Sep 2018 add | IAD5130 | Warner Bros World Theme Park_Site 2 |  | IAD0130 | IADL5130 | IADNR5130 | AUH | 24.4916 | 54.5999 | ETC | Resort/Theme Park | IBS | Abu Dhabi | ABU DHABI_YAS ISLAND | 2004600 | 3CC | Yes | AUH_E2571U_10015_001002001 | in |  | On Air | On Air | On Air | Nokia | 3G+4G+5G | NSN U2.1 F1+F2 / U900 F1 | NSN L18 F1/F2 (20+15M) + L21 F1 (15M) | 1CC | 6 | 3 | N41 | IIB
Sep 2018 add | IAD5129 | Warner Bros World Theme Park_Site 1 |  | IAD0129 | IADL5129 | IADNR5129 | AUH | 24.4916 | 54.5999 | ETC | Resort/Theme Park | IBS | Abu Dhabi | ABU DHABI_YAS ISLAND | 2004600 | 3CC |  | AUH_E2571U_10015_001002005 | in |  | On Air | On Air | On Air | Nokia | 3G+4G+5G | NSN U2.1 F1+F2 / U900 F1 | NSN L1800 F1/F2 (20+15M) + L800 F1 (15M) | 1CC | 12 | 6 | N41 | IIB
Sep 2018 add | IDX5870 | Vincitore Boulevard |  | IDX0870 | IDXL5870 |  | DXB | 25.0661 | 55.2329 | du | Residential | IBS | Dubai South | DUBAI_AL BARSHA SOUTH THIRD | 1067300 | 2CC |  | DXB_E3177S_10218_001006003 | in |  | On Air | On Air |  | Huawei | 3G+4G | HW U2.1 F2 / U900 F1 | HW L1.8 F1 (20M) + L800 F1 (15M) |  | 3 |  |  | IIB
Sep 2018 add | IDX5747 | The Onyx Tower 2 at Tecom |  | IDX0747 | IDXL5747 |  | DXB | 25.0968 | 55.1688 | du | Commercial | IBS | Dubai South | DUBAI_AL THANYAH THIRD (EMIRATES HILL SECOND) | 1038800 | 2CC |  | DXB_E3177F_11107_001003012 | in |  | On Air | On Air |  | Huawei | 3G+4G | HW U2.1 F2 / U900 F1 | HW L1.8 F1 (20M) + L800 F1 (15M) |  | 4/4 |  |  | IIB
Sep 2018 add | IDX5746 | The Onyx Tower 1 at Tecom |  | IDX0746 | IDXL5746 |  | DXB | 25.0968 | 55.1688 | du | Commercial | IBS | Dubai South | DUBAI_AL THANYAH THIRD (EMIRATES HILL SECOND) | 1038800 | 2CC |  | DXB_E3177F_11092_001001001 | in |  | On Air | On Air |  | Huawei | 3G+4G | HW U2.1 F2 / U900 F1 | HW L1.8 F1 (20M) + L800 F1 (15M) |  | 4/4 |  |  | IIB
Sep 2018 add | IDX5667 | The Atria Service Tower |  | IDX0667 | IDXL5667 |  | DXB | 25.180167° | 55.263426° | du | Commercial & Residential | IBS | Dubai North | DUBAI_BURJ KHALIFA (BUSINESS BAY) | 1034500 | 2CC |  | DXB_E3278F_10349_001001012 | in |  | On Air | On Air |  | Huawei | 3G+4G | HW U2.1 F2 / U900 F1 | HW L1.8 F1 (20M) + L800 F1 (15M) |  | 12 |  |  | IIB
Sep 2018 add | IDX5665 | The Atria Residential Tower |  | IDX0665 | IDXL5665 |  | DXB | 25.1802 | 55.2639 | du | Commercial & Residential | IBS | Dubai North | DUBAI_BURJ KHALIFA (BUSINESS BAY) | 1034500 | 2CC |  | DXB_E3278F_10349_001033002 | in |  | On Air | On Air |  | Huawei | 3G+4G | HW U2.1 F2 / U900 F1 | HW L1.8 F1 (20M) + L800 F1 (15M) |  | 12 |  |  | IIB
Decomm | IDX5999 | Terminal Test Team |  | 0.Decomm |  |  | DXB | 25.1243 | 55.41 | du | Commercial | IBS | Dubai North | DUBAI_AL ROWAIYAH FIRST (800) | 1081200 |  |  | DXB_E3377C_10023_001007004 | OUT | [12 empty] | dufix
Sep 2018 add | IDX5594 | Techno Hub1&2 and Techno Point Building |  | IDX0594 | IDXL5594 |  | DXB | 25.1216 | 55.3769 | du | University | IBS | Dubai North | DUBAI_NADD HESSA (DUBAI SILICON OASIS) | 1062600 | 2CC |  | DXB_E3377A_10129_001002001 | in |  | On Air | On Air |  | Huawei | 3G+4G | HW U2.1 F2 / U900 F1 | HW L1.8 F1 (20M) + L800 F1 (15M) |  | 12 |  |  | IIB
Sep 2018 add | AUH0831 | Shams Towers ( Common Parking & Sky Tower lower) |  | AUH5831 | AUHL0831 |  | AUH | 24.4964 | 54.4082 | ETC | Commercial & Residential | IBS | Abu Dhabi | ABU DHABI_AL REEM ISLAND | 2045700 | 3CC |  | AUH_E2270G_10112_001001001 | in |  | On Air | On Air |  | Nokia | 3G+4G | NSN U2.1 F1+F2 / U900 F1 | NSN L18 F1 (20M) + L800 F1 (15M) + L21 F1 (15M) |  | 12 |  |  | IIB
Sep 2018 add | IAD5085 | Sea View Tower |  | IAD0085 | IADL5085 |  | AUH | 24.5123 | 54.4057 | ETC | Residential | IBS | Abu Dhabi | ABU DHABI_AL REEM ISLAND | 2045700 | 3CC |  | AUH_E2371Q_10027_001001001 / AUH_E2371Q_10027_001002001 / AUH_E2371Q_10027_001003001 / AUH_E2371Q_10027_001004001 | in |  | On Air | On Air |  | Nokia | 3G+4G | NSN U900 F1 | NSN L1800 F1/F2 (20+15M) + L800 F1 (15M) |  | 6 |  |  | MW
Sep 2018 add | IDX5697 | Rove Hotel at Marina |  | IDX0697_U900 | IDXL5697 |  | DXB | 25.0697 | 55.1274 | du | Hotel | IBS | Dubai South | DUBAI_MARSA DUBAI | 1039200 | 3CC |  | DXB_E3077S_10766_001010002 | in |  | On Air | On Air |  | Huawei | 3G+4G | HW U900 F1 | HW L1.8 F1/F2 (20+10M) + L800 F1 (15M) |  | 6/2 |  |  | IIB
Sep 2018 add | AUH0794 | Rotana Hotel and Resort in Saadiyat Island left Wing |  | AUH5794 | AUHL0794 |  | AUH | 24.5422 | 54.4304 | ETC | Hotel | IBS | Abu Dhabi | ABU DHABI_SADIYAT ISLAND | 2046700 | 2CC | Yes | AUH_E2371H_10130_001001001 | in |  | On Air | On Air |  | Nokia | 3G+4G | NSN U900 F1 | NSN L1800 F1 (20MHz) + L800 F1 (15Mhz) |  | 8 |  |  | MW
Decomm | IDX5940B | PICO_DAMAC OWNER |  | 0.Decomm | 0.Decomm |  | DXB | 25.12 | 55.1466 | du | Residential | Pico | Dubai South | DUBAI_NAKHLAT JUMEIRA (THE PALM JUMEIRAH) | 1038100 |  |  |  | OUT | [12 empty] | Missing
Sep 2018 add | IDX5196 | Park Lane Tower @ BB |  | IDX0196 | IDXL5196 |  | DXB | 25.1854 | 55.2615 | du | Commercial | IBS | Dubai North | DUBAI_BURJ KHALIFA (BUSINESS BAY) | 1034500 | 2CC |  | DXB_E3178J_11954_001014022 | in |  | On Air | On Air |  | Huawei | 3G+4G | HW U2.1 F2 / U900 F1 | HW L1.8 F1 (20M) + L800 F1 (15M) |  | 9 |  |  | IIB
Sep 2018 add | IDX5027 | Paramount Tower A&B |  | IDX0027 | IDXL5027 |  | DXB | 25.1859 | 55.2918 | du | Hotel | IBS | Dubai North | DUBAI_BURJ KHALIFA (BUSINESS BAY) | 1034500 | 2CC |  | DXB_E3278G_10177_001014009 | in |  | On Air | On Air |  | Huawei | 3G+4G | HW U2.1 F2 / U900 F1 | HW L1.8 F1/F2 (20+10M) |  | 6/24 |  |  | IIB
Sep 2018 add | IDX5026 | Paramount Podium |  | IDX0026 | IDXL5026 | IDXNR5026 | DXB | 25.1859 | 55.2918 | du | Hotel | IBS | Dubai North | DUBAI_BURJ KHALIFA (BUSINESS BAY) | 1034500 | 2CC |  | DXB_E3278G_10177_001014008 | in |  | On Air | On Air | On Air | Huawei | 3G+4G+5G | HW U2.1 F2 / U900 F1 | HW L1.8 F1 (20M) + L800 F1 (15M) | 1CC | 10 | 2/0 | N41 | IIB
Sep 2018 add | IDX5732 | Palm First Hotel |  | IDX0732 | IDXL5732 |  | DXB | 25.1259 | 55.1531 | du | Hotel | IBS | Dubai South | DUBAI_NAKHLAT JUMEIRA (THE PALM JUMEIRAH) | 1038100 | 2CC |  | DXB_E3078Y_10150_001010002 | in |  | On Air | On Air |  | Huawei | 3G+4G | HW U2.1 F2 / U900 F1 | HW L1.8 F1 (20M) + L800 F1 (15M) |  | 4/4 |  |  | IIB
Sep 2018 add | IDX5749 | Othman 10C at JVC |  | IDX0749 | IDXL5749 |  | DXB | 25.0529 | 55.2005 | du | Residential | IBS | Dubai South | DUBAI_AL BARSHA SOUTH FOURTH (JUMEIRAH VILLAGE SOUTH) | 1068100 | 2CC |  | DXB_E3177Q_12068_001001005 | in |  | On Air | On Air |  | Huawei | 3G+4G | HW U2.1 F2 / U900 F1 | HW L1.8 F1 (20M) + L800 F1 (15M) |  | 2/2 |  |  | IIB
Sep 2018 add | IDX5842 | OIA Residence at Motor City |  | IDX0842 | IDXL5842 |  | DXB | 25.043 | 55.2432 | du | Residential | IBS | Dubai South | DUBAI_AL HEBIAH FIRST (DUBAI AUTODROME) | 1067400 | 2CC |  | DXB_E3177X_10432_001002053 | in |  | On Air | On Air |  | Huawei | 3G+4G | HW U2.1 F2 / U900 F1 | HW L1.8 F1 (20M) + L800 F1 (15M) |  | 9 |  |  | IIB
Sep 2018 add | AUH0948 | New Mafraq Hospital_Outpatient & Annex building |  | AUH5948 | AUHL0948 | AUHNR0948 | AUH | 24.3242 | 54.6134 | ETC | Hospital | IBS | Abu Dhabi | ABU DHABI_SHAKHBOUT CITY | 2004500 | 3CC |  | AUH_E2569Q_10002_001001002 | in |  | On Air | On Air | On Air | Nokia | 3G+4G+5G | NSN U2.1 F1+F2 / U900 F1 | NSN L1800 F1/F2 (20+15M) + L800 F1 (15M) | 1CC | 4 | 2 | N41 | IIB
Sep 2018 add | IAD5125 | NCC Business Hub @ Kizad |  | IAD0125 | IADL5125 |  | AUH | 24.7201 | 54.7377 | du | Commercial | IBS | Abu Dhabi | ABU DHABI_KHALIFA INDUSTRIAL CITY A | 2100000 | 2CC |  | AUH_E2673N_10002_001001002 | in |  | On Air | On Air |  | Nokia | 3G+4G | NSN U900 F1 | NSN L1800 F1 (20MHz) + L800 F1 (15Mhz) |  | 6 |  |  | IIB
Sep 2018 add | IDX5814 | Mont Rose Tower 2 |  | IDX0814 | IDXL5814 |  | DXB | 25.0692 | 55.2452 | du | Residential | IBS | Dubai South | DUBAI_AL BARSHA SOUTH SECOND | 1067200 | 2CC |  | DXB_E3177T_10301_001004006 | in |  | On Air | On Air |  | Huawei | 3G+4G | HW U2.1 F2 / U900 F1 | HW L1.8 F1 (20M) + L800 F1 (15M) |  | 6 |  |  | IIB
Sep 2018 add | IDX5813 | Mont Rose Tower 1 |  | IDX0813 | IDXL5813 |  | DXB | 25.0692 | 55.2452 | du | Residential | IBS | Dubai South | DUBAI_AL BARSHA SOUTH SECOND | 1067200 | 2CC |  | DXB_E3177T_10300_001004007 | in |  | On Air | On Air |  | Huawei | 3G+4G | HW U2.1 F2 | HW L1.8 F1 (20M) + L800 F1 (15M) |  | 4/2 |  |  | IIB
Sep 2018 add | IDX5935 | Marsa Al Seef _ Phase 3 _Basement Parking |  | IDX0935 | IDXL5935 |  | DXB | 25.2561 | 55.3121 | ETC | Car Park | IBS | Dubai North | DUBAI_UMM HURAIR FIRST | 1031400 | 1CC |  | DXB_E3279M_11346_001001003 | in |  | On Air | On Air |  | Huawei | 3G+4G | HW U2.1 F2 | HW L1.8 F1 (20M) |  | 1/1 |  |  | IIB
Sep 2018 add | IDX5752 | MAJESTINE HOTEL APARTMENTS |  | IDX0752 | IDXL5752 |  | DXB | 25.1864 | 55.282 | du | Hotel | IBS | Dubai North | DUBAI_BURJ KHALIFA (BUSINESS BAY) | 1034500 | 2CC |  | DXB_E3278F_10685_001005033 | in |  | On Air | On Air |  | Huawei | 3G+4G | HW U2.1 F2 / U900 F1 | HW L1.8 F1 (20M) + L800 F1 (15M) |  | 9 |  |  | IIB
Sep 2018 add | IDX0955C | Mai Dubai Accommodation-B |  | IDX0955C | IDXL5955III |  | DXB | 24.9996 | 55.2796 | du | residential | ATOM | Dubai South | DUBAI_AL YALAYIS 2 (DUBAI LAND) | 1092200 | 1CC |  | DXB_E3276F_11137_001001003 | in |  | On Air | On Air |  | Huawei | 3G+4G | HW U2.1 F2 | HW L1.8 F1 (20M) |  | 1 |  |  | MW
Sep 2018 add | IDX0955B | Mai Dubai Accommodation-A |  | IDX0955B | IDXL5955II |  | DXB | 24.9996 | 55.2796 | du | residential | ATOM | Dubai South | DUBAI_AL YALAYIS 2 (DUBAI LAND) | 1092200 | 1CC |  | DXB_E3276F_11137_001001002 | in |  | On Air | On Air |  | Huawei | 3G+4G | HW U2.1 F2 | HW L1.8 F1 (20M) |  | 1 |  |  | MW
Sep 2018 add | IAD5101 | Leaf Tower Al Reem Island_Office Part |  | IAD0101 | IADL5101 |  | AUH | 24.4995 | 54.3948 | ETC | Residential | IBS | Abu Dhabi | ABU DHABI_AL REEM ISLAND | 2045700 | 2CC |  | AUH_E2371U_10067_001001001 | in |  | On Air | On Air |  | Nokia | 3G+4G | NSN U900 F1 | NSN L1800 F1 (20MHz) + L800 F1 (15Mhz) |  | 6 |  |  | MW
Sep 2018 add | IDX5479 | IRIS Bay @ BB |  | IDX0479 | IDXL5479 |  | DXB | 25.1859 | 55.2602 | du | Commercial | IBS | Dubai North | DUBAI_BURJ KHALIFA (BUSINESS BAY) | 1034500 | 2CC |  | DXB_E3178J_11952_001002009 | in |  | On Air | On Air |  | Huawei | 3G+4G | HW U2.1 F2 / U900 F1 | HW L1.8 F1 (20M) + L800 F1 (15M) |  | 6 |  |  | IIB
Sep 2018 add | IDX5738 | Gate Village 11 |  | IDX0738 | IDXL5738 |  | DXB | 25.2145 | 55.2828 | ETC | Commercial | IBS | Dubai North | DUBAI_ZAABEEL SECOND | 1033700 | 2CC |  | DXB_E3278B_10800_001001002 | in |  | On Air | On Air |  | Huawei | 3G+4G | HW U2.1 F2 / U900 F1 | HW L1.8 F1 (20M) + L800 F1 (15M) |  | 4/4 |  |  | IIB
Decomm | AUH0657 | Etihad Complex Car Park Building |  | 0.Decomm |  |  | AUH | 24.4461 | 54.6131 | ETC | Car Park | IBS | Abu Dhabi | ABU DHABI_KHALIFA CITY | 2042600 |  |  | AUH_E2570L_10001_001003001 | OUT | [12 empty] | IIB
Sep 2018 add | IDX5829 | ENOC Rugemont accommodation |  | IDX0829 | IDXL5829 |  | DXB | 25.1538 | 55.2465 | du | Residential | IBS | Dubai South | DUBAI_AL QOUZ THIRD (AL QUOZ THIRD) | 1035800 | 2CC |  | DXB_E3178T_10213_001001001 | in |  | On Air | On Air |  | Huawei | 3G+4G | HW U2.1 F2 / U900 F1 | HW L1.8 F1 (20M) + L800 F1 (15M) |  | 3 |  |  | IIB
Sep 2018 add | IDX5913 | Emirates NBD Meydan_Building M |  | IDX0913 | IDXL5913 |  | DXB | 25.1601 | 55.3255 | du | Commercial | IBS | Dubai North | DUBAI_NADD AL SHIBA FIRST (RANCHES) | 1061800 | 2CC |  | DXB_E3278Q_10170_001001010 | in |  | On Air | On Air |  | Huawei | 3G+4G | HW U2.1 F2 / U900 F1 | HW L1.8 F1/F2 (20+10M) |  | 1/2 |  |  | IIB
Sep 2018 add | IDX5367 | Emerald Palace Kempinski Hotel Palm Jumeirah |  | IDX0367 | IDXL5367 | IDXNR5367 | DXB | 25.110497° | 55.109672° | du | Hotel | IBS | Dubai South | DUBAI_NAKHLAT JUMEIRA (THE PALM JUMEIRAH) | 1038100 | 2CC | Yes | DXB_E3077C_10330_001001002 | in |  | On Air | On Air | On Air | Huawei | 3G+4G+5G | HW U2.1 F2 | HW L1.8 F1 (20M) + L800 F1 (15M) | 2CC | 10/8 | 0/40 | N78 F1 + N78 F2 | IIB
Sep 2018 add | IDX5875 | ELTAYER Motors @AL QUOZ IND. THIRD |  | IDX0875 | IDXL5875 |  | DXB | 25.1237 | 55.2079 | du | Commercial | IBS | Dubai South | DUBAI_AL QOUZE IND.THIRD (AL QUOZ IND. THIRD) | 1036800 | 1CC |  | DXB_E3177C_11912_001003001 | in |  | On Air | On Air |  | Huawei | 3G+4G | HW U2.1 F2 | HW L1.8 F1 (20M) |  | 1/1 |  |  | IIB
Sep 2018 add | IDX5670 | dubiotech headquarters (North Tower ,South Tower ) |  | IDX0670 | IDXL5670 |  | DXB | 25.0749 | 55.2399 | du | Commercial | IBS | Dubai South | DUBAI_AL BARSHA SOUTH SECOND | 1067200 | 2CC |  | DXB_E3177N_10004_001023001 | in |  | On Air | On Air |  | Huawei | 3G+4G | HW U2.1 F2 / U900 F1 | HW L1.8 F1 (20M) + L800 F1 (15M) |  | 8/8 |  |  | IIB
Sep 2018 add | IDX5102 | Dubai Mall - Park Avenue West |  | IDX0102_U900 |  |  | DXB | 25.1976 | 55.2787 | ETC | Mall | IBS | Dubai North | DUBAI_BURJ KHALIFA (BUSINESS BAY) | 1034500 |  |  | DXB_E3278F_10259_001001330 | in |  | On Air |  |  | Huawei | 3G | 3G 900 |  |  | 1 |  |  | IIB
Sep 2018 add | IDX5142 | Dubai Mall - Park Avenue West |  | IDX0142_U900 |  |  | DXB | 25.1976 | 55.2788 | #N/A | Mall | IBS | Dubai North | DUBAI_BURJ KHALIFA (BUSINESS BAY) | 1034500 |  |  | #N/A | in |  | On Air |  |  | Huawei | 3G | 3G 900 |  |  | 2 |  |  | IIB
Sep 2018 add | IDX5100 | Dubai Mall - Park Avenue East |  | IDX0100_U900 |  |  | DXB | 25.1976 | 55.2787 | ETC | Mall | IBS | Dubai North | DUBAI_BURJ KHALIFA (BUSINESS BAY) | 1034500 |  |  | DXB_E3278F_10259_001001326 | in |  | On Air |  |  | Huawei | 3G | 3G 900 |  |  | 1 |  |  | IIB
Sep 2018 add | IDX5140 | Dubai Mall - Park Avenue East |  | IDX0140_U900 |  |  | DXB | 25.1976 | 55.2788 | #N/A | Mall | IBS | Dubai North | DUBAI_BURJ KHALIFA (BUSINESS BAY) | 1034500 |  |  | #N/A | in |  | On Air |  |  | Huawei | 3G | 3G 900 |  |  | 3 |  |  | IIB
Jun 2020 Update | IDX5093 | Dubai Mall - Galleria 2 |  | IDX0093_U900 | IDXL5093 |  | DXB | 25.1976 | 55.2787 | ETC | Mall | IBS | Dubai North | DUBAI_BURJ KHALIFA (BUSINESS BAY) | 1034500 | 1CC |  | DXB_E3278F_10259_001009020 | in |  | On Air | On Air |  | Huawei | 3G+4G | HW U900 F1 | HW L800 F1 (15M) |  | 2/2 |  |  | IIB
Sep 2018 add | IDX5084 | Dubai Mall - Entertainment Cinemas |  | IDX0084_U900 |  |  | DXB | 25.1976 | 55.2787 | ETC | Mall | IBS | Dubai North | DUBAI_BURJ KHALIFA (BUSINESS BAY) | 1034500 |  |  | DXB_E3278F_10259_001012001 | in |  | On Air |  |  | Huawei | 3G | 3G 900 |  |  | 1 |  |  | IIB
Sep 2018 add | IDX5736 | DEWA Data Centre |  | IDX0736 | IDXL5736 |  | DXB | 25.0652 | 55.1307 | du | Government | IBS | Dubai South | DUBAI_JABAL ALI SECOND | 1059200 | 1CC |  | DXB_E3077S_10767_001001003 | in |  | On Air | On Air |  | Huawei | 3G+4G | HW U2.1 F2 | HW L1.8 F1 (20M) |  | 1/1 |  |  | IIB
Sep 2018 add | IDX5029 | Damac Towers by Paramount_Part C & D |  | IDX0029 | IDXL5029 |  | DXB | 25.1859 | 55.2918 | du | Hotel | IBS | Dubai North | DUBAI_BURJ KHALIFA (BUSINESS BAY) | 1034500 | 2CC |  | DXB_E3278G_10177_001014010 | in |  | On Air | On Air |  | Huawei | 3G+4G | HW U2.1 F2 / U900 F1 | HW L1.8 F1 (20M) + L800 F1 (15M) |  | 30 |  |  | IIB
Sep 2018 add | AJM0942 | City Life Mall Al Tallah |  | AJM5942 | AJML0942 |  | NE | 25.3661 | 55.5107 | du | mall | IBS | Ajman | AJMAN_TALLAH 2 | 4002900 | 2CC |  | AJM_E3480H_10532_001001003 | in |  | On Air | On Air |  | Huawei | 3G+4G | HW U2.1 F2 / U900 F1 | HW L1.8 F1 (20M) + L800 F1 (15M) |  | 6 |  |  | IIB
Sep 2018 add | AUH0453 | CI Tower (Emirates Investment Authority )(EIA) |  | AUH5453 | AUHL0453 |  | AUH | 24.4688 | 54.3393 | ETC | Mixed Used | IBS | Abu Dhabi | ABU DHABI_Al Bateen | 2500600 | 2CC |  | AUH_E2270C_10996_001023005 / AUH_E2270C_10996_001005005 / AUH_E2270C_10996_001013005 | in |  | On Air | On Air |  | Nokia | 3G+4G | NSN U900 F1 | NSN L1800 F1 (20MHz) + L800 F1 (15Mhz) |  | 6 |  |  | IIB
Sep 2018 add | AUH0785 | Capital Centre Arjaan by Rotana |  | AUH5785 | AUHL0785 |  | AUH | 24.4185 | 54.4403 | ETC | Hotel | IBS | Abu Dhabi | ABU DHABI_Al Safarat | 2501901 | 2CC |  | AUH_E2370R_11125_001001002 | in |  | On Air | On Air |  | Nokia | 3G+4G | NSN U900 F1 | NSN L1800 F1 (20MHz) + L800 F1 (15Mhz) |  | 4 |  |  | MW
Sep 2018 add | IDX5571 | Bvlgari Residences Block B at Jumeirah Bay |  | IDX0571 | IDXL5571 |  | DXB | 25.208359° | 55.234542° | ETC | Residential | IBS | Dubai North | DUBAI_JUMEIRA SECOND | 1034200 | 1CC |  | DXB_E3178D_10364_001004007 | in |  | On Air | On Air |  | Huawei | 3G+4G | HW U2.1 F2 | HW L1.8 F1 (20M) |  | 2/2 |  |  | IIB
Sep 2018 add | IDX5570 | Bvlgari Residences Block A at Jumeirah Bay |  | IDX0570 | IDXL5570 |  | DXB | 25.209 | 55.2358 | ETC | Residential | IBS | Dubai North | DUBAI_JUMEIRA ISLAND ONE | 1030100 | 2CC |  | DXB_E3178D_10360_001001001 | in |  | On Air | On Air |  | Huawei | 3G+4G | HW U2.1 F2 / U900 F1 | HW L1.8 F1 (20M) + L800 F1 (15M) |  | 6/6 |  |  | IIB
Sep 2018 add | IDX5350 | Blue Water Island Residence Blocks CDEMNP |  | IDX0350 | IDXL5350 |  | DXB | 25.0791 | 55.1206 | du | Residential | IBS | Dubai South | DUBAI_MARSA DUBAI | 1039200 | 3CC |  | DXB_E3077M_10018_001001003 | in |  | On Air | On Air |  | Huawei | 3G+4G | HW U2.1 F2 / U900 F1 | HW L1.8 F1/F2 (20+10M) + L800 F1 (15M) |  | 8/12 |  |  | GPON
Sep 2018 add | IDX5348 | Blue Water Island Residence (Blocks FGH) |  | IDX0348 | IDXL5348 |  | DXB | 25.0771 | 55.1231 | du | Residential | IBS | Dubai South | DUBAI_MARSA DUBAI | 1039200 | 3CC |  | DXB_E3077M_10021_001002003 | in |  | On Air | On Air |  | Huawei | 3G+4G | HW U2.1 F2 / U900 F1 | HW L1.8 F1/F2 (20+10M) + L800 F1 (15M) |  | 10/12 |  |  | GPON
Sep 2018 add | IDX5354 | Blue Water Hospitality Luxury Hotel, Service Apartment 1 |  | IDX0354 | IDXL5354 | IDXNR5354 | DXB | 25.0814 | 55.121259 | du | Hotel | IBS | Dubai South | DUBAI_MARSA DUBAI | 1039200 | 3CC | Yes | DXB_E3077N_10792_001002004 | in |  | On Air | On Air | On Air | Huawei | 3G+4G+5G | HW U2.1 F2 / U900 F1 | HW L1.8 F1/F2 (20+10M) + L800 F1 (15M) | 2CC | 12/18 | 0/46 | N78 F1 + N78 F2 | GPON
Sep 2018 add | IDX5356 | Blue Water Hospitality Family Hotel, Service Apartment 2, Conference Centre |  | IDX0356 | IDXL5356 | IDXNR5356 | DXB | 25.081387 | 55.121259 | du | Hotel | IBS | Dubai South | DUBAI_MARSA DUBAI | 1039200 | 3CC | Yes | DXB_E3077N_10789_001002003 | in |  | On Air | On Air | On Air | Huawei | 3G+4G+5G | HW U2.1 F2 / U900 F1 | HW L1.8 F1/F2 (20+10M) + L800 F1 (15M) | 2CC | 10/18 | 0/34 | N78 F1 + N78 F2 | IIB
Decomm | AUH5812G | Bin Butti International Holding |  | 0.Decomm | 0.Decomm |  | AUH | 24.4671 | 54.3345 | du | Commercial | ATOM | Abu Dhabi | ABU DHABI_Al Khebeirah | 2500400 |  |  |  | OUT | [12 empty] | IIB
Decomm | AUH5532I | Bin Butti International Holding |  | 0.Decomm |  |  | AUH | 24.4671 | 54.3345 | du | Commercial | ATOM | Abu Dhabi | ABU DHABI_Al Khebeirah | 2500400 |  |  |  | OUT | [12 empty] | MW
Sep 2018 add | IDX5407 | Bay Views Hotel at Business Bay |  | IDX0407 | IDXL5407 |  | DXB | 25.1827 | 55.2742 | du | Hotel | IBS | Dubai North | DUBAI_BURJ KHALIFA (BUSINESS BAY) | 1034500 | 2CC |  | DXB_E3278F_10675_001025002 | in |  | On Air | On Air |  | Huawei | 3G+4G | HW U2.1 F2 / U900 F1 | HW L1.8 F1 (20M) + L800 F1 (15M) |  | 6 |  |  | IIB
Sep 2018 add | IDX5804 | Bay Central at Business Bay |  | IDX0804 | IDXL5804 |  | DXB | 25.1807 | 55.2665 | du | Hotel | IBS | Dubai North | DUBAI_BURJ KHALIFA (BUSINESS BAY) | 1034500 | 2CC |  | DXB_E3278F_10682_001023002 | in |  | On Air | On Air |  | Huawei | 3G+4G | HW U2.1 F2 / U900 F1 | HW L1.8 F1 (20M) + L800 F1 (15M) |  | 6 |  |  | IIB
Sep 2018 add | IDX5525 | Axiom Telecom @ DSO |  | IDX0525 | IDXL5525 |  | DXB | 25.1219 | 55.3797 | ETC | Commercial | IBS | Dubai North | DUBAI_NADD HESSA (DUBAI SILICON OASIS) | 1062600 | 2CC |  | DXB_E3377A_10196_001001002 | in |  | On Air | On Air |  | Huawei | 3G+4G | HW U2.1 F2 / U900 F1 | HW L1.8 F1 (20M) + L800 F1 (15M) |  | 4/4 |  |  | IIB
Sep 2018 add | IDX0942C | ATOM Unitra International New HQ |  | IDX0942C | IDXL5942III |  | AUH | 25.2278 | 55.3727 | du | Commercial | ATOM | Dubai North | DUBAI_UMM RAMOOL | 1021500 | 1CC |  | DXB_E3379U_11983_001001001 | in |  | On Air | On Air |  | Huawei | 3G+4G | HW U2.1 F2 | HW L1.8 F1 (20M) |  | 1 |  |  | IIB
Sep 2018 add | IDX0941D | ATOM Sika UAE LLC_2 |  | IDX0941D | IDXL5941IV |  | DXB | 24.8238 | 55.1048 | du | Commercial | ATOM | Dubai South | DUBAI_SAIH SHUAIB 4 | 1053300 | 1CC |  | DXB_E3074G_10031_001001005 | in |  | On Air | On Air |  | Huawei | 3G+4G | HW U2.1 F2 | HW L1.8 F1 (20M) |  | 1 |  |  | IIB
Sep 2018 add | IDX0941C | ATOM Sika UAE LLC_1 |  | IDX0941C | IDXL5941III |  | DXB | 24.8238 | 55.1048 | du | Commercial | ATOM | Dubai South | DUBAI_SAIH SHUAIB 4 | 1053300 | 1CC |  | DXB_E3074G_10031_001002002 | in |  | On Air | On Air |  | Huawei | 3G+4G | HW U2.1 F2 | HW L1.8 F1 (20M) |  | 1 |  |  | IIB
Decomm | IDX0940D | ATOM Riu Hotel Project_2 |  | 0.Decomm | 0.Decomm |  | DXB | 25.3014 | 55.3056 | du | Commercial | ATOM | Dubai North | DUBAI_NAKHLAT DEIRA (PALM DEIRA) | 1010100 |  |  | Decommissioned | OUT | [12 empty] | MW
Decomm | IDX0940C | ATOM Riu Hotel Project_1 |  | 0.Decomm | 0.Decomm |  | DXB | 25.3014 | 55.3056 | du | Commercial | ATOM | Dubai North | DUBAI_NAKHLAT DEIRA (PALM DEIRA) | 1010100 |  |  | Decommissioned | OUT | [12 empty] | MW
Sep 2018 add | IDX0943D | ATOM Glenbeigh Records Management |  | IDX0943D | IDXL5943IV |  | DXB | 24.9034 | 55.1192 | du | Commercial | ATOM | Dubai South | DUBAI_MADINAT AL MATAAR | 1052100 | 1CC |  | DXB_E3075M_10014_001001003 | in |  | On Air | On Air |  | Huawei | 3G+4G | HW U2.1 F2 | HW L1.8 F1 (20M) |  | 1 |  |  | IIB
Sep 2018 add | IDX0950C | Atom General Directorate of Residency & Foreigners Affairs Store-Al Barsha |  | IDX0950C | IDXL5950III |  | DXB | 25.1109 | 55.2347 | du | Government | ATOM | Dubai South | DUBAI_AL QOUZE IND.FOURTH (AL QUOZ IND. FOURTH) | 1036900 | 1CC |  | DXB_E3177D_11405_001002001 | in |  | On Air | On Air |  | Huawei | 3G+4G | HW U2.1 F2 | HW L1.8 F1 (20M) |  | 1 |  |  | IIB
Decomm | IDX0967D | ATOM Brookfields Multiplex Office Bluewaters |  | 0.Decomm | 0.Decomm |  | DXB | 25.0817 | 55.1216 | du | commercial | ATOM | Dubai South | DUBAI_MARSA DUBAI | 1039200 |  |  |  | OUT | [12 empty] | IIB
Sep 2018 add | IDX0976A | ATOM ArcelorMittal |  | IDX0976A | IDXL5976I |  | DXB | 24.9336 | 55.0955 | du | Commercial | IBS | Dubai South | DUBAI_JABAL ALI INDUSTRIAL SECOND (JABAL ALI INDUSTRIAL 2) | 1051800 | 1CC |  | DXB_E3075B_10005_001002001 | in |  | On Air | On Air |  | Huawei | 3G+4G | HW U2.1 F2 | HW L1.8 F1 (20M) |  | 1 |  |  | IIB
Sep 2018 add | IDX0943C | ATOM Al Laith Scaffolding New Office |  | IDX0943C | IDXL5943III |  | DXB | 24.8436 | 55.0942 | du | Commercial | ATOM | Dubai South | DUBAI_SAIH SHUAIB 3 | 1053200 | 1CC |  | DXB_E3074B_10030_001002002 | in |  | On Air | On Air |  | Huawei | 3G+4G | HW U2.1 F2 | HW L1.8 F1 (20M) |  | 1 |  |  | IIB
Sep 2018 add | AJM0963 | Asyad Tower |  | AJM5963 | AJML0963 |  | NE | 25.3871 | 55.4688 | du | Residential | IBS | Ajman | AJMAN_AJMAN INDUSTRIAL 2 | 4003900 | 2CC |  | AJM_E3480A_12279_001007025 | in |  | On Air | On Air |  | Huawei | 3G+4G | HW U2.1 F2 / U900 F1 | HW L1.8 F1 (20M) + L800 F1 (15M) |  | 6 |  |  | IIB
Sep 2018 add | IDX5067 | Aster Hospital @ AL Qusais |  | IDX0067 | IDXL5067 |  | DXB | 25.2777 | 55.3951 | ETC | Hospital | IBS | Dubai North | DUBAI_AL QUSAIS IND. SECOND | 1024300 | 2CC |  | DXB_E3379G_11312_001003001 | in |  | On Air | On Air |  | Huawei | 3G+4G | HW U2.1 F2 / U900 F1 | HW L1.8 F1 (20M) + L800 F1 (15M) |  | 2/2 |  |  | IIB
Sep 2018 add | AUH0525 | Al Sahel Tower West & Commercial Building |  | AUH5525 | AUHL0525 |  | AUH | 24.466874 | 54.3342 | ETC | Commercial | IBS | Abu Dhabi | ABU DHABI_Al Khebeirah | 2500400 | 1CC |  | AUH_E2270C_10942_001001001 | in |  | On Air | On Air |  | Huawei/Nokia | 3G+4G | HW U2.1 F2 | NSN L18 F1 (20M) |  | 5 |  |  | IIB
Sep 2018 add | AUH0669 | Al Sahel Tower East Building |  | AUH5669 | AUHL0669 |  | AUH | 24.4669 | 54.3342 | ETC | Commercial | IBS | Abu Dhabi | ABU DHABI_AL REEM ISLAND | 2045700 | 1CC |  | AUH_E2270C_10942_001001002 | in |  | On Air | On Air |  | Huawei/Nokia | 3G+4G | HW U2.1 F2 | NSN L18 F1 (20M) |  | 4 |  |  | IIB
Sep 2018 add | IDX0958B | Al Rostamani Pegel |  | IDX0958B | IDXL5958II |  | DXB | 25.1044 | 55.1299 | du | Residential | ATOM | Dubai South | DUBAI_NAKHLAT JUMEIRA (THE PALM JUMEIRAH) | 1038100 | 1CC |  | DXB_E3077I_10057_002000000 | in |  | On Air | On Air |  | Huawei | 3G+4G | HW U2.1 F2 | HW L1.8 F1 (20M) |  | 1 |  |  | IIB
Sep 2018 add | IDX5895 | Al Jalila Foundation Research Building |  | IDX0895 | IDXL5895 |  | DXB | 25.2323 | 55.3247 | du | Commercial | IBS | Dubai North | DUBAI_UMM HURAIR SECOND | 1031500 | 2CC |  | DXB_E3279X_10026_001006002 | in |  | On Air | On Air |  | Huawei | 3G+4G | HW U2.1 F2 / U900 F1 | HW L1.8 F1 (20M) + L800 F1 (15M) |  | 2/2 |  |  | IIB
Sep 2018 add | AJM0954 | Ajman City University |  | AJM5954 | AJML0954 |  | NE | 25.3643 | 55.5115 | du | University | IBS | Ajman | AJMAN_TALLAH 2 | 4002900 | 2CC |  | AJM_E3480H_10539_001001001 | in |  | On Air | On Air |  | Huawei | 3G+4G | HW U2.1 F2 / U900 F1 | HW L1.8 F1 (20M) + L800 F1 (15M) |  | 6 |  |  | IIB
Sep 2018 add | IDX5673 | 9 Tower Dubai Marina |  | IDX0673 | IDXL5673 |  | DXB | 25.0834 | 55.1449 | du | Commercial & Residential | IBS | Dubai South | DUBAI_MARSA DUBAI | 1039200 | 2CC |  | DXB_E3077N_10239_001001007 | in |  | On Air | On Air |  | Huawei | 3G+4G | HW U2.1 F2 / U900 F1 | HW L1.8 F1 (20M) + L800 F1 (15M) |  | 4/4 |  |  | IIB
Sep 2018 add | IDX5879 | M Gallery Sofitel at Palm Jumeirah |  | IDX0879 | IDXL5879 |  | DXB | 25.139026° | 55.142160° | du | Hotel | IBS | Dubai South | DUBAI_NAKHLAT JUMEIRA (THE PALM JUMEIRAH) | 1038100 | 2CC |  | DXB_E3078X_10532_001001001 | in |  | On Air | On Air |  | Huawei | 3G+4G | HW U2.1 F2 / U900 F1 | HW L1.8 F1 (20M) + L800 F1 (15M) |  | 4/4 |  |  | IIB
Oct 2018 add | IDX5363 | Al Habtoor Residence Tower 2 |  | IDX0363 | IDXL5363 |  | DXB | 25.183370° | 55.256486° | du | Residential | IBS | Dubai North | DUBAI_BURJ KHALIFA (BUSINESS BAY) | 1034500 | 2CC |  | DXB_E3178J_11986_001009002 | in |  | On Air | On Air |  | Huawei | 3G+4G | HW U2.1 F2 / U900 F1 | HW L1.8 F1 (20M) + L800 F1 (15M) |  | 20 |  |  | IIB
Oct 2018 add | IDX5931 | HSBC Headquarters |  | IDX0931 | IDXL5931 |  | DXB | 25.2021 | 55.2733 | du | Commercial | IBS | Dubai North | Dubai_Burj Khalifa (Business Bay) | 1034500 | 2CC |  | DXB_E3278A_11608_001010003 / DXB_E3278A_11608_001020003 / DXB_E3278A_11608_001001003 | in |  | On Air | On Air |  | Huawei | 3G+4G | HW U2.1 F2 / U900 F1 | HW L1.8 F1 (20M) + L800 F1 (15M) |  | 6 |  |  | IIB
Oct 2018 add | DXB5960C_U900 | MCC U900 |  | DXB5960C_U900 |  |  | DXB | 25.2164 | 55.4077 | #N/A | Mall | IBS | Dubai North | DUBAI_MIRDIF | 1025100 |  |  | DXB_E3378C_10550_001001002 | in |  | On Air |  |  | Huawei | 3G | 3G 900 |  |  | 4 |  |  | dufix
Oct 2018 add | IAD5157 | Abu Dhabi Cricket Stadium South Building |  | IAD0157 | IADL5157 |  | AUH | 24.3957 | 54.541 | du | Stadium | IBS | Abu Dhabi | Abu Dhabi_Khalifa City | 2042600 | 3CC | Yes | AUH_E2470W_10002_001001001 | in |  | On Air | On Air |  | Nokia | 3G+4G | NSN U2.1 F1+F2 / U900 F1 | NSN L1800 F1/F2 (20+15M) + L800 F1 (15M) |  | 10 |  |  | IIB
Oct 2018 add | DXB5961C_U900 | MCC U900 | DXB0961 | DXB5961C_U900 |  |  | DXB | 25.2164 | 55.4077 | #N/A | Mall | IBS | Dubai North | DUBAI_MIRDIF | 1025100 |  |  | DXB_E3378C_10550_001003003 | in | Decomm | On Air |  |  | Huawei | 3G | 3G 900 |  |  | 3 |  |  | dufix
Oct 2018 add | IDX0939A | ATOM Interiors International |  | IDX0939A | IDXL5939I |  | DXB | 24.9138 | 55.064 | du | Commercial | ATOM | Dubai South | Dubai_JABAL ALI INDUSTRIAL THIRD (JABAL ALI INDUSTRIAL 3) | 1051600 | 1CC |  | DXB_E2975J_10013_001001001 | in |  | On Air | On Air |  | Huawei | 3G+4G | HW U2.1 F2 | HW L1.8 F1 (20M) |  | 1 |  |  | MW
Oct 2018 add | DXB5963C_U900 | MCC U900 | DXB0963 | DXB5963C_U900 |  |  | DXB | 25.2164 | 55.4077 | #N/A | Mall | IBS | Dubai North | DUBAI_MIRDIF | 1025100 |  |  | DXB_E3378C_10550_001003004 | in | Decomm | On Air |  |  | Huawei | 3G | 3G 900 |  |  | 3 |  |  | dufix
Oct 2018 add | IDX5901 | Aloft Hotel DWC |  | IDX0901 | IDXL5901 |  | DXB | 24.8671 | 55.1469 | du | Hotel | IBS | Dubai South | DUBAI_MADINAT AL MATAAR | 1052100 | 2CC |  | DXB_E3075X_10845_001009002 | in |  | On Air | On Air |  | Huawei | 3G+4G | HW U2.1 F2 / U900 F1 | HW L1.8 F1 (20M) + L800 F1 (15M) |  | 3 |  |  | IIB
Oct 2018 add | UAQ5800B | City Mall |  | UAQ5800B | UAQL0800II |  | NE | 25.5045 | 55.5962 | du | Mall | ATOM | Umm al Quwain | UMM AL QUWAIN_AL SALAMAH | 5000400 | 1CC |  | UAQ_E3582V_10004_001001034 | in |  | On Air | On Air |  | Huawei | 3G+4G | HW U2.1 F2 | HW L1.8 F1 (20M) |  | 1 |  |  | IIB
Oct 2018 add | IAD0994B | ATOM Abu Dhabi Cricket Stadium Clubhouse |  | IAD0994B | IADL5994II |  | AUH | 24.3951 | 54.5411 | du | Club | ATOM | Abu Dhabi | Abu Dhabi_Khalifa City | 2042600 | 1CC |  | AUH_E2470W_10001_001002001 | in |  | On Air | On Air |  | Huawei/Nokia | 3G+4G | HW U2.1 F1+F2 | NSN L18 F1 (20M) |  | 1 |  |  | IIB
Oct 2018 add | IAD5155 | Abu Dhabi Cricket Stadium North Building |  | IAD0155 | IADL5155 |  | AUH | 24.3974 | 54.5405 | du | Stadium | IBS | Abu Dhabi | Abu Dhabi_Khalifa City | 2042600 | 3CC | Yes | AUH_E2470W_10289_001001001 | in |  | On Air | On Air |  | Nokia | 3G+4G | NSN U2.1 F1+F2 / U900 F1 | NSN L1800 F1/F2 (20+15M) + L800 F1 (15M) |  | 10 |  |  | IIB
Oct 2018 add | IDX5841 | Shamma Building at Karama |  | IDX0841 | IDXL5841 |  | DXB | 25.2481 | 55.3039 | du | Residential | IBS | Dubai North | DUBAI_AL KARAMA | 1031800 | 2CC |  | DXB_E3279R_11475_001001001 | in |  | On Air | On Air |  | Huawei | 3G+4G | HW U2.1 F2 / U900 F1 | HW L1.8 F1 (20M) + L800 F1 (15M) |  | 2/2 |  |  | MW
Oct 2018 add | AUH0725 | Rawdhat – ADIB HQ |  | AUH5725 | AUHL0725 | AUHNR0725 | AUH | 24.4226 | 54.458 | du | Commercial | IBS | Abu Dhabi | ABU DHABI_Al Matar | 2501600 | 2CC |  | AUH_E2370S_10411_001003001 | in |  | On Air | On Air | On Air | Nokia | 3G+4G | NSN U2.1 F1+F2 / U900 F1 | NSN L1800 F1 (20MHz) + L800 F1 (15Mhz) |  | 12 |  |  | IIB
Oct 2018 add | AJM0964 | Sama Tower Ajman |  | AJM5964 | AJML0964 |  | NE | 25.3956 | 55.4738 | du | Residential | IBS | Ajman | AJMAN_MUSHAIRIF | 4001600 | 2CC |  | AJM_E3480A_12304_001001001 | in |  | On Air | On Air |  | Huawei | 3G+4G | HW U2.1 F2 / U900 F1 | HW L1.8 F1 (20M) + L800 F1 (15M) |  | 6 |  |  | IIB
Oct 2018 add | IDX5730 | Single Business Tower _Union Insurance Tower |  | IDX0730 | IDXL5730 | IDXNR5730 | DXB | 25.1881 | 55.2586 | ETC | Commercial | IBS | Dubai North | Dubai_Burj Khalifa (Business Bay) | 1034500 | 2CC |  | DXB_E3178J_11941_001018002 | in |  | On Air | On Air | On Air | Huawei | 3G+4G+5G | HW U2.1 F2 / U900 F1 | HW L1.8 F1 (20M) + L800 F1 (15M) | 1CC | 9 | 3/0 | N41 | IIB
Oct 2018 add | IDX5722 | Stella Dubai Hotel |  | IDX0722 | IDXL5722 |  | DXB | 25.0688 | 55.134 | du | Hotel | IBS | Dubai South | DUBAI_MARSA DUBAI | 1039200 | 2CC |  | DXB_E3077S_10606_001001002 | in |  | On Air | On Air |  | Huawei | 3G+4G | HW U2.1 F2 / U900 F1 | HW L1.8 F1 (20M) + L800 F1 (15M) |  | 9 |  |  | IIB
Oct 2018 add | IDX5389 | Burj Vista_Common Podium |  | IDX0389 | IDXL5389 |  | DXB | 25.1984 | 55.2707 | du | Hotel | IBS | Dubai North | DUBAI_BURJ KHALIFA (BUSINESS BAY) | 1034500 | 2CC | Yes | DXB_E3278A_11656_001003012 | in |  | On Air | On Air |  | Huawei | 3G+4G | HW U2.1 F2 / U900 F1 | HW L1.8 F1 (20M) + L800 F1 (15M) |  | 20 |  |  | IIB
Oct 2018 add | IDX5885 | Spirit Building @ Dubai Sport City |  | IDX0885 | IDXL5885 |  | DXB | 25.0403 | 55.2184 | du | Commercial | IBS | Dubai South | DUBAI_AL HEBIAH FOURTH (DUBAI SPORTS CITY) | 1068200 | 2CC |  | DXB_E3177W_10071_001023001 | in |  | On Air | On Air |  | Huawei | 3G+4G | HW U2.1 F2 / U900 F1 | HW L1.8 F1 (20M) + L800 F1 (15M) |  | 4/4 |  |  | IIB
Oct 2018 add | IAD5079 | Marina Square Zone A (A3a & A3b) with Common Parking |  | IAD0079 | IADL5079 |  | AUH | 24.48782 | 54.3945 | ETC | Office | IBS | Abu Dhabi | ABU DHABI_AL REEM ISLAND | 2045700 | 2CC |  | AUH_E2371U_10082_001001001 | in |  | On Air | On Air |  | Nokia | 3G+4G | NSN U900 F1 | NSN L1800 F1 (20MHz) + L800 F1 (15Mhz) |  | 6 |  |  | MW
Oct 2018 add | IDX5391 | Burj Vista_Tower 1A |  | IDX0391 | IDXL5391 |  | DXB | 25.1984 | 55.2707 | du | Hotel | IBS | Dubai North | DUBAI_BURJ KHALIFA (BUSINESS BAY) | 1034500 | 2CC |  | DXB_E3278A_11655_001008008 | in |  | On Air | On Air |  | Huawei | 3G+4G | HW U2.1 F2 / U900 F1 | HW L1.8 F1 (20M) + L800 F1 (15M) |  | 18 |  |  | IIB
Oct 2018 add | IDX5393 | Burj Vista_Tower 1 |  | IDX0393 | IDXL5393 |  | DXB | 25.1984 | 55.2707 | du | Hotel | IBS | Dubai North | DUBAI_BURJ KHALIFA (BUSINESS BAY) | 1034500 | 2CC | Yes | DXB_E3278A_11656_001033001 | in |  | On Air | On Air |  | Huawei | 3G+4G | HW U2.1 F2 / U900 F1 | HW L1.8 F1 (20M) + L800 F1 (15M) |  | 23 |  |  | IIB
Oct 2018 add | IDX5894 | GEMS Metropole School |  | IDX0894 | IDXL5894 |  | DXB | 25.0417 | 55.2435 | du | school | IBS | Dubai South | DUBAI_AL HEBIAH FIRST (DUBAI AUTODROME) | 1067400 | 2CC |  | DXB_E3177X_10414_001001007 | in |  | On Air | On Air |  | Huawei | 3G+4G | HW U2.1 F2 / U900 F1 | HW L1.8 F1 (20M) + L800 F1 (15M) |  | 2/2 |  |  | IIB
Oct 2018 add | IDX5720 | The Pointe Mall Left wing |  | IDX0720 | IDXL5720 | IDXNR5720 | DXB | 25.1271 | 55.122 | du | Mall | IBS | Dubai South | DUBAI_NAKHLAT JUMEIRA (THE PALM JUMEIRAH) | 1038100 | 3CC | Yes | DXB_E3078W_10117_ | in |  | On Air | On Air | On Air | Huawei | 3G+4G+5G | HW U2.1 F2 / U900 F1 | HW L1.8 F1/F2 (20+10M) + L800 F1 (15M) | 1CC | 7/14 | 5/0 | N41 | IIB
Oct 2018 add | IDX0940E | ATOM Solar Turbines |  | IDX0940E | IDXL5940V |  | DXB | 24.971 | 55.1213 | du | Commercial | ATOM | Dubai South | Dubai_JABAL ALI INDUSTRIAL SECOND (JABAL ALI INDUSTRIAL 2) | 1051800 | 1CC |  | DXB_E3076R_10005_001001002 | in |  | On Air | On Air |  | Huawei | 3G+4G | HW U2.1 F2 | HW L1.8 F1 (20M) |  | 1 |  |  | dufix
Oct 2018 add | AAN0013 | Oasis Hospital – Old Building |  | AAN5013 | AANL0013 |  | AUH | 24.2066 | 55.7597 | du | Hospital | IBS | Al Ain | ABU DHABI_AL MUTAWAA | 8001700 | 2CC |  | AAN_E3667J_10012_001002001 | in |  | On Air | On Air |  | Ericsson | 3G+4G | E/// U900 F1 | E/// L1.8 F1 (20M) + L800 F1 (15M) |  |  |  |  | IIB
Oct 2018 add | AJM0961 | Yasmeen A_Site 2 |  | AJM5961 | AJML0961 |  | NE | 25.3968 | 55.4832 | du | Residential | IBS | Ajman | AJMAN_JURF 2 | 4002200 | 2CC |  | AJM_E3480B_12726_001008064 | in |  | On Air | On Air |  | Huawei | 3G+4G | HW U2.1 F2 / U900 F1 | HW L1.8 F1 (20M) + L800 F1 (15M) |  | 9 |  |  | IIB
Decomm | IDX0947D | ATOM Al Futtaim @ Control Tower |  | 0.Decomm | 0.Decomm |  | DXB | 25.0472 | 55.2307 | du | commercial | ATOM | Dubai South | DUBAI_AL HEBIAH FIRST (DUBAI AUTODROME) | 1067400 |  |  | Decommissioned | OUT | [12 empty] | MW
Oct 2018 add | IDX5925 | NMC Hospital DIP |  | IDX0925 | IDXL5925 |  | DXB | 25.0031 | 55.1541 | du | Hospital | IBS | Dubai South | DUBAI_Dubai Green Community | 1059802 | 2CC |  | DXB_E3076J_10836_001006002 | in |  | On Air | On Air |  | Huawei | 3G+4G | HW U2.1 F2 / U900 F1 | HW L1.8 F1 (20M) + L800 F1 (15M) |  | 2/2 |  |  | IIB
Oct 2018 add | IDX5809 | Belhoul Specialty Hospital Al Baraha |  | IDX0809 | IDXL5809 |  | DXB | 25.2805 | 55.3132 | du | Hospital | IBS | Dubai North | DUBAI_AL BARAHA | 1012200 | 2CC |  | DXB_E3279H_10971_001001001 | in |  | On Air | On Air |  | Huawei | 3G+4G | HW U2.1 F2 / U900 F1 | HW L1.8 F1 (20M) + L800 F1 (15M) |  | 4/4 |  |  | MW
Oct 2018 add | IDX5352 | Blue Water Island Residence (Blocks ABKJL) |  | IDX0352 | IDXL5352 |  | DXB | 25.0771 | 55.1231 | du | Residential | IBS | Dubai South | DUBAI_MARSA DUBAI | 1039200 | 3CC |  | DXB_E3077M_10015_001001003 | in |  | On Air | On Air |  | Huawei | 3G+4G | HW U2.1 F2 / U900 F1 | HW L1.8 F1/F2 (20+10M) + L800 F1 (15M) |  | 12/14 |  |  | GPON
Oct 2018 add | IDX5921 | Telal Hotel Apartments |  | IDX0921 | IDXL5921 |  | DXB | 25.2818 | 55.3479 | du | Hotel | #N/A | Dubai North | DUBAI_HOR AL ANZ EAST | 1013300 | 2CC |  | DXB_E3279J_11845_001001001 | in |  | On Air | On Air |  | Huawei | 3G+4G | HW U2.1 F2 / U900 F1 | HW L1.8 F1 (20M) + L800 F1 (15M) |  | 3 |  |  | MW
Oct 2018 add | AJM0960 | Yasmeen A_Site 1 |  | AJM5960 | AJML0960 |  | NE | 25.3968 | 55.4832 | du | Residential | IBS | Ajman | AJMAN_JURF 2 | 4002200 | 2CC |  | AJM_E3480B_12726_001006001 | in |  | On Air | On Air |  | Huawei | 3G+4G | HW U2.1 F2 / U900 F1 | HW L1.8 F1 (20M) + L800 F1 (15M) |  | 12 |  |  | IIB
Decomm | AAN5397C | ATOM Al Jimi Mall Expansion |  | 0.Decomm | 0.Decomm |  | AUH | 24.2443 | 55.7255 | du | Mall | IBS | Al Ain | ABU DHABI_AL JIMI | 8000500 |  |  |  | OUT |  |  |  |  | Ericsson | [7 empty] | MW
Oct 2018 add | IDX5080 | Dubai Mall U900 |  | IDX0080_U900 |  |  | DXB | 25.1975 | 55.2792 | ETC | Mall | #N/A | Dubai North | DUBAI_BURJ KHALIFA (BUSINESS BAY) | 1034500 |  |  | DXB_E3278F_10259_001009015 | in |  | On Air |  |  | Huawei | 3G | 3G 900 |  |  | 2 |  |  | IIB
Oct 2018 add | AUH0791 | Jumeirah Saadiyat Island Hotel | AUH0791 | AUH5791 | AUHL0791 | AUHNR0791 | AUH | 24.5597 | 54.4517 | ETC | Hotel | #N/A | Abu Dhabi | ABU DHABI_SADIYAT ISLAND | 2046700 | 2CC |  | AUH_E2371D_10011_001001002 | in | Locked | On Air | On Air | On Air | Nokia | 3G+4G+5G | NSN U900 F1 | NSN L1800 F1 (20MHz) + L800 F1 (15Mhz) | 1CC | 14 | 7 | N41 | IIB
Oct 2018 add | IDX5874 | Spring Mall |  | IDX0874 | IDXL5874 | IDXNR5874 | DXB | 25.0658 | 55.1919 | du | Mall | IBS | Dubai South | DUBAI_AL BARSHA FIRST | 1037300 | 2CC |  | DXB_E3177Q_11990_001002002 | in |  | On Air | On Air | On Air | Huawei | 3G+4G+5G | HW U2.1 F2 / U900 F1 | HW L1.8 F1 (20M) + L800 F1 (15M) | 1CC | 6 | 2/0 | N41 | IIB
Oct 2018 add | IDX5812 | DIFC Gate Avenue_Site 2 |  | IDX0812 | IDXL5812 | IDXNR5812 | DXB | 25.2141 | 55.2819 | du | Mall | IBS | Dubai North | DUBAI_ZAABEEL SECOND | 1033700 | 2CC | Yes | DXB_E3278A_11659_001001012 | in |  | On Air | On Air | On Air | Huawei | 3G+4G+5G | HW U2.1 F2 / U900 F1 | HW L1.8 F1 (20M) + L800 F1 (15M) | 1CC | 6 | 2/0 | N41 | IIB
Oct 2018 add | IDX5780 | Roda Links Al Nasr Hotel |  | IDX0780 | IDXL5780 |  | DXB | 25.2375 | 55.3096 | du | Hotel | IBS | Dubai North | Dubai_Oud Metha | 1031900 | 1CC |  | DXB_E3279R_11461_001001001 | in |  | On Air | On Air |  | Huawei | 3G+4G | HW U2.1 F2 | HW L1.8 F1 (20M) |  | 1/1 |  |  | IIB
Oct 2018 add | IDX5750 | Mada Tower at Downtown Dubai |  | IDX0750 | IDXL5750 |  | DXB | 25.1938 | 55.285 | du | Residential | IBS | Dubai North | DUBAI_BURJ KHALIFA (BUSINESS BAY) | 1034500 | 2CC |  | DXB_E3278G_10234_001015002 | in |  | On Air | On Air |  | Huawei | 3G+4G | HW U2.1 F2 / U900 F1 | HW L1.8 F1 (20M) + L800 F1 (15M) |  | 9 |  |  | IIB
Oct 2018 add | IDX5918 | Radisson Blu Residence Al Sufouh |  | IDX0918 | IDXL5918 |  | DXB | 25.1096 | 55.1774 | du | Hotel | IBS | Dubai South | DUBAI_AL SAFOUH FIRST | 1037200 | 2CC |  | DXB_E3177A_11079_001001007 | in |  | On Air | On Air |  | Huawei | 3G+4G | HW U2.1 F2 / U900 F1 | HW L1.8 F1 (20M) + L800 F1 (15M) |  | 3 |  |  | IIB
Oct 2018 add | IDX0938D | ATOM Ahmed Seddiqi & Sons_2 |  | IDX0938D | IDXL5938IV |  | DXB | 25.126 | 55.2045 | du | Commercial | ATOM | Dubai South | DUBAI_UMM AL SHEIF | 1036700 | 1CC |  | DXB_E3178V_11715_001001001 | in |  | On Air | On Air |  | Huawei | 3G+4G | HW U2.1 F2 | HW L1.8 F1 (20M) |  | 1 |  |  | IIB
Oct 2018 add | IDX0942E | ATOM Park Regis Boutique Hotel |  | IDX0942E | IDXL5942V |  | DXB | 25.1462 | 55.1955 | du | Hotel | ATOM | Dubai South | Dubai_UMM SUQEIM THIRD | 1036600 | 1CC |  | DXB_E3178Q_10841_001003001 | in |  | On Air | On Air |  | Huawei | 3G+4G | HW U2.1 F2 | HW L1.8 F1 (20M) |  | 1 |  |  | IIB
Oct 2018 add | SHJ0063 | Danat Al Khan Tower |  | SHJ5063 | SHJL0063 |  | NE | 25.3136 | 55.369 | ETC | Residential | IBS | Sharjah | Sharjah_AL KHAN | 3010300 | 2CC |  | SHJ_E3380U_10032_001001001 | in |  | On Air | On Air |  | Huawei | 3G+4G | HW U2.1 F2 / U900 F1 | HW L1.8 F1 (20M) + L800 F1 (15M) |  | 8/8 |  |  | IIB
Oct 2018 add | IDX0938C | ATOM Ahmed Seddiqi & Sons_1 |  | IDX0938C | IDXL5938III |  | DXB | 25.126 | 55.2045 | du | Commercial | ATOM | Dubai South | DUBAI_UMM AL SHEIF | 1036700 | 1CC |  | DXB_E3178V_11715_001004001 | in |  | On Air | On Air |  | Huawei | 3G+4G | HW U2.1 F2 | HW L1.8 F1 (20M) |  | 1 |  |  | IIB
Oct 2018 add | IAD5138 | Aldar Academies - West Yas |  | IAD0138 | IADL5138 |  | AUH | 24.4948 | 54.5892 | ETC | School | IBS | Abu Dhabi | ABU DHABI_YAS ISLAND | 2004600 | 2CC |  | AUH_E2571U_10007_001002002 / AUH_E2571U_10007_001001002 | in |  | On Air | On Air |  | Nokia | 3G+4G | NSN U900 F1 | NSN L1800 F1 (20MHz) + L800 F1 (15Mhz) |  | 4 |  |  | MW
Oct 2018 add | IDX5297 | Movenpick Hotel @ Business Bay |  | IDX0297 | IDXL5297 |  | DXB | 25.194 | 55.2838 | ETC | Hotel | IBS | Dubai North | DUBAI_BURJ KHALIFA (BUSINESS BAY) | 1034500 | 2CC |  | DXB_E3278G_10241_001002001 | in |  | On Air | On Air |  | Huawei | 3G+4G | HW U2.1 F2 / U900 F1 | HW L1.8 F1 (20M) + L800 F1 (15M) |  | 9 |  |  | IIB
Oct 2018 add | IDX5737 | Othman 10A at JVC |  | IDX0737 | IDXL5737 |  | DXB | 25.0532 | 55.1997 | du | Commercial | IBS | Dubai South | DUBAI_AL BARSHA SOUTH FOURTH (JUMEIRAH VILLAGE SOUTH) | 1068100 | 2CC |  | DXB_E3177Q_12012_001001004 | in |  | On Air | On Air |  | Huawei | 3G+4G | HW U2.1 F2 / U900 F1 | HW L1.8 F1 (20M) + L800 F1 (15M) |  | 2/2 |  |  | IIB
Oct 2018 add | IDX5712 | DFC Marsa Plaza – South |  | IDX0712 | IDXL5712 |  | DXB | 25.2323 | 55.347 | du | Mixed used | IBS | Dubai North | DUBAI_AL KHEERAN (RAS AL HAMAR) | 1041200 | 1CC |  | DXB_E3279Y_10512_001002001 | in |  | On Air | On Air |  | Huawei | 3G+4G | HW U2.1 F2 | HW L1.8 F1 (20M) |  | 2/2 |  |  | MW
Oct 2018 add | IDX5916 | NAIA Vantage Service Apartments |  | IDX0916 | IDXL5916 |  | DXB | 25.0533 | 55.198 | du | Hotel | IBS | Dubai South | DUBAI_AL BARSHA SOUTH FOURTH (JUMEIRAH VILLAGE SOUTH) | 1068100 | 2CC |  | DXB_E3177Q_11771_001001030 | in |  | On Air | On Air |  | Huawei | 3G+4G | HW U2.1 F2 / U900 F1 | HW L1.8 F1 (20M) + L800 F1 (15M) |  | 9 |  |  | IIB
Oct 2018 add | AUH0869 | New Sila'a Hospital (aka. Al Sila'a Community Hospital) |  | AUH5869 | AUHL0869 |  | AUH | 24.0435 | 51.7587 | ETC | Hospital | IBS | WR | Abu Dhabi_BAYAH AL SILA | 2031600 | 1CC |  | AUH_W0366A_10006_001002001 | in |  | On Air | On Air |  | Nokia | 3G+4G | NSN U2.1 F1+F2 | NSN L18 F1 (20M) |  | 1 |  |  | IIB
Dec 2018 add | SHJ0058 | Zakher 1 | SHJ0058 | SHJ5058 | SHJL0058 |  | NE | 25.3072 | 55.3692 | du | Residential | IBS | Sharjah | SHARJAH_AL MAMZAR | 3010400 | 1CC |  | SHJ_E3379A_10280_001001001 | in | Locked | On Air | On Air |  | Huawei | 3G+4G | HW U2.1 F2 | HW L1.8 F1 (20M) |  | 4/8 |  |  | IIB
Dec 2018 add | IDX5683 | Blue Water Retail Wharf - 2 |  | IDX0683 | IDXL5683 | IDXNR5683 | DXB | 25.078917 | 55.1232 | du | Mall | IBS | Dubai South | DUBAI_MARSA DUBAI | 1039200 | 3CC |  | DXB_E3077N_10788_001004005 | in |  | On Air | On Air | On Air | Huawei | 3G+4G+5G | HW U2.1 F2 / U900 F1 | HW L1.8 F1/F2 (20+10M) + L800 F1 (15M) | 1CC | 10/10 | 5/0 | N41 | IIB
Dec 2018 add | AJM0870 | China- Mall-AJML0870 |  | AJM5870 | AJML0870 | AJMNR0870 | NE | 25.4278 | 55.5251 | du | Mall | IBS | Ajman | AJMAN_JURF INDUSTRIAL 1 | 4001800 | 4CC |  | AJM_E3481S_10037_001001001 | in |  | On Air | On Air | On Air | Huawei | 3G+4G+5G | HW U2.1 F2 / U900 F1 | HW L1.8 F1/F2 (20+10M) + L800 F1 (15M) | 1CC | 16 | 4/0 | N41 | IIB
Dec 2019 update | IDX5362 | Al Bandar Rotana |  | IDX0362 | IDXL5362 |  | AUH | 25.2591 | 55.3196 | ETC | Hotel | IBS | Dubai North | DUBAI_RIGGAT AL BUTEEN | 1012500 | 2CC |  | DXB_E3279M_11429_001001001 | in |  | On Air | On Air |  | Huawei | 3G+4G | HW U2.1 F2 / U900 F1 | HW L1.8 F1 (20M) + L800 F1 (15M) |  | 9 |  |  | MW
Dec 2018 add | SHJ0055 | Al Sondos Tower |  | SHJ5055 | SHJL0055 |  | NE | 25.3197 | 55.363322 | ETC | Residential | IBS | Sharjah | SHARJAH_AL KHAN | 3010300 | 1CC |  | SHJ_E3380U_10039_001002001 | in |  | On Air | On Air |  | Huawei | 3G+4G | HW U2.1 F2 / U900 F1 | HW L1.8 F1 (20M) |  | 4/8 |  |  | IIB
Dec 2018 add | IDX5721 | The Pointe Mall Right wing |  | IDX0721 | IDXL5721 | IDXNR5721 | DXB | 25.1271 | 55.122 | du | Mall | IBS | Dubai South | DUBAI_NAKHLAT JUMEIRA (THE PALM JUMEIRAH) | 1038100 | 3CC | Yes | DXB_E3078W_10117_001001162 | in |  | On Air | On Air | On Air | Huawei | 3G+4G+5G | HW U2.1 F2 / U900 F1 | HW L1.8 F1/F2 (20+10M) + L800 F1 (15M) | 1CC | 7/14 | 5/0 | N41 | IIB
July 2019 Update | SHJ0056 | Al Nayli-4 | SHJ0056 | SHJ5056 | SHJL0056 |  | NE | 25.3087 | 55.3729 | du | Residential | IBS | Sharjah | SHARJAH_AL MAMZAR | 3010400 | 2CC |  | SHJ_E3380U_10069_001001001 | in | Locked | On Air | On Air |  | Huawei | 3G+4G | HW U2.1 F2 / U900 F1 | HW L1.8 F1 (20M) + L800 F1 (15M) |  | 6 |  |  | MW
Mar 2019 Update | IDX5366 | The Grid (Al Qemzi Building) |  | IDX0366 | IDXL5366 |  | DXB | 25.1115 | 55.1928 | du | Residential | IBS | Dubai South | DUBAI_AL BARSHA FIRST | 1037300 | 2CC |  | DXB_E3177B_10728_001001001 | in |  | On Air | On Air |  | Huawei | 3G+4G | HW U2.1 F2 / U900 F1 | HW L1.8 F1 (20M) + L800 F1 (15M) |  | 3 |  |  | IIB
Dec 2018 add | SHJ0447 | Nahda 4 |  | SHJ5447 | SHJL0447 |  | NE | 25.3027 | 55.3824 | du | Residential | IBS | Sharjah | SHARJAH_AL NAHDA | 3010200 | 2CC |  | SHJ_E3379B_11420_001027002 | in |  | On Air | On Air |  | Huawei | 3G+4G | HW U2.1 F2 / U900 F1 | HW L1.8 F1 (20M) + L800 F1 (15M) |  | 15 |  |  | IIB
Dec 2018 add | DXB0740 | The Address Downtown Hotel |  | DXB5740 | DXBL0740 |  | DXB | 25.194 | 55.2789 | ETC | Hotel | IBS | Dubai North | DUBAI_BURJ KHALIFA (BUSINESS BAY) | 1034500 | 2CC | Yes | DXB_E3278F_10287_001034001 | in |  | On Air | On Air |  | Huawei | 3G+4G | HW U2.1 F2 / U900 F1 | HW L1.8 F1 (20M) + L800 F1 (15M) |  | 24 |  |  | IIB
Dec 2018 add | IAD5076 | Zayed Sports City Stadium Outdoor |  | IAD0076 | IADL5076 |  | AUH | 24.4163 | 54.4528 | du | Stadium | IBS | Abu Dhabi | ABU DHABI_Al Madina Al Riyadiya | 2501700 | 4CC | Yes | AUH_E2370S_10282_001002002 | in |  | On Air | On Air |  | Nokia | 3G+4G | NSN U2.1 F1+F2 / U900 F1 | NSN L18 F1/F2 (20+15M) + L800 F1 (15M) + L21 F1 (15M) |  | 8 |  |  | IIB
Apr 2020 Update | IDX5920 | JLT-Plot # U-3 Tamweel Tower |  | IDX0920 | IDXL5920 |  | DXB | 25.0805 | 55.1516 | du | Residential | IBS | Dubai South | DUBAI_Jumeirah Lakes Towers (JLT) | 1039301 | 2CC |  | DXB_E3077O_10976_001004008 | in |  | On Air | On Air |  | Huawei | 3G+4G | HW U2.1 F2 / U900 F1 | HW L1.8 F1 (20M) + L800 F1 (15M) |  | 9 |  |  | IIB
Jan 2019 Update | IDX5628 | The Hills_c1,c2 |  | IDX0628 | IDXL5628 |  | DXB | 25.0785 | 55.1582 | du | Residential | IBS | Dubai South | DUBAI_AL THANYAH THIRD (EMIRATES HILL SECOND) | 1038800 | 1CC |  | DXB_E3077O_11107_001002013 | in |  | On Air | On Air |  | Huawei | 3G+4G | HW U2.1 F2 | HW L1.8 F1 (20M) |  | 3/3 |  |  | IIB
Dec 2018 add | IAD5074 | Zayed Sports City Stadium_4 |  | IAD0074 | IADL5074 | IADNR5074 | AUH | 24.4163 | 54.4528 | du | Stadium | IBS | Abu Dhabi | ABU DHABI_Al Madina Al Riyadiya | 2501700 | 4CC | Yes | AUH_E2370S_10282_001002006 | in |  | On Air | On Air | On Air | Nokia | 3G+4G+5G | NSN U2.1 F1+F2 / U900 F1 | NSN L18 F1/F2 (20+15M) + L800 F1 (15M) + L21 F1 (15M) | 1CC | 10 | 5 | N41 | IIB
Dec 2018 add | SHJ0408 | Business Tower - Al Majaz |  | SHJ5408 | SHJL0408 |  | NE | 25.3296 | 55.3911 | du | Commercial | IBS | Sharjah | SHARJAH_AL MAZAJ SECOND | 3010700 | 2CC |  | SHJ_E3380Q_10063_001002001 | in |  | On Air | On Air |  | Huawei | 3G+4G | HW U2.1 F2 / U900 F1 | HW L1.8 F1 (20M) + L800 F1 (15M) |  | 9 |  |  | IIB
July 2019 Update | IAD0990B | ATOM Rainbow Mechanical & Electrical Works LLC |  | IAD0990B | IADL5990II |  | AUH | 24.2892 | 54.4945 | du | Warehouse | ATOM | Abu Dhabi | ABU DHABI_MUSAFFAH SOUTH | 2041000 | 1CC |  | AUH_E2468A_10004_001001001 | in |  | On Air | On Air |  | Nokia | 3G+4G | NSN U2.1 F1+F2 | NSN L18 F1 (20M) |  | 1 |  |  | MW
Dec 2018 add | IDX5317 | Aloft Hotel @ Port Saeed |  | IDX0317 | IDXL5317 |  | DXB | 25.2508 | 55.3323 | ETC | Hotel | IBS | Dubai North | DUBAI_PORT SAEED | 1012900 | 2CC |  | DXB_E3279S_10318_001001001 | in |  | On Air | On Air |  | Huawei | 3G+4G | HW U2.1 F2 / U900 F1 | HW L1.8 F1 (20M) + L800 F1 (15M) |  | 6 |  |  | IIB
Dec 2018 add | IAD5070 | Zayed Sports City Stadium_2 |  | IAD0070 | IADL5070 | IADNR5070 | AUH | 24.4163 | 54.4528 | du | Stadium | IBS | Abu Dhabi | ABU DHABI_Al Madina Al Riyadiya | 2501700 | 4CC | Yes | AUH_E2370S_10282_001002004 | in |  | On Air | On Air | On Air | Nokia | 3G+4G+5G | NSN U2.1 F1+F2 / U900 F1 | NSN L18 F1/F2 (20+15M) + L800 F1 (15M) + L21 F1 (15M) | 1CC | 6 | 3 | N41 | IIB
Dec 2018 add | IDX5300 | Asia Cup - Rashid Stadium (Al Ahli Stadium) Outdoor |  | IDX0300 | IDXL5300 |  | DXB | 25.2798 | 55.3608 | du | Stadium | IBS | Dubai North | DUBAI_AL NAHDA FIRST | 1023100 | 2CC | Yes | DXB_E3279J_11737_001003001 | in |  | On Air | On Air |  | Huawei | 3G+4G | HW U2.1 F2 / U900 F1 | HW L1.8 F1 (20M) + L800 F1 (15M) |  | 6/6 |  |  | IIB
Dec 2018 add | IAD5068 | Zayed Sports City Stadium_1 |  | IAD0068 | IADL5068 | IADNR5068 | AUH | 24.4163 | 54.4528 | du | Stadium | IBS | Abu Dhabi | ABU DHABI_Al Madina Al Riyadiya | 2501700 | 4CC | Yes | AUH_E2370S_10282_001002003 | in |  | On Air | On Air | On Air | Nokia | 3G+4G+5G | NSN U2.1 F1+F2 / U900 F1 | NSN L18 F1/F2 (20+15M) + L800 F1 (15M) + L21 F1 (15M) | 1CC | 6 | 3 | N41 | IIB
Dec 2018 add | IAD5072 | Zayed Sports City Stadium_3 |  | IAD0072 | IADL5072 | IADNR5072 | AUH | 24.4163 | 54.4528 | du | Stadium | IBS | Abu Dhabi | ABU DHABI_Al Madina Al Riyadiya | 2501700 | 4CC | Yes | AUH_E2370S_10282_001002005 | in |  | On Air | On Air | On Air | Nokia | 3G+4G+5G | NSN U2.1 F1+F2 / U900 F1 | NSN L18 F1/F2 (20+15M) + L800 F1 (15M) + L21 F1 (15M) | 1CC | 8 | 4 | N41 | IIB
Dec 2018 add | AJM5998B | ATOM Landmark Store Ajman |  | AJM5998B | AJML0998II |  | NE | 25.4223 | 55.5723 | du | Commercial | ATOM | Ajman | AJMAN_BAHYA | 4001700 | 1CC |  | AJM_E3581P_10101_001001001 | in |  | On Air | On Air |  | Huawei | 3G+4G | HW U2.1 F2 | HW L1.8 F1 (20M) |  | 1 |  |  | IIB
Jun 2021 Update | AJM0888 | Maryam Tower AJM | AJM0888 | AJM5888 | AJML0888 |  | NE | 25.3869 | 55.4582 | du | Residential | IBS | Ajman | AJMAN_NUAIMEYA 1 | 4001100 | 3CC |  | AJM_E3380E_14322_001001001 | in | Locked | On Air | On Air |  | Huawei | 3G+4G | HW U2.1 F2 | HW L1.8 F1/F2 (20+10M) + L800 F1 (15M) |  | 4/3 |  |  | IIB
Dec 2018 add | SHJ0310 | Al Zahra Hospital |  | SHJ5310 | SHJL0310 |  | NE | 25.3602 | 55.394012 | ETC | Hospital | IBS | Sharjah | SHARJAH_AL GHUWAIR | 3006300 | 1CC |  | SHJ_E3380L_10042_001009002 | in |  | On Air | On Air |  | Huawei | 3G+4G | HW U900 F1 | HW L1.8 F1 (20M) |  | 1/1 |  |  | IIB
Dec 2018 add | IDX5622 | The Hills_B2 |  | IDX0622 | IDXL5622 |  | DXB | 25.0785 | 55.1582 | du | Residential | IBS | Dubai South | DUBAI_AL THANYAH THIRD (EMIRATES HILL SECOND) | 1038800 | 2CC |  | DXB_E3077O_11105_001019002 | in |  | On Air | On Air |  | Huawei | 3G+4G | HW U2.1 F2 / U900 F1 | HW L1.8 F1 (20M) + L800 F1 (15M) |  | 6 |  |  | IIB
Dec 2018 add | AUH0583 | AD1 Tower@ADNEC |  | AUH5583 | AUHL0583 | AUHNR0583 | AUH | 24.4203 | 54.4432 | du | Hotel | IBS | Abu Dhabi | ABU DHABI_Al Safarat | 2501901 | 4CC |  | AUH_E2370R_10304_001003001 | in |  | On Air | On Air |  | Nokia | 3G+4G | NSN U900 F1 | NSN L18 F1/F2 (20+15M) + L800 F1 (15M) + L21 F1 (15M) |  | 6 |  |  | IIB
Dec 2018 add | IAD5140 | Al Corniche Hospital |  | IAD0140 | IADL5140 |  | AUH | 24.5013 | 54.3698 | ETC | Hospital | IBS | Abu Dhabi | ABU DHABI_Tourist Club Area | 2500100 | 2CC |  | AUH_E2271T_10843_001001001 | in |  | On Air | On Air |  | Nokia | 3G+4G | NSN U900 F1 | NSN L1800 F1 (20MHz) + L800 F1 (15Mhz) |  | 2 |  |  | MW
Dec 2018 add | IDX5621 | The Hills_B1 |  | IDX0621 | IDXL5621 |  | DXB | 25.0785 | 55.1582 | du | Residential | IBS | Dubai South | DUBAI_AL THANYAH THIRD (EMIRATES HILL SECOND) | 1038800 | 2CC |  | DXB_E3077O_11105_001004003 | in |  | On Air | On Air |  | Huawei | 3G+4G | HW U2.1 F2 / U900 F1 | HW L1.8 F1 (20M) + L800 F1 (15M) |  | 4/4 |  |  | IIB
July 2021 update | IDX5322 | WAFI MALL EXPANSION |  | IDX0322 | IDXL5322 | IDXNR5322 | DXB | 25.2306 | 55.318 | ETC | Commercial | IBS | Dubai North | DUBAI_UMM HURAIR SECOND | 1031500 | 3CC | Yes | DXB_E3279W_10934_001003001 | in |  | On Air | On Air | On Air | Huawei | 3G+4G+5G | HW U900 F1 | HW L1.8 F1/F2 (20+10M) + L800 F1 (15M) | 1CC | 8 | 4/0 | N41 | IIB
Jan 2019 Update | IAD5066 | Zayed Sports City Indoor |  | IAD0066 | IADL5066 | IADNR5066 | AUH | 24.4163 | 54.4528 | du | Stadium | IBS | Abu Dhabi | ABU DHABI_Al Madina Al Riyadiya | 2501700 | 4CC | Yes | AUH_E2370S_10282_001007001 | in |  | On Air | On Air | On Air | Nokia | 3G+4G+5G | NSN U2.1 F1+F2 / U900 F1 | NSN L18 F1/F2 (20+15M) + L800 F1 (15M) + L21 F1 (15M) | 1CC | 6 | 3 | N41 | IIB
Decomm | IAD0993D | ATOM National Food Products Company |  | 0.Decomm | 0.Decomm |  | AUH | 24.7229 | 54.7356 | du | Commercial | ATOM | Abu Dhabi | ABU DHABI_KHALIFA INDUSTRIAL CITY A | 2100000 |  |  | AUH_E2673I_10002_001001003 | OUT | [12 empty] | MW
Dec 2018 add | IAD5172 | Royal M Hotel & Resort |  | IAD0172 | IADL5172 |  | AUH | 24.4486 | 54.3377 | ETC | Hotel | IBS | Abu Dhabi | ABU DHABI_Al Bateen | 2500600 | 2CC |  | AUH_E2270H_11242_001001001 | in |  | On Air | On Air |  | Nokia | 3G+4G | NSN U900 F1 | NSN L1800 F1 (20MHz) + L800 F1 (15Mhz) |  | 4 |  |  | MW
Dec 2018 add | IDX5936 | Duja Tower |  | IDX0936 | IDXL5936 |  | DXB | 25.2289 | 55.286 | ETC | Residential | IBS | Dubai North | DUBAI_TRADE CENTER FIRST | 1033500 | 1CC |  | DXB_E3279V_11039_001003001 | in |  | On Air | On Air |  | Huawei | 3G+4G | HW U900 F1 | HW L1.8 F1 (20M) |  | 4/4 |  |  | IIB
Dec 2018 add | IDX5800 | Bahwan Tower Downtown |  | IDX0800 | IDXL5800 |  | DXB | 25.1905 | 55.2708 | du | Mixed used | IBS | Dubai North | DUBAI_AL KHEERAN (RAS AL HAMAR) | 1041200 | 2CC |  | DXB_E3278F_10684_001021002 | in |  | On Air | On Air |  | Huawei | 3G+4G | HW U2.1 F2 / U900 F1 | HW L1.8 F1 (20M) + L800 F1 (15M) |  | 6 |  |  | IIB
Dec 2018 add | IDX5598 | City Walk The Aveñue Apartment |  | IDX0598 | IDXL5598 |  | DXB | 25.2075 | 55.26 | ETC | Residential | IBS | Dubai North | DUBAI_AL WASL | 1034300 | 2CC |  | DXB_E3178E_13382_001001003 | in |  | On Air | On Air |  | Huawei | 3G+4G | HW U2.1 F2 / U900 F1 | HW L1.8 F1/F2 (20+10M) |  | 2/2 |  |  | IIB
Dec 2018 add | SHJ0230 | ASAS Building @ Muwaileh |  | SHJ5230 | SHJL0230 |  | DXB | 25.309 | 55.4617 | du | Residential | IBS | Sharjah | SHARJAH_MUWAILEH COMMERCIAL | 3009900 | 2CC |  | SHJ_E3480U_10213_001002001 | in |  | On Air | On Air |  | Huawei | 3G+4G | HW U2.1 F2 / U900 F1 | HW L1.8 F1 (20M) + L800 F1 (15M) |  | 6 |  |  | IIB
Dec 2018 add | IDX5620 | The Hills_A1,A2 |  | IDX0620 | IDXL5620 |  | DXB | 25.0785 | 55.1582 | du | Residential | IBS | Dubai South | DUBAI_AL THANYAH THIRD (EMIRATES HILL SECOND) | 1038800 | 1CC |  | DXB_E3077O_11104_001002013 | in |  | On Air | On Air |  | Huawei | 3G+4G | HW U2.1 F2 | HW L1.8 F1 (20M) |  | 3/3 |  |  | IIB
Dec 2018 add | IDX5421 | Emirates Flight Catering New Building (EKFC3) |  | IDX0421 | IDXL5421 |  | DXB | 25.2531 | 55.3465 | du | Commercial | IBS | Dubai North | DUBAI_DUBAI INTL AIRPORT (DUBAI INTERNATIONAL AIRPORT) | 1022100 | 3CC |  | DXB_E3279T_11673_001001001 | in |  | On Air | On Air |  | Huawei | 3G+4G | HW U2.1 F2 | HW L1.8 F1/F2 (20+10M) + L800 F1 (15M) |  | 6/6 |  |  | MW
Dec 2018 add | IDX5324 | Arbor School Al Furjan |  | IDX0324 | IDXL5324 |  | DXB | 25.0233 | 55.1367 | du | School | IBS | Dubai South | DUBAI_JABAL ALI Gardens | 1059102 | 2CC |  | DXB_E3076D_10688_001003001 | in |  | On Air | On Air |  | Huawei | 3G+4G | HW U2.1 F2 / U900 F1 | HW L1.8 F1 (20M) + L800 F1 (15M) |  | 4/4 |  |  | IIB
Jan 2019 Update | SHJ0319 | Zuleikha Hospital |  | SHJ5319 | SHJL0319 |  | NE | 25.3689 | 55.404458 | ETC | Hospital | IBS | Sharjah | SHARJAH_AL NASSERYA | 3005500 | 2CC |  | SHJ_E3380H_10018_001002001 | in |  | On Air | On Air |  | Huawei | 3G+4G | HW U2.1 F2 / U900 F1 | HW L1.8 F1 (20M) + L800 F1 (15M) |  | 4/4 |  |  | IIB
Dec 2018 add | IDX5265 | Villa Rotana SZR |  | IDX0265 | IDXL5265 |  | DXB | 25.1945 | 55.2614 | ETC | Hotel | IBS | Dubai North | DUBAI_AL WASL | 1034300 | 1CC |  | DXB_E3178J_11900_001007002 | in |  | On Air | On Air |  | Huawei | 3G+4G | HW U900 F1 | HW L1.8 F1 (20M) |  | 1/1 |  |  | MW
Dec 2018 add | IDX5767 | Avanti Tower Damac |  | IDX0767 | IDXL5767 |  | DXB | 25.177 | 55.2728 | du | Hotel | IBS | Dubai North | DUBAI_BURJ KHALIFA (BUSINESS BAY) | 1034500 | 2CC |  | DXB_E3278K_10794_001015002 | in |  | On Air | On Air |  | Huawei | 3G+4G | HW U2.1 F2 / U900 F1 | HW L1.8 F1 (20M) + L800 F1 (15M) |  | 3 |  |  | IIB
Feb 2019 Update | IAD5174 | MINISTRY OF JUSTICE & FEDERAL COURTS |  | IAD0174 | IADL5174 |  | AUH | 24.3977 | 54.5519 | ETC | Government | IBS | Abu Dhabi | ABU DHABI_KHALIFA CITY | 2042600 | 2CC |  | AUH_E2470X_10297_001002001 | in |  | On Air | On Air |  | Nokia | 3G+4G | NSN U900 F1 | NSN L1800 F1 (20MHz) + L800 F1 (15Mhz) |  | 6 |  |  | MW
Dec 2018 add | IAD5135 | UAE Presidential Guard - IT building |  | IAD0135 | IADL5135 |  | AUH | 24.3299 | 54.6037 | du | Government | IBS | Abu Dhabi | ABU DHABI_SHAKHBOUT CITY | 2004500 | 2CC |  | AUH_E2569P_10094_001001001 | in |  | On Air | On Air |  | Nokia | 3G+4G | NSN U900 F1 | NSN L1800 F1 (20MHz) + L800 F1 (15Mhz) |  | 2 |  |  | MW
Dec 2018 add | IDX5770 | Residential and Commercial Building (B+G+3P+18) Art VII Building |  | IDX0770 | IDXL5770 |  | DXB | 25.1884 | 55.2831 | du | Mall | IBS | Dubai North | DUBAI_BURJ KHALIFA (BUSINESS BAY) | 1034500 | 2CC |  | DXB_E3278F_10645_001002001 | in |  | On Air | On Air |  | Huawei | 3G+4G | HW U2.1 F2 / U900 F1 | HW L1.8 F1 (20M) + L800 F1 (15M) |  | 6 |  |  | IIB
Dec 2018 add | IDX5711 | DFC Marsa Plaza North |  | IDX0711 | IDXL5711 |  | DXB | 25.2323 | 55.347 | du | Mixed used | IBS | Dubai North | DUBAI_AL KHEERAN (RAS AL HAMAR) | 1041200 | 2CC |  | DXB_E3278F_10708_001027014 | in |  | On Air | On Air |  | Huawei | 3G+4G | HW U2.1 F2 / U900 F1 | HW L1.8 F1 (20M) + L800 F1 (15M) |  | 6 |  |  | MW
Dec 2018 add | AAN5398E | ATOM IKEA Al Ain |  | AAN5398E | AANL0398V |  | AUH | 24.164 | 55.8082 | du | Mall | ATOM | Al Ain | ABU DHABI_AL KHRAIR | 8002200 | 1CC | Yes | AAN_E3767Q_10003_001001001 | in |  | On Air | On Air |  | Ericsson | 3G+4G | E/// U900 F1 | E/// L1.8 F1 (20M) |  |  |  |  | IIB
Dec 2018 add | SHJ0492 | Al Bait Hotel |  | SHJ5492 | SHJL0492 |  | NE | 25.3588 | 55.3831 | ETC | Hotel | IBS | Sharjah | SHARJAH_AL MAREIJA | 3007500 | 2CC | Yes | SHJ_E3380L_10888_001001002 | in |  | On Air | On Air |  | Huawei | 3G+4G | HW U2.1 F2 / U900 F1 | HW L1.8 F1 (20M) + L800 F1 (15M) |  | 6 |  |  | IIB
Dec 2018 add | IDX0940A | ATOM Ajmal Factory Warehouse at DIC |  | IDX0940A | IDXL5940I |  | DXB | 24.8165 | 55.096 | du | Commercial | ATOM | Dubai South | DUBAI_SAIH SHUAIB 4 | 1053300 | 1CC |  | DXB_E3074L_10016_001001002 | in |  | On Air | On Air |  | Huawei | 3G+4G | HW U2.1 F2 | HW L1.8 F1 (20M) |  | 1 |  |  | IIB
Dec 2018 add | IAD5161 | Al Wathba Desert Resort |  | IAD0161 | IADL5161 |  | AUH | 24.1369 | 54.7414 | ETC | Hotel | IBS | Abu Dhabi | ABU DHABI_AL KHATIM | 2430100 | 2CC |  | AUH_E2667W_10002_001001001 | in |  | On Air | On Air |  | Nokia | 3G+4G | NSN U900 F1 | NSN L1800 F1 (20MHz) + L800 F1 (15Mhz) |  | 6 |  |  | MW
Dec 2018 add | IAD5203 | Asia Cup - Al Wahda Stadium Outdoor Site |  | IAD0203 | IADL5203 |  | AUH | 24.4691 | 54.3752 | du | Stadium | IBS | Abu Dhabi | ABU DHABI_Al Nahyan | 2501000 | 4CC | Yes | AUH_E2270E_12153_001001002 | in |  | On Air | On Air |  | Nokia | 3G+4G | NSN U2.1 F1+F2 / U900 F1 | NSN L18 F1/F2 (20+15M) + L800 F1 (15M) + L21 F1 (15M) |  | 6 |  |  | IIB
Dec 2018 add | IDX5513 | Burj Fountain Views Residence_Tower-1 |  | IDX0513 | IDXL5513 | IDXNR5513 | DXB | 25.1943 | 55.2819 | ETC | Residential | IBS | Dubai North | DUBAI_BURJ KHALIFA (BUSINESS BAY) | 1034500 | 2CC | Yes | DXB_E3278F_10700_001001001 | in |  | On Air | On Air | On Air | Huawei | 3G+4G+5G | HW U2.1 F2 / U900 F1 | HW L1.8 F1 (20M) + L800 F1 (15M) | 1CC | 18 | 6/0 | N41 | IIB
Dec 2018 add | IDX5693 | Oasis Tower 1 - 2B+G+19+Upper Roof |  | IDX0693 | IDXL5693 |  | DXB | 25.0402 | 55.22 | du | Residential | IBS | Dubai South | DUBAI_AL HEBIAH FOURTH (DUBAI SPORTS CITY) | 1068200 | 2CC |  | DXB_E3177W_10056_001003007 | in |  | On Air | On Air |  | Huawei | 3G+4G | HW U2.1 F2 / U900 F1 | HW L1.8 F1 (20M) + L800 F1 (15M) |  | 4/4 |  |  | IIB
Dec 2018 add | AAN0070 | Asia Cup - Khalifa Bin Zayed Stadium Site 1 |  | AAN5070 | AANL0070 |  | AUH | 24.2071 | 55.7664 | du | Stadium | IBS | Al Ain | ABU DHABI_AL MUTAWAA | 8001700 | 2CC | Yes | AAN_E3667J_10011_001003001 | in |  | On Air | On Air |  | Ericsson | 3G+4G | E/// U2.1 F1+F2 / U900 F1 | E/// L1.8 F1 (20M) + L800 F1 (15M) |  |  |  |  | IIB
Dec 2018 add | IDX0937A | ATOM Al Reyami International Steel Tech |  | IDX0937A | IDXL5937I |  | DXB | 24.8391 | 55.072 | du | Warehouse | ATOM | Dubai South | Dubai_Saih Shuaib 3 | 1053200 | 1CC |  | DXB_E3074A_10188_001001003 | in |  | On Air | On Air |  | Huawei | 3G+4G | HW U2.1 F2 | HW L1.8 F1 (20M) |  | 1 |  |  | IIB
Dec 2018 add | IDX5934 | Ship QE2 (Floating Hotel) |  | IDX0934 | IDXL5934 | IDXNR5934 | DXB | 25.2622765° | 55.2808431° | ETC | Commercial | IBS | Dubai North | DUBAI_MADINAT DUBAI AL MELAHEYAH (AL MINA) | 1032100 | 1CC |  | DXB_E3279K_10411_001002001 | in |  | On Air | On Air | On Air | Huawei | 3G+4G+5G | HW U2.1 F2 | HW L1.8 F1 (20M) | 1CC | 4/4 | 4/0 | N41 | IIB
Dec 2018 add | IDX5212 | South View School |  | IDX0212 | IDXL5212 |  | DXB | 25.0046 | 55.2441 | du | School | IBS | Dubai South | DUBAI_AL HEBIAH FIFTH | 1068300 | 1CC |  | DXB_E3176I_10007_001006002 | in |  | On Air | On Air |  | Huawei | 3G+4G | HW U2.1 F2 | HW L1.8 F1 (20M) |  | 2/2 |  |  | IIB
Dec 2018 add | IDX0943B | ATOM Logi Composites & Chemicals Trading, Saih Shuaib 4 |  | IDX0943B | IDXL5943II |  | DXB | 24.8183 | 55.0997 | du | Commercial | IBS | Dubai South | DUBAI_SAIH SHUAIB 4 | 1053300 | 1CC |  | DXB_E3074G_10018_001001002 | in |  | On Air | On Air |  | Huawei | 3G+4G | HW U2.1 F2 | HW L1.8 F1 (20M) |  | 1 |  |  | IIB
Dec 2018 add | IDX5466 | Asia Cup - Rashid Stadium (Al Ahli Stadium) Site 2 |  | IDX0466 | IDXL5466 | IDXNR5466 | DXB | 25.2798 | 55.3608 | du | Stadium | IBS | Dubai North | DUBAI_AL NAHDA FIRST | 1023100 | 2CC | Yes | DXB_E3279J_11737_001002001 | in |  | On Air | On Air | On Air | Huawei | 3G+4G+5G | HW U2.1 F2 / U900 F1 | HW L1.8 F1 (20M) + L800 F1 (15M) | 1CC | 18 | 6/0 | N41 | IIB
Dec 2018 add | IAD5153 | Asia Cup - Al Wahda Stadium Site 2 |  | IAD0153 | IADL5153 |  | AUH | 24.4691 | 54.3752 | du | Stadium | IBS | Abu Dhabi | ABU DHABI_Al Nahyan | 2501000 | 4CC | Yes | AUH_E2270E_12153_001002001 | in |  | On Air | On Air |  | Nokia | 3G+4G | NSN U2.1 F1+F2 / U900 F1 | NSN L18 F1/F2 (20+15M) + L800 F1 (15M) + L21 F1 (10M) |  | 10 |  |  | IIB
Dec 2018 add | IAD5151 | Asia Cup - Al Wahda Stadium Site 1 |  | IAD0151 | IADL5151 |  | AUH | 24.4691 | 54.3752 | du | Stadium | IBS | Abu Dhabi | ABU DHABI_Al Nahyan | 2501000 | 4CC | Yes | AUH_E2270E_12153_001001001 | in |  | On Air | On Air |  | Nokia | 3G+4G | NSN U2.1 F1+F2 / U900 F1 | NSN L18 F1/F2 (20+15M) + L800 F1 (15M) + L21 F1 (15M) |  | 10 |  |  | IIB
Feb 2019 Update | IAD5084 | New Mafraq Hospital_Patient building Block C & Block D |  | IAD0084 | IADL5084 | IADNR5084 | AUH | 24.3242 | 54.6134 | ETC | Hospital | IBS | Abu Dhabi | ABU DHABI_SHAKHBOUT CITY | 2004500 | 2CC | Yes | AUH_E2569Q_10002_001004001; AUH_E2569Q_10002_001003002 | in |  | On Air | On Air | On Air | Nokia | 3G+4G+5G | NSN U2.1 F1+F2 / U900 F1 | NSN L1800 F1 (20MHz) + L800 F1 (15Mhz) | 1CC | 6 | 3 | N41 | IIB
Dec 2018 add | IDX5049 | Asia Cup - Rashid Stadium (Al Ahli Stadium) Site 1 |  | IDX0049 | IDXL5049 | IDXNR5049 | DXB | 25.2798 | 55.3608 | du | Stadium | IBS | Dubai North | DUBAI_AL NAHDA FIRST | 1023100 | 3CC | Yes | DXB_E3279E_10916_001002001 | in |  | On Air | On Air | On Air | Huawei | 3G+4G+5G | HW U2.1 F2 | HW L1.8 F1/F2 (20+10M) + L800 F1 (15M) | 1CC | 10 | 4/0 | N41 | IIB
Dec 2018 add | SHJ0341 | American University of Sharjah 1 |  | SHJ5341 | SHJL0341 |  | NE | 25.310023 | 55.491256 | ETC | University | IBS | Sharjah | SHARJAH_UNIVERSITY CITY | 3008000 | 1CC |  | SHJ_E3480V_10003_001001001 | in |  | On Air | On Air |  | Huawei | 3G+4G | HW U900 F1 | HW L1.8 F1 (20M) |  | 6/6 |  |  | IIB
Dec 2018 add | IDX5902 | Sharaf Group 2 |  | IDX0902 | IDXL5902 |  | DXB | 25.2257 | 55.3366 | du | Residential | IBS | Dubai North | DUBAI_AL JADAF | 1032600 | 1CC |  | DXB_E3279X_10618_001017002 | in |  | On Air | On Air |  | Huawei | 3G+4G | HW U2.1 F2 / U900 F1 | HW L1.8 F1 (20M) |  | 1/2 |  |  | IIB
Dec 2018 add | SHJ0479 | American University of Sharjah 2 |  | SHJ5479 | SHJL0479 |  | NE | 25.310023 | 55.491256 | ETC | University | IBS | Sharjah | SHARJAH_UNIVERSITY CITY | 3008000 | 1CC |  | SHJ_E3480V_10003_001002001 | in |  | On Air | On Air |  | Huawei | 3G+4G | HW U900 F1 | HW L1.8 F1 (20M) |  | 4/4 |  |  | IIB
Dec 2018 add | IDX0938B | ATOM Fresh Express Foodstuff_Warehouse |  | IDX0938B | IDXL5938II |  | DXB | 24.9956 | 55.1494 | du | Commercial | ATOM | Dubai South | DUBAI_DUBAI INVESTMENT PARK FIRST | 1059801 | 1CC |  | DXB_E3076O_10371_001001003 | in |  | On Air | On Air |  | Huawei | 3G+4G | HW U2.1 F2 | HW L1.8 F1 (20M) |  | 1 |  |  | MW
Dec 2018 add | AAN0076 | Hazza bin Zayed Stadium MIMO_Site-2 |  | AAN5076 | AANL0076 | AAN0076_N_BB2 | AUH | 24.2452 | 55.7171 | ETC | Staduim | IBS | Al Ain | ABU DHABI_AL TOWAYYA | 8000600 | 4CC | Yes | AAN_E3668W_10005_001003001 | in |  | On Air | On Air | On Air | Ericsson | 3G+4G+5G | E/// U2.1 F1+F2 / U900 F1 | E/// L1.8 F1/F2 (20+15M) + L800 F1 (15M) + L21 (10M) |  |  |  |  | IIB
Dec 2018 add | AAN0072 | Asia Cup - Khalifa Bin Zayed Stadium Site 2 |  | AAN5072 | AANL0072 |  | AUH | 24.2071 | 55.7664 | du | Stadium | IBS | Al Ain | ABU DHABI_AL MUTAWAA | 8001700 | 2CC | Yes | AAN_E3667J_10011_001003002 | in |  | On Air | On Air |  | Ericsson | 3G+4G | E/// U2.1 F1+F2 / U900 F1 | E/// L1.8 F1 (20M) + L800 F1 (15M) |  |  |  |  | IIB
Sep 2021 Update | SHJ0254 | Asia Cup - Al Sharjah Stadium Site 2 |  | SHJ5254 | SHJL0254 | SHJNR0254 | NE | 25.3331 | 55.4193 | du | Stadium | IBS | Sharjah | SHARJAH_INDUSTRIAL AREA 5 | 3008400 | 2CC | Yes | SHJ_E3380R_10010_001001001 | in |  | On Air | On Air | On Air | Huawei | 3G+4G+5G | HW U2.1 F2 / U900 F1 | HW L1.8 F1 (20M) + L800 F1 (15M) | 1CC | 10/10 | 5/0 | N41 | IIB
Dec 2018 add | IDX0953C | ATOM Emirates Villa 182 |  | IDX0953C | IDXL5953III |  | DXB | 25.0662 | 55.1635 | du | Villa | ATOM | Dubai South | DUBAI_AL THANYAH FOURTH (EMIRATES HILL THIRD) | 1039400 | 1CC |  | DXB_E3077T_13393_001001001 | in |  | On Air | On Air |  | Huawei | 3G+4G | HW U2.1 F2 | HW L1.8 F1 (20M) |  | 1 |  |  | IIB
Sep 2021 Update | SHJ0252 | Asia Cup - Al Sharjah Stadium Site 1 |  | SHJ5252 | SHJL0252 | SHJNR0252 | NE | 25.3331 | 55.4193 | du | Stadium | IBS | Sharjah | SHARJAH_INDUSTRIAL AREA 5 | 3008400 | 2CC | Yes | SHJ_E3380R_10011_001001001 | in |  | On Air | On Air | On Air | Huawei | 3G+4G+5G | HW U2.1 F2 / U900 F1 | HW L1.8 F1 (20M) + L800 F1 (15M) | 1CC | 8/8 | 4/0 | N41 | IIB
Dec 2018 add | IDX5927 | Villa 28 @ Al Safa 2 |  | IDX0927 | IDXL5927 |  | DXB | 25.1649 | 55.2255 | ETC | Villa | IBS | Dubai South | DUBAI_AL SAFA SECOND | 1035700 | 2CC |  | DXB_E3178N_12507_001001001 | in |  | On Air | On Air |  | Huawei | 3G+4G | HW U2.1 F2 / U900 F1 | HW L1.8 F1 (20M) + L800 F1 (15M) |  | 2/2 |  |  | IIB
Dec 2018 add | SHJ0483 | Sharjah General Library |  | SHJ5483 | SHJL0483 |  | NE | 25.3196 | 55.4586 | du | Government | IBS | Sharjah | SHARJAH_MUWAILEH CAMP | 3009800 | 2CC |  | SHJ_E3380Y_10010_001001001 | in |  | On Air | On Air |  | Huawei | 3G+4G | HW U2.1 F2 / U900 F1 | HW L1.8 F1 (20M) + L800 F1 (15M) |  | 4/4 |  |  | IIB
Dec 2018 add | AAN0078 | Hazza bin Zayed Stadium MIMO_Site-3 |  | AAN5078 | AANL0078 | AAN0078_N_BB2 | AUH | 24.2452 | 55.7171 | ETC | Staduim | IBS | Al Ain | ABU DHABI_AL TOWAYYA | 8000600 | 4CC | Yes | AAN_E3668W_10005_001003004 | in |  | On Air | On Air | On Air | Ericsson | 3G+4G+5G | E/// U2.1 F1+F2 / U900 F1 | E/// L1.8 F1/F2 (20+15M) + L800 F1 (15M) + L21 (10M) |  |  |  |  | IIB
Dec 2018 add | IAD0993C | ATOM Emirates Calcium Carbonate Factory-Kizad |  | IAD0993C | IADL5993III |  | AUH | 24.7181 | 54.7363 | du | Commercial | ATOM | Abu Dhabi | ABU DHABI_KHALIFA INDUSTRIAL CITY A | 2100000 | 1CC |  | AUH_E2673M_10012_001001001 | in |  | On Air | On Air |  | Nokia | 3G+4G | NSN U2.1 F1+F2 | NSN L18 F1 (20M) |  | 1 |  |  | IIB
Dec 2018 add | IAD5143 | Al Jazeera Stadium - Stadium East |  | IAD0143 | IADL5143 | IADNR5143 | AUH | 24.4527 | 54.3916 | ETC | Staduim | IBS | Abu Dhabi | ABU DHABI_Al Nahyan | 2501000 | 4CC | Yes | AUH_E2370F_10375_001001001 | in |  | On Air | On Air | On Air | Nokia | 3G+4G+5G | NSN U2.1 F1+F2 / U900 F1 | NSN L18 F1/F2 (20+15M) + L800 F1 (15M) + L21 F1 (15M) | 1CC | 20 | 10 | N41 | IIB
Jan 2019 add | IDX5679 | Blue Water Retail Wharf Basement |  | IDX0679 | IDXL5679 | IDXNR5679 | DXB | 25.078917 | 55.1232 | du | Mall | IBS | Dubai South | DUBAI_MARSA DUBAI | 1039200 | 3CC | Yes | DXB_E3077N_10788_001004007 | in |  | On Air | On Air | On Air | Huawei | 3G+4G+5G | HW U2.1 F2 / U900 F1 | HW L1.8 F1/F2 (20+10M) + L800 F1 (15M) | 1CC | 11/4 | 1/0 | N41 | GPON
Decomm | IDX0954A_PICO | PICO_Trial Phase 2 (HDS Sun Star 2 (CBD 15) |  | 0.Decomm |  |  | DXB | 25.1674 | 55.4071 | du | Mall | IBS | Dubai North | DUBAI_WARSAN FIRST | 1062100 |  |  | Decommissioned | OUT | [12 empty] | IIB
Jan 2019 add | IAD5134 | Sheikh Zayed Grand Mosque New Visitor's Center |  | IAD0134 | IADL5134 | IADNR5134 | AUH | 24.4083 | 54.4761 | ETC | Mosque | IBS | Abu Dhabi | ABU DHABI_Al Madina Al Riyadiya | 2501700 | 2CC |  | AUH_E2370Y_10306_001001001 | in |  | On Air | On Air | On Air | Nokia | 3G+4G | NSN U900 F1 | NSN L1800 F1 (20MHz) + L800 F1 (15Mhz) |  | 6 |  |  | IIB
Jan 2019 add | DXB0280 | Dragon Mart GF Zone 1-2-3 |  | DXB5280_U900 |  |  | DXB | 25.1736 | 55.4178 | ETC | Mall | IBS | Dubai North | DUBAI_WARSAN FIRST | 1062100 |  |  | DXB_E3378M_10229_001004002 | in |  | On Air |  |  | Huawei | 3G | 3G 900 |  |  | 3 |  |  | IIB
Jan 2019 add | IAD5176 | RIXOS SAADIYAT ISLAND |  | IAD0176 | IADL5176 | IADNR5176 | AUH | 24.5432 | 54.4328 | ETC | Hotel | IBS | Abu Dhabi | ABU DHABI_SADIYAT ISLAND | 2046700 | 2CC | Yes | AUH_E2371H_10128_001002001 | in |  | On Air | On Air | On Air | Nokia | 3G+4G+5G | NSN U900 F1 | NSN L1800 F1 (20MHz) + L800 F1 (15Mhz) | 1CC | 8 | 4 | N41 | MW
Jan 2019 add | DXB0787 | Dragon Mart GF Zone 4-5-6 |  | DXB5787_U900 |  |  | DXB | 25.1736 | 55.4178 | ETC | Mall | IBS | Dubai North | DUBAI_WARSAN FIRST | 1062100 |  |  | DXB_E3378M_10229_001004004 | in |  | On Air |  |  | Huawei | 3G | 3G 900 |  |  | 4 |  |  | IIB
Jan 2019 add | IDX5928 | Damac Heights |  | IDX0928 | IDXL5928 |  | DXB | 25.0872 | 55.1456 | ETC | Mix | IBS | Dubai South | DUBAI_MARSA DUBAI | 1039200 | 2CC |  | DXB_E3077N_10370_001003001 | in |  | On Air | On Air |  | Huawei | 3G+4G | HW U2.1 F2 / U900 F1 | HW L1.8 F1 (20M) + L800 F1 (15M) |  | 12 |  |  | IIB
Jan 2019 add | AAN0075 | Hazza bin Zayed Stadium MIMO_Site 1 |  | AAN5075 | AANL0075 | AAN0075_N_BB2 | AUH | 24.2452 | 55.7169 | ETC | Stadium | IBS | Al Ain | ABU DHABI_AL TOWAYYA | 8000600 | 4CC | Yes | AAN_E3668W_10005_001003003 | in |  | On Air | On Air | On Air | Ericsson | 3G+4G+5G | E/// U2.1 F1+F2 / U900 F1 | E/// L1.8 F1/F2 (20+15M) + L800 F1 (15M) + L21 (10M) |  |  |  |  | IIB
Jan 2019 add | IAD5142 | Al Jazeera Stadium - Grand Stand |  | IAD0142 | IADL5142 | IADNR5142 | AUH | 24.4527 | 54.3916 | ETC | Staduim | IBS | Abu Dhabi | ABU DHABI_Al Nahyan | 2501000 | 4CC | Yes | AUH_E2370F_10375_001001002 | in |  | On Air | On Air | On Air | Nokia | 3G+4G+5G | NSN U2.1 F1+F2 / U900 F1 | NSN L18 F1/F2 (20+15M) + L800 F1 (15M) + L21 F1 (15M) | 1CC | 10 | 5 | N41 | IIB
Jan 2019 add | IAD5145 | Al Jazeera Stadium - Stadium West |  | IAD0145 | IADL5145 | IADNR5145 | AUH | 24.4527 | 54.3916 | ETC | Staduim | IBS | Abu Dhabi | ABU DHABI_Al Nahyan | 2501000 | 4CC | Yes | AUH_E2370F_11153_001001002 | in |  | On Air | On Air | On Air | Nokia | 3G+4G+5G | NSN U2.1 F1+F2 / U900 F1 | NSN L18 F1/F2 (20+15M) + L800 F1 (15M) + L21 F1 (15M) | 1CC | 20 | 10 | N41 | IIB
Jan 2019 add | IDX5930 | Vox Cinemas - VOX Cineplex - DHCC |  | IDX0930 | IDXL5930 |  | DXB | 25.2266 | 55.3265 | du | Commercial | IBS | Dubai North | DUBAI_UMM HURAIR SECOND | 1031500 | 2CC |  | DXB_E3279X_10444_001001001 | in |  | On Air | On Air |  | Huawei | 3G+4G | HW U2.1 F2 / U900 F1 | HW L1.8 F1 (20M) + L800 F1 (15M) |  | 3 |  |  | IIB
Jan 2019 add | AAN0079 | Hazza bin Zayed Stadium MIMO_Site 4 |  | AAN5079 | AANL0079 | AAN0079_N_BB2 | AUH | 24.2452 | 55.7169 | ETC | Stadium | IBS | Al Ain | ABU DHABI_AL TOWAYYA | 8000600 | 4CC | Yes | AAN_E3668W_10005_001003002 | in |  | On Air | On Air | On Air | Ericsson | 3G+4G+5G | E/// U2.1 F1+F2 / U900 F1 | E/// L1.8 F1/F2 (20+15M) + L800 F1 (15M) + L21 (10M) |  |  |  |  | IIB
Jan 2019 add | IAD5147 | Al Jazeera Stadium - Stadium North |  | IAD0147 | IADL5147 | IADNR5147 | AUH | 24.4527 | 54.3916 | ETC | Staduim | IBS | Abu Dhabi | ABU DHABI_Al Nahyan | 2501000 | 4CC | Yes | AUH_E2370F_11153_001001003 | in |  | On Air | On Air | On Air | Nokia | 3G+4G+5G | NSN U2.1 F1+F2 / U900 F1 | NSN L18 F1/F2 (20+15M) + L800 F1 (15M) + L21 F1 (15M) | 1CC | 18 | 9 | N41 | IIB
Jan 2019 add | SHJ0240 | Al Rayyan Complex Tower A,B & C |  | SHJ5240 | SHJL0240 |  | NE | 25.3013 | 55.3825 | ETC | Residential | IBS | Sharjah | SHARJAH_AL NAHDA | 3010200 | 1CC |  | SHJ_E3379B_11417_001001002 | in |  | On Air | On Air |  | Huawei | 3G+4G | HW U2.1 F2 | HW L1.8 F1 (20M) |  | 6/6 |  |  | IIB
Jan 2019 add | IDX5230 | Sobha Hartland Greens |  | IDX0230 | IDXL5230 |  | DXB | 25.1768 | 55.3107 | du | Residential | IBS | Dubai South | DUBAI_AL MERKADH (AL MERKAD) | 1034700 | 1CC |  | DXB_E3278M_10104_001011002 | in |  | On Air | On Air |  | Huawei | 3G+4G | HW U2.1 F2 | HW L1.8 F1 (20M) |  | 2/2 |  |  | IIB
Jan 2019 add | DXB5236H | ATOM Dubai Hills Golf Club (DHGC) by Emaar |  | DXB5236H | DXBL0236VIII |  | DXB | 25.1215 | 55.2643 | du | Club | ATOM | Dubai South | DUBAI_HADAEQ SHEIKH MOHAMMED BIN RASHID (RANCHES) | 1063100 | 1CC |  | DXB_E3277A_10170_001001001 | in |  | On Air | On Air |  | Huawei | 3G+4G | HW U2.1 F2 | HW L1.8 F1 (20M) |  | 1 |  |  | IIB
Jan 2019 add | IDX0941B | Atom Global Shipment & Logistics DIC |  | IDX0941B | IDXL5941II |  | DXB | 24.8647 | 55.0567 | du | Commercial | ATOM | Dubai South | DUBAI_SAIH SHUAIB 2 | 1053100 | 1CC |  | DXB_E2975Y_10564_001001002 | in |  | On Air | On Air |  | Huawei | 3G+4G | HW U2.1 F2 | HW L1.8 F1 (20M) |  | 1 |  |  | IIB
Jan 2019 add | SHJ0241 | Al Rayyan Complex Common Floors |  | SHJ5241 | SHJL0241 |  | NE | 25.3013 | 55.3825 | ETC | Residential | IBS | Sharjah | SHARJAH_AL NAHDA | 3010200 | 2CC |  | SHJ_E3379B_11417_001001001 | in |  | On Air | On Air |  | Huawei | 3G+4G | HW U2.1 F2 / U900 F1 | HW L1.8 F1 (20M) + L800 F1 (15M) |  | 6 |  |  | IIB
Jan 2019 add | AJM0969 | Saudi German Hospital_Ajman |  | AJM5969 | AJML0969 |  | NE | 25.3677 | 55.5098 | ETC | Hospital | IBS | Ajman | AJMAN_TALLAH 2 | 4002900 | 1CC |  | AJM_E3480H_10531_001001002 | in |  | On Air | On Air |  | Huawei | 3G+4G | HW U900 F1 | HW L1.8 F1 (20M) |  | 1/1 |  |  | IIB
Jan 2022 update | IAD5177 | Le Meridien Hotel |  | IAD0177 | IADL5177 | IADNR5177 | AUH | 24.4992 | 54.3808 | ETC | Hotel | IBS | Abu Dhabi | ABU DHABI_Tourist Club Area | 2500100 | 2CC |  | AUH_E2271Y_11914_001005001 | in |  | On Air | On Air | On Air | Nokia | 3G+4G+5G | NSN U900 F1 | NSN L1800 F1 (20MHz) + L800 F1 (15Mhz) | 1CC | 2 | 15 | N78 | IIB
Jan 2019 add | SHJ0433 | Al Jawaher Twin Towers |  | SHJ5433 | SHJL0433 |  | DXB | 25.3108 | 55.3737 | ETC | Residential | IBS | Sharjah | SHARJAH_AL MAMZAR | 3010400 | 1CC |  | SHJ_E3380U_10037_001002001 | in |  | On Air | On Air |  | Huawei | 3G+4G | HW U900 F1 | HW L1.8 F1 (20M) |  | 4/4 |  |  | IIB
Jan 2019 add | IDX5417 | MCC Cinema and Parking Passive DAS |  | IDX0417_U900 | IDXL5417 | IDXNR5417 | DXB | 25.2162 | 55.4077 | ETC | Mall | IBS | Dubai North | DUBAI_MIRDIF | 1025100 | 3CC | Yes | DXB_E3378C_10550_001005001 | in |  | On Air | On Air | On Air | Huawei | 3G+4G+5G | HW U900 F1 | HW L1.8 F1/F2 (20+10M) + L800 F1 (15M) | 1CC | 9/3 | 3/0 | N41 | IIB
Jan 2019 add | RAK0557 | RAK Courts |  | RAK5557 | RAKL0557 |  | NE | 25.7771 | 55.9357 | du | Government | IBS | Ras Al Khaimah | RAS AL-KHAIMAH_OLD RAK | 7031400 | 1CC |  | RKT_E3885Y_10008_001001002 | in |  | On Air | On Air |  | Huawei | 3G+4G | HW U2.1 F2 | HW L1.8 F1 (20M) |  | 1/1 |  |  | IIB
Jan 2019 add | IDX5932 | The Gevora Hotel @ SZR (aka. Ahmed Abdul Rahim Al Attar Tower) |  | IDX0932 | IDXL5932 | IDXNR5932 | DXB | 25.2128 | 55.277 | ETC | Hotel | IBS | Dubai North | DUBAI_TRADE CENTER SECOND | 1033600 | 1CC |  | DXB_E3278A_11532_001033001 | in |  | On Air | On Air | On Air | Huawei | 3G+4G+5G | HW U900 F1 | HW L1.8 F1 (20M) | 1CC | 6/6 | 6/0 | N41 | IIB
Jan 2019 add | IDX5668 | ND Gardens 4 |  | IDX0668 | IDXL5668 |  | DXB | 25.189 | 55.3958 | du | Residential | IBS | Dubai North | DUBAI_NADD AL HAMAR | 1041600 | 2CC |  | DXB_E3378G_10310_001013003 | in |  | On Air | On Air |  | Huawei | 3G+4G | HW U2.1 F2 / U900 F1 | HW L1.8 F1 (20M) + L800 F1 (15M) |  | 3 |  |  | GPON
Jan 2019 add | IDX0951E | ATOM Naboodah Head Office at Awir |  | IDX0951E | IDXL5951V |  | DXB | 25.1587 | 55.5147 | du | commercial | ATOM | Dubai North | DUBAI_AL ROWAIYAH THIRD (800) | 1081400 | 1CC |  | DXB_E3478R_10151_001001002 | in |  | On Air | On Air |  | Huawei | 3G+4G | HW U2.1 F2 | HW L1.8 F1 (20M) |  | 1 |  |  | IIB
Apr 2019 Update | IDX5213 | Al Badia Residence Bldg 21 |  | IDX0213 | IDXL5213 |  | DXB | 25.2178 | 55.3709 | du | Residential | IBS | Dubai North | DUBAI_AL KHEERAN (RAS AL HAMAR) | 1041200 | 2CC |  | DXB_E3379U_12274_001002002 | in |  | On Air | On Air |  | Huawei | 3G+4G | HW U2.1 F2 / U900 F1 | HW L1.8 F1 (20M) + L800 F1 (15M) |  | 3 |  |  | IIB
Jan 2019 add | IDX5326 | GoldState Hotel Al Jadaf |  | IDX0326 | IDXL5326 |  | DXB | 25.221 | 55.3345 | du | Hotel | IBS | Dubai North | DUBAI_AL JADAF | 1032600 | 2CC |  | DXB_E3279X_10661_001002003 | in |  | On Air | On Air |  | Huawei | 3G+4G | HW U2.1 F2 / U900 F1 | HW L1.8 F1 (20M) + L800 F1 (15M) |  | 2/2 |  |  | IIB
Jan 2019 add | IDX5486 | JLT - L2 dubai star |  | IDX0486 | IDXL5486 |  | DXB | 25.0655 | 55.1395 | du | Residential | IBS | Dubai South | DUBAI_Jumeirah Lakes Towers (JLT) | 1039301 | 2CC |  | DXB_E3077S_10415_001031002 | in |  | On Air | On Air |  | Huawei | 3G+4G | HW U2.1 F2 / U900 F1 | HW L1.8 F1 (20M) + L800 F1 (15M) |  | 10/10 |  |  | IIB
Oct 2019 update | IDX5574 | Symphony Tower_BB |  | IDX0574 | IDXL5574 |  | DXB | 25.1865 | 55.2676 | ETC | Commercial | IBS | Dubai North | DUBAI_BURJ KHALIFA (BUSINESS BAY) | 1034500 | 1CC |  | DXB_E3278F_10353_001008002 | in |  | On Air | On Air |  | Huawei | 3G+4G | HW U900 F1 | HW L1.8 F1 (20M) |  | 3/3 |  |  | IIB
Jan 2019 add | IAD5114 | ADNEC Hall 8 and 9 |  | IAD0114 | IADL5114 |  | AUH | 24.419873° | 54.435345° | ETC | Exhibition | IBS | Abu Dhabi | ABU DHABI_Al Safarat | 2501901 | 4CC | Yes | AUH_E2370R_10338_001001001 | in |  | On Air | On Air |  | Nokia | 3G+4G | NSN U2.1 F1+F2 / U900 F1 | NSN L18 F1/F2 (20+15M) + L800 F1 (15M) + L21 F1 (15M) |  | 10 |  |  | IIB
Jan 2019 add | SHJ0257 | Al Manara Tower-2 |  | SHJ5257 | SHJL0257 |  | NE | 25.3149 | 55.3762 | ETC | Residential | IBS | Sharjah | SHARJAH_AL MAMZAR | 3010400 | 1CC |  | SHJ_E3380U_10120_001001001 | in |  | On Air | On Air |  | Huawei | 3G+4G | HW U2.1 F2 / U900 F1 | HW L1.8 F1 (20M) |  | 2/4 |  |  | IIB
Jan 2019 add | IAD5110 | ADNEC Hall 1 to 4 |  | IAD0110 | IADL5110 | IADNR5110A | AUH | 24.418561° | 54.437753° | ETC | Exhibition | IBS | Abu Dhabi | ABU DHABI_Al Safarat | 2501901 | 4CC | Yes | AUH_E2370R_10338_001001005 | in |  | On Air | On Air | On Air | Nokia | 3G+4G+5G | NSN U2.1 F1+F2 / U900 F1 | NSN L18 F1/F2 (20+15M) + L800 F1 (15M) + L21 F1 (15M) | 1CC | 10 | 119 | N78 | IIB
Jan 2019 add | IDX5468 | ND Gardens 1 |  | IDX0468 | IDXL5468 |  | DXB | 25.1947 | 55.3955 | du | Residential | IBS | Dubai North | DUBAI_NADD AL HAMAR | 1041600 | 2CC |  | DXB_E3378G_10309_001013003 | in |  | On Air | On Air |  | Huawei | 3G+4G | HW U2.1 F2 / U900 F1 | HW L1.8 F1 (20M) + L800 F1 (15M) |  | 3 |  |  | GPON
Jan 2019 add | IDX0944E | ATOM Beach Club @ One & Only Royal Mirage |  | IDX0944E | IDXL5944V |  | DXB | 25.1008 | 55.1536 | du | hotel | ATOM | Dubai South | DUBAI_AL SAFOUH SECOND | 1038200 | 1CC |  | DXB_E3077J_10349_001001001 | in |  | On Air | On Air |  | Huawei | 3G+4G | HW U2.1 F2 | HW L1.8 F1 (20M) |  | 1 |  |  | IIB
Jan 2019 add | IAD5116 | ADNEC Hall 10 to 11 |  | IAD0116 | IADL5116 |  | AUH | 24.421076° | 54.436140° | ETC | Exhibition | IBS | Abu Dhabi | ABU DHABI_Al Safarat | 2501901 | 4CC | Yes | AUH_E2370R_10338_001001002 | in |  | On Air | On Air |  | Nokia | 3G+4G | NSN U2.1 F1+F2 / U900 F1 | NSN L18 F1/F2 (20+15M) + L800 F1 (15M) + L21 F1 (15M) |  | 8 |  |  | IIB
Jan 2019 add | IDX5810 | Residential and CommercialBuildingG+3P+14 |  | IDX0810 | IDXL5810 |  | DXB | 25.1782 | 55.2721 | du | Commercial | IBS | Dubai North | DUBAI_BURJ KHALIFA (BUSINESS BAY) | 1034500 | 2CC |  | DXB_E3278K_10793_001020002 | in |  | On Air | On Air |  | Huawei | 3G+4G | HW U2.1 F2 / U900 F1 | HW L1.8 F1 (20M) + L800 F1 (15M) |  | 3 |  |  | IIB
Jan 2019 add | IDX5587 | Al Thuraya Tower 2 |  | IDX0587 | IDXL5587 |  | DXB | 25.0905 | 55.1529 | ETC | Residential | IBS | Dubai South | DUBAI_AL SAFOUH SECOND | 1038200 | 2CC |  | DXB_E3077J_10017_001006002 | in |  | On Air | On Air |  | Huawei | 3G+4G | HW U2.1 F2 / U900 F1 | HW L1.8 F1 (20M) + L800 F1 (15M) |  | 9 |  |  | dufix
Jan 2019 add | SHJ0465 | Marwan Hotel_Sharjah |  | SHJ5465 | SHJL0465 |  | NE | 25.3175 | 55.3809 | ETC | Hotel | IBS | Sharjah | SHARJAH_AL MAZAJ SECOND | 3010700 | 1CC |  | SHJ_E3380V_10144_001001001 | in |  | On Air | On Air |  | Huawei | 3G+4G | HW U900 F1 | HW L1.8 F1 (20M) |  | 2/2 |  |  | IIB
Jan 2019 add | AUH0599 | ADCO Staff Accommodation - New Block B2 |  | AUH5599 | AUHL0599 |  | AUH | 24.3057 | 54.1118 | du | Residential | IBS | WR | ABU DHABI_AD DUBAYYAH | 2042100 | 1CC |  | AUH_E2069V_10002_001002001 | in |  | On Air | On Air |  | Nokia | 3G+4G | NSN U2.1 F1+F2 | NSN L18 F1 (20M) |  | 1 |  |  | MW
Jan 2019 add | IAD5150 | NEB ADCO Staff Accommodation - Existing Buildings |  | IAD0150 | IADL5150 |  | AUH | 24.306 | 54.1135 | du | Residential | IBS | WR | ABU DHABI_AD DUBAYYAH | 2042100 | 1CC |  | AUH_E2069U_10001_001001002 | in |  | On Air | On Air |  | Nokia | 3G+4G | NSN U2.1 F1+F2 | NSN L18 F1 (20M) |  | 3 |  |  | MW
Jan 2019 add | AUH0729 | ADCO Staff Accommodation - New Block B1 |  | AUH5729 | AUHL0729 |  | AUH | 24.3076 | 54.1142 | du | Residential | IBS | WR | ABU DHABI_AD DUBAYYAH | 2042100 | 1CC |  | AUH_E2069U_10001_001002001 | in |  | On Air | On Air |  | Nokia | 3G+4G | NSN U2.1 F1+F2 | NSN L18 F1 (20M) |  | 1 |  |  | MW
Jan 2019 add | AUH0797 | ADCO Contractor Accommodation - New Block |  | AUH5797 | AUHL0797 |  | AUH | 24.3067 | 54.1148 | du | Residential | IBS | WR | ABU DHABI_AD DUBAYYAH | 2042100 | 1CC |  | AUH_E2069V_10001_001002001 | in |  | On Air | On Air |  | Nokia | 3G+4G | NSN U2.1 F1+F2 | NSN L18 F1 (20M) |  | 1 |  |  | MW
Jan 2019 add | AUH0513 | Emirates Palace_East Wing, Ballroom, Chamber Right & Carpark |  | AUH5513 | AUHL0513 |  | AUH | 24.4623 | 54.3181 | ETC | Hotel | IBS | Abu Dhabi | ABU DHABI_Al Ras Al Akhdar | 2500500 | 1CC |  | AUH_E2270B_10001_001001002 | in |  | On Air | On Air |  | Huawei/Nokia | 3G+4G | HW U900 F1 | NSN L800 F1 (15M) |  | 6 |  |  | IIB
Jan 2019 add | IAD5112 | ADNEC Hall 5 to 7_Atrium and Conference |  | IAD0112 | IADL5112 | IADNR5110B | AUH | 24.418900° | 54.436516° | ETC | Exhibition | IBS | Abu Dhabi | ABU DHABI_Al Safarat | 2501901 | 4CC | Yes | AUH_E2370R_10338_001001004 | in |  | On Air | On Air | On Air | Nokia | 3G+4G+5G | NSN U2.1 F1+F2 / U900 F1 | NSN L18 F1/F2 (20+15M) + L800 F1 (15M) + L21 F1 (15M) | 1CC | 10 | 92 | N78 | IIB
Jan 2019 add | IAD5118 | ADNEC ICC Hall A and B |  | IAD0118 | IADL5118 |  | AUH | 24.418404° | 54.438572° | ETC | Exhibition | IBS | Abu Dhabi | ABU DHABI_Al Safarat | 2501901 | 4CC | Yes | AUH_E2370R_10338_001001003 | in |  | On Air | On Air |  | Nokia | 3G+4G | NSN U2.1 F1+F2 / U900 F1 | NSN L18 F1/F2 (20+15M) + L800 F1 (15M) + L21 F1 (15M) |  | 8 |  |  | IIB
Jan 2022 update | IAD5120 | ADNEC Grandstand Offices |  | IAD0120 | IADL5120 | IADNR5120 | AUH | 24.417880° | 54.436500° | ETC | Exhibition | IBS | Abu Dhabi | ABU DHABI_Al Safarat | 2501901 | 4CC | Yes | AUH_E2370R_10338_001001006 | in |  | On Air | On Air | On Air | Nokia | 3G+4G+5G | NSN U2.1 F1+F2 / U900 F1 | NSN L18 F1/F2 (20+15M) + L800 F1 (15M) + L21 F1 (15M) | 1CC | 8 | 41 | N78 | IIB
Jan 2019 add | IAD5123 | Tahnoon Tower |  | IAD0123 | IADL5123 |  | AUH | 24.4857 | 54.3582 | du | Mixed used | IBS | Abu Dhabi | ABU DHABI_Al Markaziyah | 2500200 | 3CC | Yes | AUH_E2271X_10614_001006001 / AUH_E2271X_10614_001007001 | in |  | On Air | On Air |  | Nokia | 3G+4G | NSN U900 F1 | NSN L1800 F1/F2 (20+15M) + L800 F1 (15M) |  | 4 |  |  | MW
Jan 2019 add | DXN0046 | Asia Cup-Al Nasr Club Stadium |  | DXN5046 | DXNL0046 | DXNNR0046 | DXB | 25.2398 | 55.3126 | ETC | Stadium | IBS | Dubai North | DUBAI_OUD METHA | 1031900 | 4CC | Yes | DXB_E3279R_10291_001001001 | in |  | On Air | On Air | On Air | Huawei | 3G+4G+5G | HW U900 F1 | HW L1.8 F1/F2 (20+15M) + L800 F1 (15M) + L21 (10M) | 1CC | 8/4 | 4/0 | N41 | IIB
Jan 2019 add | DXN0013 | Al Nasr Club Stadium Seating Area |  | DXN5013 | DXNL0013 | DXNNR0013 | DXB | 25.2398 | 55.3126 | ETC | Stadium | IBS | Dubai North | DUBAI_OUD METHA | 1031900 | 4CC | Yes | DXB_E3279R_10291_001001002 | in |  | On Air | On Air | On Air | Huawei | 3G+4G+5G | HW U900 F1 | HW L1.8 F1/F2 (20+15M) + L800 F1 (15M) + L21 (10M) | 1CC | 20/10 | 10/0 | N41 | IIB
Feb 2019 add | AUH0650 | Al Muneera Mainland_Al Nada_1 (CA1& CA2) Buildings |  | AUH5650 | AUHL0650 |  | AUH | 24.449831 | 54.6065 | ETC | Residential | IBS | Abu Dhabi | ABU DHABI_Al Hosn | 2500300 | 2CC |  | AUH_E2570G_10063_001001002 | in |  | On Air | On Air |  | Nokia | 3G+4G | NSN U900 F1 | NSN L1800 F1 (20MHz) + L800 F1 (15Mhz) |  | 8 |  |  | MW
Feb 2019 add | SHJ0264 | Holiday inn Sharjah | SHJ0264 | SHJ5264 | SHJL0264 |  | NE | 25.34 | 55.3842 | du | Hotel | IBS | Sharjah | SHARJAH_AL MAZAJ FIRST | 3010600 | 0 |  | SHJ_E3380Q_10283_001002002 | in | Locked | On Air | On Air |  | Huawei | 3G+4G | HW U2.1 F2 | HW L18 F1 (20M) |  | 2 |  |  | IIB
Mar 2019 Update | SHJ0403 | Al Ohali Tower |  | SHJ5403 | SHJL0403 |  | NE | 25.3331 | 55.3756 | du | Residential | IBS | Sharjah | SHARJAH_AL MAZAJ THIRD | 3010500 | 1CC |  | SHJ_E3380P_10164_001001002 | in |  | On Air | On Air |  | Huawei | 3G+4G | HW U2.1 F2 | HW L1.8 F1 (20M) |  | 3/3 |  |  | MW
Feb 2019 add | AUH0736 | Al Muneera Mainland Al Sana_2(CC & lower CD2) Buildings |  | AUH5736 | AUHL0736 |  | AUH | 24.449831 | 54.6065 | ETC | Residential | IBS | Abu Dhabi | ABU DHABI_SHATIE AL RAHA | 2042400 | 3CC | Yes | AUH_E2570G_10063_001001001 | in |  | On Air | On Air |  | Nokia | 3G+4G | NSN U900 F1 | NSN L1800 F1/F2 (20+15M) + L800 F1 (15M) |  | 6 |  |  | MW
Feb 2019 add | SHJ0249 | Mega Mall (MIMO) |  | SHJ5249 | SHJL0249 | SHJNR0249 | NE | 25.345 | 55.3989 | ETC | Mall | IBS | Sharjah | SHARJAH_ABU SHUGHARA | 3010800 | 3CC | Yes | SHJ_E3380L_10002_001005002 | in |  | On Air | On Air | On Air | Huawei | 3G+4G+5G | HW U2.1 F2 / U900 F1 | HW L1.8 F1/F2 (20+10M) + L800 F1 (15M) | 1CC | 3/2 | 1/0 | N41 | IIB
Feb 2019 add | FUJ0623 | Fujairah Century Mall |  | FUJ5623 | FUJL0623 |  | NE | 25.1572 | 56.35 | ETC | Mall | IBS | Fujairah | FUJAIRAH_Al Faseel - Al Sharia | 6000013 | 2CC |  | FJR_E4278T_10542_001001001 | in |  | On Air | On Air |  | Huawei | 3G+4G | HW U900 F1 | HW L1.8 F1 (20M) + L800 F1 (15M) |  | 4 |  |  | IIB
Mar 2019 Update | AAN5397B | ATOM Oud Al Toaba Clinic (Al Ain) |  | AAN5397B | AANL0397II |  | AUH | 24.2294 | 55.7527 | du | Hospital | ATOM | Al Ain | ABU DHABI_CENTRAL DISTRICT | 8001800 | 1CC | Yes | AAN_E3668Y_10005_001001001 | in |  | On Air | On Air |  | Ericsson | 3G+4G | E/// U900 F1 | E/// L1.8 F1 (20M) |  |  |  |  | IIB
Feb 2019 add | IDX5811 | DIFC Gate Avenue 1 |  | IDX0811 | IDXL5811 | IDXNR5811 | DXB | 25.2141 | 55.2819 | du | Mall | IBS | Dubai North | DUBAI_ZAABEEL SECOND | 1033700 | 2CC | Yes | DXB_E3278A_11659_001005001 | in |  | On Air | On Air | On Air | Huawei | 3G+4G+5G | HW U2.1 F2 / U900 F1 | HW L1.8 F1 (20M) + L800 F1 (15M) | 1CC | 12 | 4/0 | N41 | IIB
Mar 2019 Update | AAN5398F | AADC - Distribution Management System Building |  | AAN5398F | AANL0398VI |  | AUH | 24.2333 | 55.7443 | du | Commercial | ATOM | Al Ain | ABU DHABI_AL MUTAREDH | 8001500 | 1CC |  | AAN_E3668X_10015_001001001 | in |  | On Air | On Air |  | Ericsson | 3G+4G | E/// U900 F1 | E/// L1.8 F1 (20M) |  |  |  |  | IIB
Feb 2019 add | IDX0938A | ATOM Fresh Express Foodstuff_Main Building |  | IDX0938A | IDXL5938I |  | DXB | 24.996 | 55.1496 | du | Commercial | ATOM | Dubai South | DUBAI_DUBAI INVESTMENT PARK FIRST | 1059801 | 1CC |  | DXB_E3076O_10371_001001002 | in |  | On Air | On Air |  | Huawei | 3G+4G | HW U2.1 F2 | HW L1.8 F1 (20M) |  | 1 |  |  | MW
Mar 2019 Update | AUH0452 | Al Muneera Island_Al Rahba_1 (AAX,AAY&AAZ) |  | AUH5452 | AUHL0452 |  | AUH | 24.4515 | 54.6039 | ETC | Residential | IBS | Abu Dhabi | ABU DHABI_SHATIE AL RAHA | 2042400 | 4CC |  | AUH_E2570G_10048_001001001 | in |  | On Air | On Air |  | Nokia | 3G+4G | NSN U900 F1 | NSN L18 F1/F2 (20+15M) + L800 F1 (15M) + L21 F1 (15M) |  | 8 |  |  | MW
Feb 2019 add | UAQ0760 | LuLu Shopping Mall |  | UAQ5760 | UAQL0760 | UAQNR0760 | NE | 25.5214 | 55.5444 | du | #N/A | IBS | Umm al Quwain | UMM AL QUWAIN_Green Belt | 5000207 | 4CC |  | UAQ_E3482T_10003_001001057 | in |  | On Air | On Air | On Air | Huawei | 3G+4G+5G | HW U900 F1 | HW L1.8 F1/F2 (20+10M) + L800 F1 (15M) +L21 (20M) | 1CC | 3/2 | 1/0 | N41 | IIB
Mar 2019 Update | IDX5666 | Sheikh Mohamed Al Dhaheri Building (ND Gardens 3) |  | IDX0666 | IDXL5666 |  | DXB | 25.1902 | 55.3955 | du | Residential | IBS | Dubai North | DUBAI_NADD AL HAMAR | 1041600 | 2CC |  | DXB_E3378G_10307_001013003 | in |  | On Air | On Air |  | Huawei | 3G+4G | HW U2.1 F2 / U900 F1 | HW L1.8 F1 (20M) + L800 F1 (15M) |  | 4/4 |  |  | GPON
Feb 2019 add | IAD0990C | ATOM MICCO@KIZAD |  | IAD0990C | IADL5990III |  | AUH | 24.7313 | 54.7461 | du | Commercial | ATOM | Abu Dhabi | ABU DHABI_KHALIFA INDUSTRIAL CITY A | 2100000 | 1CC |  | AUH_E2673I_10004_001001002 | in |  | On Air | On Air |  | Nokia | 3G+4G | NSN U2.1 F1+F2 | NSN L18 F1 (20M) |  | 1 |  |  | IIB
Feb 2019 add | AUH0570 | Al Muneera Island_Al Maha_1 (BA1 & BA2) |  | AUH5570 | AUHL0570 |  | AUH | 24.4517 | 54.6039 | ETC | Residential | IBS | Abu Dhabi | ABU DHABI_SHATIE AL RAHA | 2042400 | 2CC |  | AUH_E2570G_10050_001001001 | in |  | On Air | On Air |  | Nokia | 3G+4G | NSN U900 F1 | NSN L1800 F1 (20MHz) + L800 F1 (15Mhz) |  | 6 |  |  | MW
Mar 2019 Update | AUH0514 | EP_Royal Suites |  | AUH5514 | AUHL0514 |  | AUH | 24.4621 | 54.317 | ETC | Hotel | IBS | Abu Dhabi | ABU DHABI_Al Ras Al Akhdar | 2500500 | 1CC |  | AUH_E2270B_10001_001003001 | in |  | On Air | On Air |  | Huawei/Nokia | 3G+4G | HW U900 F1 | NSN L800 F1 (15M) |  | 4 |  |  | IIB
Feb 2019 add | AUH0571 | Al Muneera Island_Al Maha_2 (BB1 & BB2) |  | AUH5571 | AUHL0571 |  | AUH | 24.4519 | 54.6054 | ETC | Residential | IBS | Abu Dhabi | ABU DHABI_SHATIE AL RAHA | 2042400 | 2CC |  | AUH_E2570G_10052_001001001 | in |  | On Air | On Air |  | Nokia | 3G+4G | NSN U900 F1 | NSN L1800 F1 (20MHz) + L800 F1 (15Mhz) |  | 6 |  |  | IIB
Feb 2019 add | IDX5433 | PT-180-2 Parking Plot Dubai Media City |  | IDX0433 | IDXL5433 |  | DXB | 25.0937 | 55.154 | du | Parking | IBS | Dubai South | DUBAI_AL SAFOUH SECOND | 1038200 | 2CC |  | DXB_E3077J_10370_001002001 | in |  | On Air | On Air |  | Huawei | 3G+4G | HW U2.1 F2 / U900 F1 | HW L1.8 F1 (20M) + L800 F1 (15M) |  | 3 |  |  | IIB
Feb 2019 add | AUH0524 | EP_Chm. Left, Audt., West Wing, Cen.Plant & Laundry |  | AUH5524 | AUHL0524 |  | AUH | 24.4613 | 54.3162 | ETC | Hotel | IBS | Abu Dhabi | ABU DHABI_Al Ras Al Akhdar | 2500500 | 1CC |  | AUH_E2270B_10001_001001003 | in |  | On Air | On Air |  | Huawei/Nokia | 3G+4G | HW U900 F1 | NSN L800 F1 (15M) |  | 6 |  |  | IIB
Mar 2019 Update | IDX5188 | Essa Saleh Al Gurg Tower 2 |  | IDX0188 | IDXL5188 |  | DXB | 25.2598 | 55.3186 | du | Commercial | ATOM | Dubai North | DUBAI_RIGGAT AL BUTEEN | 1012500 | 1CC |  | DXB_E3279M_11426_001010001 | in |  | On Air | On Air |  | Huawei | 3G+4G | HW U2.1 F2 / U900 F1 | HW L1.8 F1 (20M) |  | 1/2 |  |  | IIB
Mar 2019 Update | IDX5917 | Ghalia Tower Hotel Apartments at JVC |  | IDX0917 | IDXL5917 |  | DXB | 25.0527 | 55.1991 | du | Hotel | IBS | Dubai South | DUBAI_AL BARSHA SOUTH FOURTH (JUMEIRAH VILLAGE SOUTH) | 1068100 | 2CC |  | DXB_E3177Q_11964_001001019 | in |  | On Air | On Air |  | Huawei | 3G+4G | HW U2.1 F2 / U900 F1 | HW L1.8 F1 (20M) + L800 F1 (15M) |  | 9 |  |  | IIB
Feb 2019 add | SHJ5497A | ATOM Sharjah Civil Aviation |  | SHJ5497A | SHJL0497I |  | NE | 25.3204 | 55.5229 | du | Government | ATOM | Sharjah | SHARJAH_SHARJAH INTERNATIONAL AIRPORT | 3010900 | 1CC |  | SHJ_E3480X_10004_001003001 | in |  | On Air | On Air |  | Huawei | 3G+4G | HW U2.1 F2 | HW L1.8 F1 (20M) |  | 1 |  |  | MW
Feb 2019 add | KFN0706 | Sharjah University KFN Campus |  | KFN5706 | KFNL0706 |  | NE | 25.3129 | 56.3473 | ETC | University | IBS | Fujairah | SHARJAH_Khorfakkan Rural | 3000023 | 1CC |  | SHJ_E4279E_10017_001001001 | in |  | On Air | On Air |  | Huawei | 3G+4G | HW U900 F1 | HW L1.8 F1 (20M) |  | 3/3 |  |  | IIB
Feb 2021 update | IAD5124 | Armed Forces Officers Club & Hotel |  | IAD0124 | IADL5124 | IADNR5124 | AUH | 24.4014 | 54.4738 | du | Government | IBS | Abu Dhabi | ABU DHABI_Al Madina Al Riyadiya | 2501700 | 3CC | Yes | AUH_E2370Y_10218_001001001 | in |  | On Air | On Air | On Air | Nokia | 3G+4G+5G | NSN U900 F1 | NSN L1800 F1/F2 (20+15M) + L800 F1 (15M) | 1CC | 8 | 2 | N41 | IIB
Mar 2019 Update | AUH0824 | Al Muneera Island_Al Rahba_2 (ABX,ABY,ABZ & Z) |  | AUH5824 | AUHL0824 |  | AUH | 24.4519 | 54.6054 | ETC | Residential | IBS | Abu Dhabi | ABU DHABI_SHATIE AL RAHA | 2042400 | 3CC |  | AUH_E2570G_10049_001001001 | in |  | On Air | On Air |  | Nokia | 3G+4G | NSN U900 F1 | NSN L1800 F1/F2 (20+15M) + L800 F1 (15M) |  | 10 |  |  | MW
Mar 2019 Update | IDX5881 | JLT - LAKE TERRACE (PLOT # D2) |  | IDX0881 | IDXL5881 |  | DXB | 25.0701 | 55.1411 | du | Residential | IBS | Dubai South | DUBAI_Jumeirah Lakes Towers (JLT) | 1039301 | 2CC |  | DXB_E3077N_10600_001001002 | in |  | On Air | On Air |  | Huawei | 3G+4G | HW U2.1 F2 / U900 F1 | HW L1.8 F1 (20M) + L800 F1 (15M) |  | 12 |  |  | IIB
Feb 2019 add | IDX5295 | Kingdom of Shiba at Palm Jumeirah_Block A & B |  | IDX0295 | IDXL5295 |  | DXB | 25.1199 | 55.1107 | du | Hotel | IBS | Dubai South | DUBAI_NAKHLAT JUMEIRA (THE PALM JUMEIRAH) | 1038100 | 2CC |  | DXB_E3077C_10331_001001003 | in |  | On Air | On Air |  | Huawei | 3G+4G | HW U2.1 F2 / U900 F1 | HW L1.8 F1 (20M) + L800 F1 (15M) |  | 10/12 |  |  | IIB
Feb 2019 add | IDX5263 | Millenium Tower @ SZR |  | IDX0263 | IDXL5263 |  | DXB | 25.1953 | 55.2656 | ETC | Commercial | IBS | Dubai North | DUBAI_BURJ KHALIFA (BUSINESS BAY) | 1034500 | 1CC |  | DXB_E3278F_10250_001011009 | in |  | On Air | On Air |  | Huawei | 3G+4G | HW U900 F1 | HW L1.8 F1 (20M) |  | 6/6 |  |  | IIB
Feb 2019 add | IDX5469 | JLT - A1 New Dubai Gate 2 |  | IDX0469 | IDXL5469 |  | DXB | 25.0657 | 55.1371 | du | Residential | IBS | Dubai South | DUBAI_Jumeirah Lakes Towers (JLT) | 1039301 | 2CC |  | DXB_E3077S_10031_001005001 | in |  | On Air | On Air |  | Huawei | 3G+4G | HW U2.1 F2 / U900 F1 | HW L1.8 F1 (20M) + L800 F1 (15M) |  | 8/8 |  |  | IIB
Feb 2019 add | IDX5681 | Blue Water Retail Wharf - 1 |  | IDX0681 | IDXL5681 | IDXNR5681 | DXB | 25.078917 | 55.1232 | du | Mall | IBS | Dubai South | DUBAI_MARSA DUBAI | 1039200 | 3CC | Yes | DXB_E3077N_10788_001004006 | in |  | On Air | On Air | On Air | Huawei | 3G+4G+5G | HW U2.1 F2 / U900 F1 | HW L1.8 F1/F2 (20+10M) + L800 F1 (15M) | 1CC | 8/8 | 4/0 | N41 | GPON
Mar 2019 Update | AUH0735 | Al Muneera Mainland_Al Sana_1(CB) & Etihad Airways Centre Buildings |  | AUH5735 | AUHL0735 |  | AUH | 24.449831 | 54.6065 | ETC | Residential | IBS | Abu Dhabi | ABU DHABI_SHATIE AL RAHA | 2042400 | 2CC |  | AUH_E2570G_10063_001001004 | in |  | On Air | On Air |  | Nokia | 3G+4G | NSN U900 F1 | NSN L1800 F1 (20MHz) + L800 F1 (15Mhz) |  | 6 |  |  | MW
Feb 2019 add | AUH0743 | Al Muneera Mainland_Al Nada_2 (Upper CD2 & CD1) Buildings |  | AUH5743 | AUHL0743 |  | AUH | 24.449831 | 54.6065 | ETC | Residential | IBS | Abu Dhabi | ABU DHABI_SHATIE AL RAHA | 2042400 | 3CC |  | AUH_E2570G_10063_001001003 | in |  | On Air | On Air |  | Nokia | 3G+4G | NSN U900 F1 | NSN L1800 F1/F2 (20+15M) + L800 F1 (15M) |  | 6 |  |  | MW
Mar 2019 add | IAD5083 | New Mafraq Hospital_Patient building Block A & Block B |  | IAD0083 | IADL5083 | IADNR5083 | AUH | 24.3242 | 54.6134 | ETC | Hospital | IBS | Abu Dhabi | ABU DHABI_SHAKHBOUT CITY | 2004500 | 2CC | Yes | AUH_E2569Q_10002_001001005; AUH_E2569Q_10002_001003001 | in |  | On Air | On Air | On Air | Nokia | 3G+4G+5G | NSN U2.1 F2 / U900 F1 | NSN L1800 F1 (20MHz) + L800 F1 (15Mhz) | 1CC | 6 | 3 | N41 | IIB
Mar 2019 add | IDX5891 | Hamsa Building_ Ansar Mall |  | IDX0891 | IDXL5891 |  | DXB | 25.252 | 55.3085 | du | Mall | IBS | Dubai North | DUBAI_AL KARAMA | 1031800 | 2CC |  | DXB_E3279R_11467_001010001 | in |  | On Air | On Air |  | Huawei | 3G+4G | HW U2.1 F2 / U900 F1 | HW L1.8 F1 (20M) + L800 F1 (15M) |  | 6 |  |  | IIB
Mar 2019 add | AJM0956 | Radisson Blu Hotel - Ajman |  | AJM5956 | AJML0956 |  | NE | 25.4024 | 55.4843 | du | Hotel | IBS | Ajman | AJMAN_JURF 2 | 4002200 | 2CC |  | AJM_E3481V_11576_001005001 | in |  | On Air | On Air |  | Huawei | 3G+4G | HW U2.1 F2 / U900 F1 | HW L1.8 F1 (20M) + L800 F1 (15M) |  | 9 |  |  | IIB
Mar 2019 add | IAD5205 | Al Forsan International Sports Resort |  | IAD0205 | IADL5205 |  | AUH | 24.4064 | 54.5435 | du | Commercial | IBS | Abu Dhabi | ABU DHABI_KHALIFA CITY | 2042600 | 2CC |  | AUH_E2470W_10292_001001001 | in |  | On Air | On Air |  | Nokia | 3G+4G | NSN U900 F1 | NSN L1800 F1 (20MHz) + L800 F1 (15Mhz) |  | 2 |  |  | IIB
Mar 2019 add | IDX0944B | ATOM Dubai Parks Data Centre Building |  | IDX0944B | IDXL5944II |  | DXB | 24.9195 | 54.9933 | du | Commercial | ATOM | Dubai South | Dubai_Saih Shuaib 1 | 1051300 | 1CC |  | DXB_E2975G_10007_001001001 | in |  | On Air | On Air |  | Huawei | 3G+4G | HW U2.1 F2 | HW L1.8 F1 (20M) |  | 1 |  |  | IIB
Mar 2019 add | SHJ0480 | Style Tower |  | SHJ5480 | SHJL0480 |  | NE | 25.3176 | 55.3759 | ETC | Residential | IBS | Sharjah | SHARJAH_AL KHAN | 3010300 | 1CC |  | SHJ_E3380U_10168_001001001 | in |  | On Air | On Air |  | Huawei | 3G+4G | HW U2.1 F2 | HW L1.8 F1 (20M) |  | 4/4 |  |  | IIB
Mar 2019 add | IDX0948E | ATOM Al Nasif_2 |  | IDX0948E | IDXL5948V |  | DXB | 25.2556 | 55.3394 | du | Commercial | ATOM | Dubai North | DUBAI_DUBAI INTL AIRPORT (DUBAI INTERNATIONAL AIRPORT) | 1022100 | 1CC |  | DXB_E3279N_11589_001006042 | in |  | On Air | On Air |  | Huawei | 3G+4G | HW U2.1 F2 | HW L1.8 F1 (20M) |  | 1 |  |  | IIB
Mar 2019 add | IDX0948D | ATOM Al Nasif_1 |  | IDX0948D | IDXL5948IV |  | DXB | 25.2556 | 55.3394 | du | Commercial | ATOM | Dubai North | DUBAI_DUBAI INTL AIRPORT (DUBAI INTERNATIONAL AIRPORT) | 1022100 | 1CC |  | DXB_E3279N_11589_001006041 | in |  | On Air | On Air |  | Huawei | 3G+4G | HW U2.1 F2 | HW L1.8 F1 (20M) |  | 1 |  |  | IIB
Apr 2019 Update | AAN5397D | ATOM Specialized Medical Care Hospital in Al Ain |  | AAN5397D | AANL0397IV |  | AUH | 24.2147 | 55.7578 | du | Hospital | IBS | Al Ain | ABU DHABI_AL JAHILI | 8001600 | 1CC |  | AAN_E3667E_10434_001001001 | in |  | On Air | On Air |  | Ericsson | 3G+4G | E/// U900 F1 | E/// L1.8 F1 (20M) |  |  |  |  | IIB
Mar 2019 add | AJM0957 | Yasmeen B_Podium_B1_B2 |  | AJM5957 | AJML0957 |  | NE | 25.3968 | 55.4832 | du | Residential | IBS | Ajman | AJMAN_JURF 2 | 4002200 | 2CC |  | AJM_E3480B_12732_001007002 | in |  | On Air | On Air |  | Huawei | 3G+4G | HW U2.1 F2 / U900 F1 | HW L1.8 F1 (20M) + L800 F1 (15M) |  | 6/6 |  |  | IIB
Mar 2019 add | AUH0859 | ADCB HQ Office |  | AUH5859 | AUHL0859 |  | AUH | 24.4931 | 54.3747 | ETC | Commercial | IBS | Abu Dhabi | ABU DHABI_Madinat Zayed(AD) | 2501200 | 2CC |  | AUH_E2271Y_11458_001013001 | in |  | On Air | On Air |  | Nokia | 3G+4G | NSN U900 F1 | NSN L1800 F1 (20MHz) + L800 F1 (15Mhz) |  | 4 |  |  | MW
Mar 2019 add | AJM0958 | Yasmeen B_B3_B4_B5_B6 |  | AJM5958 | AJML0958 | AJMNR0958 | NE | 25.3968 | 55.4832 | du | Residential | IBS | Ajman | AJMAN_JURF 2 | 4002200 | 2CC |  | AJM_E3480B_12731_001014001 | in |  | On Air | On Air | On Air | Huawei | 3G+4G | HW U2.1 F2 / U900 F1 | HW L1.8 F1 (20M) + L800 F1 (15M) | 1CC | 12 | 4 | N41 | IIB
Mar 2019 add | IDX0937C | ATOM Bond Interior 1 |  | IDX0937C | IDXL5937III |  | DXB | 24.8428 | 55.0886 | du | Commercial | ATOM | Dubai South | DUBAI_SAIH SHUAIB 3 | 1053200 | 1CC |  | DXB_E3074A_10202_001001004 | in |  | On Air | On Air |  | Huawei | 3G+4G | HW U2.1 F2 | HW L1.8 F1 (20M) |  | 1 |  |  | IIB
Mar 2019 add | IDX5376 | Tiara Hotel at Palm Jumeirah |  | IDX0376 | IDXL5376 |  | DXB | 25.1151 | 55.1407 | du | Hotel | IBS | Dubai South | DUBAI_NAKHLAT JUMEIRA (THE PALM JUMEIRAH) | 1038100 | 2CC |  | DXB_E3077D_11100_001002001 | in |  | On Air | On Air |  | Huawei | 3G+4G | HW U2.1 F2 / U900 F1 | HW L1.8 F1 (20M) + L800 F1 (15M) |  | 6/6 |  |  | IIB
Mar 2019 add | IDX0937D | ATOM Bond Interior 2 |  | IDX0937D | IDXL5937IV |  | DXB | 24.8428 | 55.0886 | du | Commercial | ATOM | Dubai South | DUBAI_SAIH SHUAIB 3 | 1053200 | 1CC |  | DXB_E3074A_10202_001001005 | in |  | On Air | On Air |  | Huawei | 3G+4G | HW U2.1 F2 | HW L1.8 F1 (20M) |  | 1 |  |  | IIB
Mar 2019 add | IAD5216 | AUH Club for Special Needs |  | IAD0216 | IADL5216 |  | AUH | 24.3168 | 54.5832 | ETC | Commercial | IBS | Abu Dhabi | ABU DHABI_Mohammed Bin Zayed City | 2044801 | 2CC |  | AUH_E2469Y_10003_001002001 | in |  | On Air | On Air |  | Nokia | 3G+4G | NSN U900 F1 | NSN L1800 F1 (20MHz) + L800 F1 (15Mhz) |  | 2 |  |  | IIB
Mar 2019 add | DXB5236E | ATOM Gautam International FZE |  | DXB5236E | DXBL0236V |  | DXB | 24.9086 | 55.0695 | du | Warehouse | ATOM | Dubai South | DUBAI_JABAL ALI INDUSTRIAL THIRD (JABAL ALI INDUSTRIAL 3) | 1051600 | 1CC |  | DXB_E3075F_10002_001001001 | in |  | On Air | On Air |  | Huawei | 3G+4G | HW U2.1 F2 | HW L1.8 F1 (20M) |  | 1 |  |  | IIB
Apr 2019 Update | SHJ0450 | Oasis Mall_Sharjah |  | SHJ5450 | SHJL0450 |  | NE | 25.3488 | 55.4097 | ETC | Mall | IBS | Sharjah | SHARJAH_AL GHUBAIBA | 3005800 | 2CC |  | SHJ_E3380M_10012_001006001 | in |  | On Air | On Air |  | Huawei | 3G+4G | HW U2.1 F2 / U900 F1 | HW L1.8 F1 (20M) + L800 F1 (15M) |  | 6 |  |  | IIB
Mar 2019 add | IDX5919 | Next Generation School |  | IDX0919 | IDXL5919 |  | DXB | 25.099 | 55.1893 | du | University | IBS | Dubai South | DUBAI_AL BARSHA THIRD | 1037500 | 2CC |  | DXB_E3177G_12515_001001001 | in |  | On Air | On Air |  | Huawei | 3G+4G | HW U2.1 F2 / U900 F1 | HW L1.8 F1 (20M) + L800 F1 (15M) |  | 2/2 |  |  | IIB
Apr 2019 Update | IDX5499 | Al Badia Residence Bldg 23 |  | IDX0499 | IDXL5499 |  | DXB | 25.2165 | 55.3719 | du | Residential | IBS | Dubai North | DUBAI_AL KHEERAN (RAS AL HAMAR) | 1041200 | 2CC |  | DXB_E3378A_10463_001001001 | in |  | On Air | On Air |  | Huawei | 3G+4G | HW U2.1 F2 / U900 F1 | HW L1.8 F1 (20M) + L800 F1 (15M) |  | 2/2 |  |  | IIB
Mar 2019 add | IAD0993A | ATOM KIZAD Datacenter FAB |  | IAD0993A | IADL5993I |  | AUH | 24.6972 | 54.7488 | du | Commercial | ATOM | Abu Dhabi | ABU DHABI_KHALIFA INDUSTRIAL CITY A | 2100000 | 1CC |  | AUH_E2673S_10057_001002001 | in |  | On Air | On Air |  | Nokia | 3G+4G | NSN U2.1 F1+F2 | NSN L18 F1 (20M) |  | 1 |  |  | IIB
July 2019 Update | IDX5748 | The Onyx Tower 3 @ Tecom |  | IDX0748 | IDXL5748 |  | DXB | 25.0968 | 55.1688 | ETC | Hotel | IBS | Dubai South | DUBAI_AL THANYAH THIRD (EMIRATES HILL SECOND) | 1038800 | 1CC |  | DXB_E3177F_11129_001001001 | in |  | On Air | On Air |  | Huawei | 3G+4G | HW U2.1 F2 | HW L1.8 F1 (20M) |  | 3/3 |  |  | IIB
Apr 2019 add | IDX5247 | Dubai Taxi Main Office and Accommodation Buildings |  | IDX0247 | IDXL5247 |  | AUH | 24.4105 | 54.4915 | du | Residential | IBS | Dubai North | DUBAI_MUHAISANAH FOURTH | 1024500 | 1CC |  | DXB_E3379H_11033_001002001 | in |  | On Air | On Air |  | Huawei | 3G+4G | HW U2.1 F2 | HW L1.8 F1 (20M) |  | 10/10 |  |  | IIB
Apr 2019 add | IAD5131 | Shangri-La Residences (Block A, B & C) |  | IAD0131 | IADL5131 |  | AUH | 24.4105 | 54.4915 | ETC | Residential | IBS | Abu Dhabi | Abu Dhabi_AL MAQTA AREA | 2044000 | 2CC |  | AUH_E2470P_10489_001004001 | in |  | On Air | On Air |  | Nokia | 3G+4G | NSN U900 F1 | NSN L1800 F1 (20MHz) + L800 F1 (15Mhz) |  | 6 |  |  | IIB
Apr 2019 add | DXN0027 | Mandarin Oriental Hotel Jumeirah Beach |  | DXN5027 | DXNL0027 | DXNNR0027 | DXB | 25.2168 | 55.2509 | ETC | Hotel | IBS | Dubai North | Dubai_JUMEIRA FIRST | 1033200 | 3CC |  | DXB_E3179Y_11548_001002002 | in |  | On Air | On Air | On Air | Huawei | 3G+4G+5G | HW U2.1 F2 / U900 F1 | HW L1.8 F1/F2 (20+10M) + L800 F1 (15M) | 2CC | 6 | 2/23 | N41+N78 F1+N78 F2 | IIB
Apr 2019 add | DXN0010 | Carlton Hotel – previously called Warwick Hotel |  | DXN5010 | DXNL0010 |  | DXB | 25.2092 | 55.2749 | ETC | Hotel | IBS | Dubai North | DUBAI_TRADE CENTER SECOND | 1033600 | 1CC |  | DXB_E3278A_11515_001038001 | in |  | On Air | On Air |  | Huawei | 3G+4G | HW U900 F1 | HW L1.8 F1 (20M) |  | 6/6 |  |  | IIB
Apr 2019 add | DXN0502 | Mediclinic Parkview Hospital |  | DXN5502 | DXNL0502 |  | DXB | 25.0654 | 55.2489 | ETC | Hospital | IBS | Dubai South | DUBAI_AL BARSHA SOUTH THIRD | 1067300 | 1CC |  | DXB_E3177T_10299_001006002 | in |  | On Air | On Air |  | Huawei | 3G+4G | HW U2.1 F2 | HW L1.8 F1 (20M) |  | 2/2 |  |  | IIB
Apr 2019 add | DXN0883 | Sheikh Butti Building_Dubai |  | DXN5883 | DXNL0883 |  | DXB | 25.0861 | 55.3113 | ETC | Residential | IBS | Dubai South | Dubai_WADI AL SAFA 3 (RANCHES) | 1064500 | 2CC |  | DXB_E3277M_10118_001002001 | in |  | On Air | On Air |  | Huawei | 3G+4G | HW U2.1 F2 / U900 F1 | HW L1.8 F1 (20M) + L800 F1 (15M) |  | 9 |  |  | MW
Apr 2019 add | DXN0544 | Premier inn Al Jaddaf |  | DXN5544 | DXNL0544 |  | DXB | 25.2214 | 55.3319 | ETC | Hotel | IBS | Dubai North | DUBAI_AL JADAF | 1032600 | 2CC |  | DXB_E3279X_10644_001001002 | in |  | On Air | On Air |  | Huawei | 3G+4G | HW U2.1 F2 / U900 F1 | HW L1.8 F1 (20M) + L800 F1 (15M) |  | 4/4 |  |  | MW
Apr 2019 add | SHJ0481 | Al Saada Tower @ Al Mamzar Lake |  | SHJ5481 | SHJL0481 |  | NE | 25.3118 | 55.3639 | du | Mixed used | IBS | Sharjah | SHARJAH_AL KHAN | 3010300 | 1CC |  | SHJ_E3380U_10034_001001001 | in |  | On Air | On Air |  | Huawei | 3G+4G | HW U2.1 F2 | HW L1.8 F1 (20M) |  | 5/5 |  |  | IIB
Apr 2019 add | DXN0255 | Al Qiyadah Mall & Hotel |  | DXN5255 | DXNL0255 |  | DXB | 25.276664 | 55.35 | ETC | Hotel | IBS | Dubai North | DUBAI_HOR AL ANZ EAST | 1013300 | 1CC |  | DXB_E3279J_11847_001001001 | in |  | On Air | On Air |  | Huawei | 3G+4G | HW U2.1 F2 | HW L1.8 F1 (20M) |  | 2/2 |  |  | MW
Apr 2019 add | IAD5122 | New Abu Dhabi Ladies Club |  | IAD0122 | IADL5122 |  | AUH | 24.3983 | 54.4713 | du | Hotel | IBS | Abu Dhabi | Abu Dhabi_Al Madina Al Riyadiya | 2501700 | 3CC |  | AUH_E2370Y_10308_001001001 | in |  | On Air | On Air |  | Nokia | 3G+4G | NSN U900 F1 | NSN L1800 F1/F2 (20+15M) + L800 F1 (15M) |  | 2 |  |  | MW
Apr 2019 add | DXN0573 | Burj Dubai - The Residences Tower (1) |  | DXN5573 | DXNL0573 |  | DXB | 25.1936 | 55.2727 | ETC | Residential | IBS | Dubai North | Dubai_Burj Khalifa (Business Bay) | 1034500 | 1CC |  | DXB_E3278F_10335_001003002 | in |  | On Air | On Air |  | Huawei | 3G+4G | HW U900 F1 | HW L1.8 F1 (20M) |  | 4/4 |  |  | IIB
Apr 2019 add | DXN0073 | Movenpick Hotel @ Dubai Media City |  | DXN5073 | DXNL0073 |  | DXB | 25.0976 | 55.166 | ETC | Hotel | IBS | Dubai South | Dubai_Al Safouh Second | 1038200 | 1CC |  | DXB_E3177F_11093_001011003 | in |  | On Air | On Air |  | Huawei | 3G+4G | HW U900 F1 | HW L1.8 F1 (20M) |  | 2/2 |  |  | IIB
Apr 2019 add | DXN0661 | Burj Dubai - The Residences Tower (3 & 4) |  | DXN5661 | DXNL0661 |  | DXB | 25.1932 | 55.2735 | ETC | Residential | IBS | Dubai North | Dubai_Burj Khalifa (Business Bay) | 1034500 | 1CC |  | DXB_E3278F_10423_001001002 | in |  | On Air | On Air |  | Huawei | 3G+4G | HW U900 F1 | HW L1.8 F1 (20M) |  | 4/4 |  |  | IIB
Apr 2019 add | DXN0026 | Courtyard by Marriott @ Al Barsha 1 |  | DXN5026 | DXNL0026 |  | DXB | 25.1148 | 55.1975 | ETC | Hotel | IBS | Dubai South | Dubai_Al Barsha First | 1037300 | 2CC |  | DXB_E3177B_10752_001001001 | in |  | On Air | On Air |  | Huawei | 3G+4G | HW U2.1 F2 / U900 F1 | HW L1.8 F1 (20M) + L800 F1 (15M) |  | 2/2 |  |  | IIB
Apr 2019 add | SHJ0178 | Burjeel Hospital_sharajah |  | SHJ5178 | SHJL0178 |  | NE | 25.3585 | 55.406 | ETC | Hospital | IBS | Sharjah | Sharjah_AL FAYHA | 3004200 | 2CC |  | SHJ_E3380M_10013_001001001 | in |  | On Air | On Air |  | Huawei | 3G+4G | HW U2.1 F2 / U900 F1 | HW L1.8 F1 (20M) + L800 F1 (15M) |  | 2/2 |  |  | IIB
Apr 2019 add | DXN0614 | Burj Dubai - The Residences Tower (2) |  | DXN5614 | DXNL0614 |  | DXB | 25.1929 | 55.2726 | ETC | Hotel | IBS | Dubai North | Dubai_Burj Khalifa (Business Bay) | 1034500 | 1CC |  | DXB_E3278F_10422_001001002 | in |  | On Air | On Air |  | Huawei | 3G+4G | HW U900 F1 | HW L1.8 F1 (20M) |  | 4/4 |  |  | IIB
Apr 2019 add | DXN0165 | Dubai Police CID Al Aweer |  | DXN5165 | DXNL0165 |  | DXB | 25.1439 | 55.5145 | ETC | Government | IBS | Dubai North | Dubai_Al Rowaiyah Third (800) | 1081400 | 1CC |  | DXB_E3478W_10011_001001001 | in |  | On Air | On Air |  | Huawei | 3G+4G | HW U2.1 F2 | HW L1.8 F1 (20M) |  | 1/1 |  |  | IIB
Apr 2019 add | AUH0861 | CENTRO Rotana Hotel |  | AUH5861 | AUHL0861 |  | AUH | 24.4178 | 54.4409 | ETC | Hotel | IBS | Abu Dhabi | ABU DHABI_Al Safarat | 2501901 | 3CC |  | AUH_E2370R_11124_001002001 | in |  | On Air | On Air |  | Nokia | 3G+4G | NSN U900 F1 | NSN L1.8 F1/F2 (20 +15M) + L800 F1 (15M) |  | 4 |  |  | IIB
Apr 2019 add | IDX5815 | Mont Rose Tower 3 |  | IDX0815 | IDXL5815 |  | DXB | 25.0692 | 55.2452 | du | Residential | IBS | Dubai South | DUBAI_AL BARSHA SOUTH SECOND | 1067200 | 2CC |  | DXB_E3177S_10219_001001002 | in |  | On Air | On Air |  | Huawei | 3G+4G | HW U2.1 F2 / U900 F1 | HW L1.8 F1 (20M) + L800 F1 (15M) |  | 4/4 |  |  | IIB
Apr 2019 add | DXN0706 | Burj Dubai - The Residences Tower (5 & 6) |  | DXN5706 | DXNL0706 |  | DXB | 25.1921 | 55.274 | ETC | Residential | IBS | Dubai North | Dubai_Burj Khalifa (Business Bay) | 1034500 | 1CC |  | DXB_E3278F_10421_001003001 | in |  | On Air | On Air |  | Huawei | 3G+4G | HW U900 F1 | HW L1.8 F1 (20M) |  | 6/6 |  |  | IIB
Apr 2019 add | DXN0857 | DWTC C2 and C4 |  | DXN5857 | DXNL0857 | DXNNR0857 | DXB | 25.22 | 55.2857 | ETC | Hotel | IBS | Dubai North | Dubai_TRADE CENTER SECOND | 1033600 | 1CC |  | DXB_E3279V_11041_001004005 | in |  | On Air | On Air | On Air | Huawei | 3G+4G+5G | HW U900 F1 | HW L1.8 F1 (20M) | 1CC | 6/6 | 4/0 | N41 | IIB
Apr 2019 add | IDX5167 | The Address Sky Views_Common A |  | IDX0167 | IDXL5167 |  | DXB | 25.2011 | 55.2704 | du | Hotel | IBS | Dubai North | Dubai_Burj Khalifa (Business Bay) | 1034500 | 3CC |  | DXB_E3278A_11611_001001003 | in |  | On Air | On Air |  | Huawei | 3G+4G | HW U900 F1 | HW L1.8 F1/F2 (20+10M) + L800 F1 (15M) |  | 8/6 |  |  | IIB
Apr 2019 add | DXN0447 | Kings College Hospital Dubai Hills |  | DXN5447 | DXNL0447 | DXNNR0447 | DXB | 25.1128 | 55.2548 | ETC | Hospital | IBS | Dubai South | DUBAI_HADAEQ SHEIKH MOHAMMED BIN RASHID (RANCHES) | 1063100 | 2CC |  | DXB_E3177E_10299_001001003 | in |  | On Air | On Air | On Air | Huawei | 3G+4G+5G | HW U2.1 F2 / U900 F1 | HW L1.8 F1 (20M) + L800 F1 (15M) | 1CC | 2/2 | 1/0 | N41 | IIB
Apr 2019 add | IAD5191 | Al Jewan Tower C36 |  | IAD0191 | IADL5191 |  | AUH | 24.431 | 54.4329 | ETC | Residential | IBS | Abu Dhabi | Abu Dhabi_Al Zahra | 2501800 | 2CC | Yes | AUH_E2370M_11134_001001001 | in |  | On Air | On Air |  | Nokia | 3G+4G | NSN U900 F1 | NSN L1800 F1 (20MHz) + L800 F1 (15Mhz) |  | 2 |  |  | MW
Apr 2019 add | IDX5595 | Galleria Barsha Retail Center |  | IDX0595 | IDXL5595 |  | DXB | 25.0991 | 55.2009 | du | Mall | IBS | Dubai South | DUBAI_AL BARSHA SECOND | 1037600 | 2CC | Yes | DXB_E3177G_12250_001001001 | in |  | On Air | On Air |  | Huawei | 3G+4G | HW U2.1 F2 / U900 F1 | HW L1.8 F1 (20M) + L800 F1 (15M) |  | 3 |  |  | IIB
Apr 2019 add | IDX5168 | The Address Sky Views_Common B |  | IDX0168 | IDXL5168 |  | DXB | 25.2016 | 55.2705 | du | Hotel | IBS | Dubai North | Dubai_Burj Khalifa (Business Bay) | 1034500 | 3CC | Yes | DXB_E3278A_11611_001001002 | in |  | On Air | On Air |  | Huawei | 3G+4G | HW U900 F1 | HW L1.8 F1/F2 (20+10M) + L800 F1 (15M) |  | 4/4 |  |  | IIB
Apr 2019 add | SHJ0226 | Royal Tulip Hotel |  | SHJ5226 | SHJL0226 |  | NE | 25.3392 | 55.3868 | du | Hotel | IBS | Sharjah | Sharjah_AL MAZAJ FIRST | 3010600 | 2CC |  | SHJ_E3380Q_10221_001001001 | in |  | On Air | On Air |  | Huawei | 3G+4G | HW U2.1 F2 / U900 F1 | HW L1.8 F1 (20M) + L800 F1 (15M) |  | 2/2 |  |  | IIB
Apr 2019 add | IDX5171 | The Address Sky Views_Tower 2 |  | IDX0171 | IDXL5171 |  | DXB | 25.2019 | 55.2709 | du | Hotel | IBS | Dubai North | Dubai_Burj Khalifa (Business Bay) | 1034500 | 2CC |  | DXB_E3278A_11611_001020003 | in |  | On Air | On Air |  | Huawei | 3G+4G | HW U900 F1 | HW L1.8 F1 (20M) + L800 F1 (15M) |  | 14/8 |  |  | IIB
Apr 2019 add | IAD5250 | MY CITY CENTER - MASDAR |  | IAD0250 | IADL5250 |  | AUH | 24.4291 | 54.6183 | ETC | Mall | IBS | Abu Dhabi | Abu Dhabi_Khalifa City | 2042600 | 2CC |  | AUH_E2570Q_10034_001001002 | in |  | On Air | On Air |  | Nokia | 3G+4G | NSN U900 F1 | NSN L1800 F1 (20MHz) + L800 F1 (15Mhz) |  | 4 |  |  | IIB
Apr 2019 add | IDX5248 | Dubai International Academy (DIA) Emirates Hill |  | IDX0248 | IDXL5248 |  | DXB | 25.0782 | 55.1791 | du | School | IBS | Dubai South | Dubai_Al Thanyah Fourth (Emirates Hill Third) | 1039400 | 2CC |  | DXB_E3177K_10575_001002001 | in |  | On Air | On Air |  | Huawei | 3G+4G | HW U2.1 F2 / U900 F1 | HW L1.8 F1 (20M) + L800 F1 (15M) |  | 6 |  |  | IIB
Apr 2019 add | AUH0666 | Shangri-La Residences (Block D, E & F) |  | AUH5666 | AUHL0666 |  | AUH | 24.4105 | 54.4915 | ETC | Hotel | IBS | Abu Dhabi | Abu Dhabi_AL MAQTA AREA | 2044000 | 2CC |  | AUH_E2470P_10489_001003001 | in |  | On Air | On Air |  | Nokia | 3G+4G | NSN U900 F1 | NSN L1800 F1 (20MHz) + L800 F1 (15Mhz) |  | 6 |  |  | IIB
Apr 2019 add | IDX5519 | Burj Fountain Views Retail and Common Podium |  | IDX0519 | IDXL5519 | IDXNR5519 | DXB | 25.1949 | 55.2825 | ETC | Commercial | IBS | Dubai North | Dubai_Burj Khalifa (Business Bay) | 1034500 | 2CC |  | DXB_E3278F_10700_001004002 | in |  | On Air | On Air | On Air | Huawei | 3G+4G+5G | HW U2.1 F2 / U900 F1 | HW L1.8 F1 (20M) + L800 F1 (15M) | 1CC | 19 | 8/0 | N41 | IIB
Apr 2019 add | DXN0003 | Burjuman Residence Towers Block (A,B,C & D) |  | DXN5003 | DXNL0003 |  | DXB | 25.2528 | 55.3019 | ETC | Residential | IBS | Dubai North | Dubai_MANKHOOL | 1031700 | 1CC |  | DXB_E3279M_11330_001006001 | in |  | On Air | On Air |  | Huawei | 3G+4G | HW U900 F1 | HW L1.8 F1 (20M) |  | 5/5 |  |  | IIB
Apr 2019 add | IDX5169 | The Address Sky Views_Tower 1 |  | IDX0169 | IDXL5169 |  | DXB | 25.2013 | 55.2701 | du | Hotel | IBS | Dubai North | Dubai_Burj Khalifa (Business Bay) | 1034500 | 2CC |  | DXB_E3278A_11611_001020002 | in |  | On Air | On Air |  | Huawei | 3G+4G | HW U900 F1 | HW L1.8 F1 (20M) + L800 F1 (15M) |  | 12/7 |  |  | IIB
May 2019 add | IDX5789 | Cityland Mall - Phase 1 |  | IDX0789 | IDXL5789 | IDXNR5789 | DXB | 25.0651 | 55.304 | du | Mall | IBS | Dubai South | Dubai_Wadi Al Safa 4 (Ranches) | 1064600 | 2CC | Yes | DXB_E3277Q_10540_001002006 | in |  | On Air | On Air | On Air | Huawei | 3G+4G+5G | HW U2.1 F2 / U900 F1 | HW L1.8 F1 (20M) + L800 F1 (15M) | 1CC | 15 | 5/0 | N41 | IIB
May 2019 add | IDX5860 | JLT_Indigo Tower_Plot D1 |  | IDX0860 | IDXL5860 |  | DXB | 25.070007 | 55.1402 | du | Residential | IBS | Dubai South | DUBAI_Jumeirah Lakes Towers (JLT) | 1039301 | 2CC |  | DXB_E3077N_10012_001003016 / DXB_E3077N_10012_001037001 / DXB_E3077N_10012_001025012 | in |  | On Air | On Air |  | Huawei | 3G+4G | HW U2.1 F2 / U900 F1 | HW L1.8 F1 (20M) + L800 F1 (15M) |  | 12 |  |  | IIB
May 2019 add | AUH0670 | Abu Dhabi Mall Extension |  | AUH5670 | AUHL0670 |  | AUH | 24.4959 | 54.3832 | du | Mall | IBS | Abu Dhabi | ABU DHABI_Tourist Club Area | 2500100 | 4CC |  | AUH_E2271Y_11098_004002012 | in |  | On Air | On Air |  | Nokia | 3G+4G | NSN U2.1 F1+F2 / U900 F1 | NSN L18 F1/F2 (20+15M) + L800 F1 (15M) + L21 F1 (15M) |  | 2 |  |  | IIB
May 2019 add | IDX5329 | Flora Inn Hotel |  | IDX0329 | IDXL5329 |  | DXB | 25.2524 | 55.3431 | du | Hotel | IBS | Dubai North | Dubai_Al Garhoud | 1021400 | 2CC |  | DXB_E3279T_11154_001002001 | in |  | On Air | On Air |  | Huawei | 3G+4G | HW U2.1 F2 / U900 F1 | HW L1.8 F1 (20M) + L800 F1 (15M) |  | 3 |  |  | IIB
May 2019 add | IAD5132 | Al Madina Police Station and Accommodation |  | IAD0132 | IADL5132 |  | AUH | 24.5148 | 54.3787 | du | Residential | IBS | Abu Dhabi | Abu Dhabi_Al Meena | 2500001 | 2CC | Yes | AUH_E2271T_11105_001001001 | in |  | On Air | On Air |  | Nokia | 3G+4G | NSN U900 F1 | NSN L1800 F1 (20MHz) + L800 F1 (15Mhz) |  | 4 |  |  | MW
May 2019 add | RAK0541 | Ras Al Khaima Manar Mall Extension |  | RAK5541 | RAKL0541 |  | NE | 25.7852 | 55.9659 | du | Mall | IBS | Ras Al Khaimah | RAS AL-KHAIMAH_AL GURM | 7031300 | 3CC | Yes | RKT_E3985P_10001_001001002 | in |  | On Air | On Air |  | Huawei | 3G+4G | HW U2.1 F2 / U900 F1 | HW L1.8 F1/F2 (20+15M) + L800 F1 (15M) |  | 15 |  |  | IIB
July 2019 Update | IDX5476 | Al Fahad Tower 1 |  | IDX0476 | IDXL5476 |  | DXB | 25.0975 | 55.1778 | du | Residential | IBS | Dubai South | DUBAI_AL THANYAH FIRST (AL SAFOUH THIRD) | 1038300 | 2CC |  | DXB_E3177F_11064_001008009 | in |  | On Air | On Air |  | Huawei | 3G+4G | HW U2.1 F2 / U900 F1 | HW L1.8 F1 (20M) + L800 F1 (15M) |  | 4/4 |  |  | IIB
May 2019 add | IDX5576 | Al Fahad Tower 2 |  | IDX0576 | IDXL5576 |  | DXB | 25.1012 | 55.1782 | du | Residential | IBS | Dubai South | DUBAI_AL THANYAH FIRST (AL SAFOUH THIRD) | 1038300 | 2CC |  | DXB_E3177F_11063_001003005 | in |  | On Air | On Air |  | Huawei | 3G+4G | HW U2.1 F2 / U900 F1 | HW L1.8 F1 (20M) + L800 F1 (15M) |  | 9 |  |  | IIB
May 2019 add | FUJ0644 | Blue Diamond Salam Palace |  | FUJ5644 | FUJL0644 |  | NE | 25.1294 | 56.356764 | ETC | Hotel | IBS | Fujairah | FUJAIRAH_Al Owaid | 6000014 | 2CC |  | FJR_E4377A_10004_001001001 | in |  | On Air | On Air |  | Huawei | 3G+4G | HW U2.1 F2 / U900 F1 | HW L1.8 F1 (20M) + L800 F1 (15M) |  | 6 |  |  | IIB
July 2019 Update | IDX0941A | ATOM Star Building_DMC |  | IDX0941A | IDXL5941I |  | DXB | 25.1032 | 55.1661 | du | Commercial | ATOM | Dubai South | Dubai_AL SAFOUH SECOND | 1038200 | 1CC |  | DXB_E3177F_10120_001005014 | in |  | On Air | On Air |  | Huawei | 3G+4G | HW U2.1 F2 | HW L1.8 F1 (20M) |  | 1 |  |  | Cisco
May 2019 add | IDX5781 | Dubai Creek Harbour Underground Parking at DCH |  | IDX0781 | IDXL5781 |  | DXB | 25.2012 | 55.3563 | du | Parking | IBS | Dubai North | Dubai_Al Kheeran First (Ras Al Hamar) | 1041400 | 2CC |  | DXB_E3278E_10222_001001001 | in |  | On Air | On Air |  | Huawei | 3G+4G | HW U2.1 F2 / U900 F1 | HW L1.8 F1 (20M) + L800 F1 (15M) |  | 9 |  |  | GPON
May 2019 add | DXN0086 | Dubai Creek Residences SE3 & SW3 Towers |  | DXN5086 | DXNl0086 |  | DXB | 25.2065 | 55.3433 | ETC | Hotel | IBS | Dubai North | Dubai_Al Kheeran First (Ras Al Hamar) | 1041400 | 1CC |  | DXB_E3278E_10181_001001023 | in |  | On Air | On Air |  | Huawei | 3G+4G | HW U2.1 F2 | HW L1.8 F1 (20M) |  | 5/5 |  |  | GPON
May 2019 add | DXN0083 | Dubai Creek Residences Common Floors & SE2 Tower |  | DXN5083 | DXNl0083 |  | DXB | 25.2065 | 55.3433 | ETC | Residential/Commercial | IBS | Dubai North | Dubai_Al Kheeran First (Ras Al Hamar) | 1041400 | 2CC |  | DXB_E3278E_10181_001001021 | in |  | On Air | On Air |  | Huawei | 3G+4G | HW U2.1 F2 / U900 F1 | HW L1.8 F1 (20M) + L800 F1 (15M) |  | 12 |  |  | GPON
May 2019 add | DXN0061 | Dubai Creek Residences Common Floors & NE2 Tower |  | DXN5061 | DXNL0061 |  | DXB | 25.2065 | 55.3433 | ETC | Residential/Commercial | IBS | Dubai North | Dubai_Al Kheeran First (Ras Al Hamar) | 1041400 | 2CC |  | DXB_E3278E_10181_001001022 | in |  | On Air | On Air |  | Huawei | 3G+4G | HW U2.1 F2 / U900 F1 | HW L1.8 F1 (20M) + L800 F1 (15M) |  | 12 |  |  | GPON
May 2019 add | DXN0078 | Dubai Creek Residences NE3 & NW3 Towers |  | DXN5078 | DXNL0078 |  | DXB | 25.2051 | 55.3431 | ETC | Residential | IBS | Dubai North | Dubai_Al Kheeran First (Ras Al Hamar) | 1041400 | 2CC |  | DXB_E3278E_10181_001013015 | in |  | On Air | On Air |  | Huawei | 3G+4G | HW U2.1 F2 / U900 F1 | HW L1.8 F1 (20M) + L800 F1 (15M) |  | 10/10 |  |  | GPON
May 2019 add | DXN0884 | Dubai Arena _Indoor |  | DXN5884 | DXNL0884 | DXNNR0884 | DXB | 25.2038 | 55.2657 | ETC | Stadium | IBS | Dubai North | DUBAI_AL WASL | 1034300 | 4CC | Yes | DXB_E3278A_11664_001003011 | in |  | On Air | On Air | On Air | Huawei | 3G+4G+5G | HW U2.1 F2 / U900 F1 | HW L1.8 F1/F2 (20+15M) + L800 F1 (15M) + L21 (10M) | 2CC | 6/4 | 4/0 | N41+N78 F1+N78 F2 | GPON
May 2019 add | DXN0885 | Dubai Arena_Seating North |  | DXN5885 | DXNL0885 | DXNNR0885 | DXB | 25.2038 | 55.2657 | ETC | Stadium | IBS | Dubai North | DUBAI_AL WASL | 1034300 | 4CC | Yes | DXB_E3278A_11664_001007002 | in |  | On Air | On Air | On Air | Huawei | 3G+4G+5G | HW U2.1 F2 / U900 F1 | HW L1.8 F1/F2 (20+15M) + L800 F1 (15M) + L21 (10M) | 2CC | 9/6 | 5/0 | N41+N78 F1+N78 F2 | GPON
May 2019 add | DXN0946 | Dubai Arena_Seating Area South & Arena |  | DXN5946 | DXNL0946 | DXNNR0946 | DXB | 25.2038 | 55.2657 | ETC | Stadium | IBS | Dubai North | DUBAI_AL WASL | 1034300 | 4CC | Yes | DXB_E3278A_11664_001007003 | in |  | On Air | On Air | On Air | Huawei | 3G+4G+5G | HW U2.1 F2 / U900 F1 | HW L1.8 F1/F2 (20+15M) + L800 F1 (15M) + L21 (10M) | 2CC | 6/4 | 3/0 | N41+N78 F1+N78 F2 | IIB
May 2019 add | DXN0036 | HUSSAIN NASEER LOOTAH BUILDING |  | DXN5036 | DXNL0036 |  | DXB | 25.2883 | 55.3621 | ETC | Residential | IBS | Dubai North | DUBAI_AL NAHDA FIRST | 1023100 | 1CC |  | DXB_E3379F_10820_001002002 | in |  | On Air | On Air |  | Huawei | 3G+4G | HW U900 F1 | HW L1.8 F1 (20M) |  | 5/5 |  |  | IIB
May 2019 add | DXN0042 | Nshama Town Square_Zahra Apartments_Plot-15 |  | DXN5042 | DXNL0042 |  | DXB | 25.0099 | 55.2905 | ETC | Residential | IBS | Dubai South | DUBAI_AL YALAYIS 2 (DUBAI LAND) | 1092200 | 2CC |  | DXB_E3276G_12030_001001002 | in |  | On Air | On Air |  | Huawei | 3G+4G | HW U2.1 F2 / U900 F1 | HW L1.8 F1 (20M) + L800 F1 (15M) |  | 18 |  |  | GPON
May 2019 add | DXN0037 | Nshama Town Square_Safi Apartments_Plot-16 |  | DXN5037 | DXNL0037 |  | DXB | 25.0113 | 55.2889 | ETC | Residential | IBS | Dubai South | DUBAI_AL YALAYIS 2 (DUBAI LAND) | 1092200 | 2CC |  | DXB_E3276G_12956_001001002 | in |  | On Air | On Air |  | Huawei | 3G+4G | HW U2.1 F2 / U900 F1 | HW L1.8 F1 (20M) + L800 F1 (15M) |  | 12/12 |  |  | IIB
May 2019 add | IAD5182 | National Archive |  | IAD0182 | IADL5182 |  | AUH | 24.276 | 54.5902 | ETC | Government | IBS | Abu Dhabi | ABU DHABI_MAFRAQ INDUSTRIAL AREA | 2044400 | 2CC |  | AUH_E2568F_10246_001001001 | in |  | On Air | On Air |  | Nokia | 3G+4G | NSN U900 F1 | NSN L1800 F1 (20MHz) + L800 F1 (15Mhz) |  | 4 |  |  | IIB
May 2019 add | IDX5264 | Dubai Mall Address Hotel Passive Upper |  | IDX0264 | IDXL5264 | IDXNR5264 | DXB | 25.1999 | 55.2776 | du | Hotel | IBS | Dubai North | Dubai_Burj Khalifa (Business Bay) | 1034500 | 3CC |  | DXB_E3278A_11619_001002002 | in |  | On Air | On Air | On Air | Huawei | 3G+4G+5G | HW U2.1 F2 / U900 F1 | HW L1.8 F1/F2 (20+10M) + L800 F1 (15M) | 1CC | 15/10 | 5/0 | N41 | IIB
May 2019 add | IDX5888 | VIDA Residence |  | IDX0888 | IDXL5888 |  | DXB | 25.1903 | 55.2731 | du | Mixed used | IBS | Dubai North | Dubai_Burj Khalifa (Business Bay) | 1034500 | 1CC |  | DXB_E3278F_10696_001001002 | in |  | On Air | On Air |  | Huawei | 3G+4G | HW U900 F1 | HW L1.8 F1 (20M) |  | 6/6 |  |  | IIB
May 2019 add | SHJ0493 | Sultan bin Mohd Palace SHJ New Majlis, Gym and Amiri Guards |  | SHJ5493 | SHJL0493 |  | NE | 25.2817 | 55.5606 | du | Residential | IBS | Sharjah | SHARJAH_RULERS PALACE | 3002200 | 2CC |  | SHJ_E3479J_10001_001002001 | in |  | On Air | On Air |  | Huawei | 3G+4G | HW U2.1 F2 / U900 F1 | HW L1.8 F1 (20M) + L800 F1 (15M) |  | 23 |  |  | IIB
May 2019 add | DXN0293 | GMM Tower 1 |  | DXN5293 | DXNL0293 |  | DXB | 25.0537 | 55.2122 | du | Residential | IBS | Dubai South | DUBAI_AL BARSHA SOUTH FOURTH (JUMEIRAH VILLAGE SOUTH) | 1068100 | 2CC |  | DXB_E3177R_11357_001001001 | in |  | On Air | On Air |  | Huawei | 3G+4G | HW U2.1 F2 / U900 F1 | HW L1.8 F1 (20M) + L800 F1 (15M) |  | 6 |  |  | IIB
May 2019 add | KFN5750B | ATOM Ministry Of Education KhorFakkan |  | KFN5750B | KFNL0750II |  | NE | 25.3105 | 56.3455 | du | Government | ATOM | Khorfakkan | SHARJAH_Khorfakkan Rural | 3000023 | 1CC |  | SHJ_E4279E_10019_001001001 | in |  | On Air | On Air |  | Huawei | 3G+4G | HW U2.1 F2 | HW L1.8 F1 (20M) |  | 1 |  |  | MW
May 2019 add | DXN0314 | The S Hotel |  | DXN5314 | DXNL0314 |  | DXB | 25.0699 | 55.2441 | du | Hotel | IBS | Dubai South | Dubai_AL BARSHA SOUTH SECOND | 1067200 | 2CC |  | DXB_E3177S_10231_001014001 | in |  | On Air | On Air |  | Huawei | 3G+4G | HW U2.1 F2 / U900 F1 | HW L1.8 F1 (20M) + L800 F1 (15M) |  | 6 |  |  | IIB
July 2019 Update | DXB5237D | ATOM Al Areesh Club Al Badaa |  | DXB5237D | DXBL0237IV |  | DXB | 25.2201 | 55.3659 | du | Club | ATOM | Dubai North | Dubai_Al Kheeran (Ras Al Hamar) | 1041200 | 1CC |  | DXB_E3379U_12275_001002005 | in |  | On Air | On Air |  | Huawei | 3G+4G | HW U2.1 F2 | HW L1.8 F1 (20M) |  | 1 |  |  | IIB
May 2019 add | IDX5262 | Dubai Mall Address Hotel Passive Lower |  | IDX0262 | IDXL5262 | IDXNR5262 | DXB | 25.1997 | 55.2775 | du | Hotel | IBS | Dubai North | DUBAI_BURJ KHALIFA (BUSINESS BAY) | 1034500 | 3CC | Yes | DXB_E3278A_11619_001002001 | in |  | On Air | On Air | On Air | Huawei | 3G+4G+5G | HW U2.1 F2 / U900 F1 | HW L1.8 F1/F2 (20+10M) + L800 F1 (15M) | 1CC | 9/6 | 3/0 | N41 | IIB
May 2019 add | IDX5741 | 4 Star Hotel Studio City |  | IDX0741 | IDXL5741 |  | DXB | 25.0439 | 55.2504 | du | Hotel | IBS | Dubai South | DUBAI_AL HEBIAH SECOND (DUBAI LAND) | 1067500 | 1CC |  | DXB_E3177Y_11229_001001002 | in |  | On Air | On Air |  | Huawei | 3G+4G | HW U900 F1 | HW L1.8 F1 (20M) |  | 1/1 |  |  | IIB
July 2019 add | IDX5872 | Mirdif 35 Mall |  | IDX0872 | IDXL5872 |  | DXB | 25.2322 | 55.4327 | du | Mall | IBS | Dubai North | Dubai_MIRDIF | 1025100 | 2CC | Yes | DXB_E3379X_11883_001001001 | in |  | On Air | On Air |  | Huawei | 3G+4G | HW U2.1 F2 / U900 F1 | HW L1.8 F1 (20M) + L800 F1 (15M) |  | 6 |  |  | IIB
July 2019 add | AUH0898 | International Tower Adnec(ADSIC) |  | AUH5898 | AUHL0898 |  | AUH | 24.4207 | 54.4408 | ETC | Commercial | IBS | Abu Dhabi | Abu Dhabi_Al Safarat | 2501901 | 2CC |  | AUH_E2370R_11122_001007002 | in |  | On Air | On Air |  | Nokia | 3G+4G | NSN U900 F1 | NSN L1800 F1 (20MHz) + L800 F1 (15Mhz) |  | 4 |  |  | IIB
July 2019 add | IDX5817 | Boulevard Crescent Main Tower - Lower Part (Phase 1) |  | IDX0817 | IDXL5817 |  | DXB | 25.1913 | 55.2712 | du | Residential | IBS | Dubai North | Dubai_Burj Khalifa (Business Bay) | 1034500 | 2CC |  | DXB_E3278F_10266_001027003 | in |  | On Air | On Air |  | Huawei | 3G+4G | HW U2.1 F2 / U900 F1 | HW L1.8 F1 (20M) + L800 F1 (15M) |  | 9 |  |  | IIB
July 2019 add | IAD5287 | Abu Dhabi Red Crescent |  | IAD0287 | IADL5287 |  | AUH | 24.422 | 54.4451 | ETC | Hospital | IBS | Abu Dhabi | ABU DHABI_Al Madina Al Riyadiya | 2501700 | 2CC |  | AUH_E2370R_11127_001001001 | in |  | On Air | On Air |  | Nokia | 3G+4G | NSN U900 F1 | NSN L1800 F1 (20MHz) + L800 F1 (15Mhz) |  | 2 |  |  | IIB
July 2019 add | IDX5819 | Boulevard Crescent Annex Tower |  | IDX0819 | IDXL5819 |  | DXB | 25.1913 | 55.2712 | du | Residential | IBS | Dubai North | Dubai_Burj Khalifa (Business Bay) | 1034500 | 2CC |  | DXB_E3278F_10266_001027004 | in |  | On Air | On Air |  | Huawei | 3G+4G | HW U2.1 F2 / U900 F1 | HW L1.8 F1 (20M) + L800 F1 (15M) |  | 3 |  |  | IIB
July 2019 add | IDX5325 | The Residences at Marina Gate 2 |  | IDX0325 | IDXL5325 |  | DXB | 25.0868 | 55.1468 | du | Residential | IBS | Dubai South | Dubai_Marsa Dubai | 1039200 | 2CC |  | DXB_E3077O_11076_001003012 | in |  | On Air | On Air |  | Huawei | 3G+4G | HW U2.1 F2 / U900 F1 | HW L1.8 F1 (20M) + L800 F1 (15M) |  | 15 |  |  | IIB
July 2019 add | IDX5605 | JLT - Y3 Swiss Tower |  | IDX0605 | IDXL5605 | IDXNR5605 | DXB | 25.0778 | 55.1528 | du | Commercial | IBS | Dubai South | Dubai_Jumeirah Lakes Towers (JLT) | 1039301 | 1CC |  | DXB_E3077O_11049_001013005 | in |  | On Air | On Air | On Air | Huawei | 3G+4G+5G | HW U900 F1 | HW L1.8 F1 (20M) | 1CC | 2/2 | 2/0 | N41 | IIB
July 2019 add | IDX5775 | Furniture Showrooms Dragon City |  | IDX0775 | IDXL5775 |  | DXB | 25.1751 | 55.415 | du | Mall | IBS | Dubai North | DUBAI_WARSAN FIRST | 1062100 | 2CC | Yes | DXB_E3378M_10229_001004003 | in |  | On Air | On Air |  | Huawei | 3G+4G | HW U2.1 F2 / U900 F1 | HW L1.8 F1 (20M) + L800 F1 (15M) |  | 9 |  |  | IIB
July 2019 add | IDX5241 | VEZUL TOWER |  | IDX0241 | IDXL5241 |  | DXB | 25.1796 | 55.2777 | du | Residential | IBS | Dubai North | Dubai_Burj Khalifa (Business Bay) | 1034500 | 2CC |  | DXB_E3278K_10801_001001002 | in |  | On Air | On Air |  | Huawei | 3G+4G | HW U2.1 F2 / U900 F1 | HW L1.8 F1 (20M) + L800 F1 (15M) |  | 6 |  |  | IIB
July 2019 add | IDX5818 | Boulevard Crescent Main Tower - Upper Part (Phase 2) |  | IDX0818 | IDXL5818 |  | DXB | 25.1913 | 55.2712 | du | Residential | IBS | Dubai North | Dubai_Burj Khalifa (Business Bay) | 1034500 | 2CC |  | DXB_E3278F_10266_001027005 | in |  | On Air | On Air |  | Huawei | 3G+4G | HW U2.1 F2 / U900 F1 | HW L1.8 F1 (20M) + L800 F1 (15M) |  | 3 |  |  | IIB
July 2019 add | AJM0950 | Ajman Corniche Residence Tower (Common Floors) |  | AJM5950 | AJML0950 |  | NE | 25.4044 | 55.4303 | ETC | Residential | IBS | Ajman | AJMAN_RUMAILA 2 | 4000600 | 1CC |  | AJM_E3381X_11744_001004001 | in |  | On Air | On Air |  | Huawei | 3G+4G | HW U900 F1 | HW L1.8 F1 (20M) |  | 3/3 |  |  | IIB
July 2019 add | AJM0949 | Ajman Corniche Residence Tower (T5,T6,T7) |  | AJM5949 | AJML0949 |  | NE | 25.4044 | 55.4303 | ETC | Residential | IBS | Ajman | AJMAN_RUMAILA 2 | 4000600 | 2CC |  | AJM_E3381X_12077_001013001 | in |  | On Air | On Air |  | Huawei | 3G+4G | HW U900 F1 | HW L1.8 F1 (20M) + L800 F1 (15M) |  | 8/4 |  |  | IIB
July 2019 add | IDX5301 | Al Ghurair Centre T1 and T2 |  | IDX0301 | IDXL5301 |  | DXB | 25.2671 | 55.3172 | du | Residential | IBS | Dubai North | Dubai_AL MURAQQABAT | 1012400 | 2CC |  | DXB_E3279M_10938_001003003 | in |  | On Air | On Air |  | Huawei | 3G+4G | HW U2.1 F2 / U900 F1 | HW L1.8 F1 (20M) + L800 F1 (15M) |  | 18 |  |  | IIB
July 2019 add | IAD5226 | Jannah Burj Al Sarab Hotel |  | IAD0226 | IADL5226 |  | AUH | 24.5012 | 54.3734 | ETC | Hotel | IBS | Abu Dhabi | Abu Dhabi_Tourist Club Area | 2500100 | 2CC |  | AUH_E2271T_10209_001001001 | in |  | On Air | On Air |  | Nokia | 3G+4G | NSN U900 F1 | NSN L1800 F1 (20MHz) + L800 F1 (15Mhz) |  | 4 |  |  | MW
July 2019 add | AAN0084 | AMMROC HQ |  | AAN5084 | AANL0084 |  | AUH | 24.2751 | 55.6027 | ETC | Commercial | IBS | Al Ain | ABU DHABI_AL AIN INTERNATIONAL AIRPORT | 8004000 | 2CC | Yes | AAN_E3568L_10001_001001002 | in |  | On Air | On Air |  | Ericsson | 3G+4G | E/// U900 F1 | E/// L1.8 F1 (20M) + L800 F1 (15M) |  |  |  |  | IIB
July 2020 update | IDX5687 | Nakheel Mall_3 |  | IDX0687 | IDXL5687 | IDXNR5687 | DXB | 25.1139 | 55.1384 | du | Mall | IBS | Dubai South | Dubai_Nakhlat Jumeira (The Palm Jumeirah) | 1038100 | 4CC | Yes | DXB_E3077D_11103_001007005 | in |  | On Air | On Air | On Air | Huawei | 3G+4G+5G | HW U2.1 F2 / U900 F1 | HW L1.8 F1/F2 (20+10M) + L800 F1 (15M) +L21 (15M) | 1CC | 6/8 | 6/0 | N41 | IIB
July 2019 add | IDX5686 | Nakheel Mall_2 |  | IDX0686 | IDXL5686 | IDXNR5686B | DXB | 25.1139 | 55.1384 | du | Mall | IBS | Dubai South | Dubai_Nakhlat Jumeira (The Palm Jumeirah) | 1038100 | 4CC | Yes | DXB_E3077D_11103_001007004 | in |  | On Air | On Air | On Air | Huawei | 3G+4G+5G | HW U2.1 F2 / U900 F1 | HW L1.8 F1/F2 (20+10M) + L800 F1 (15M) +L21 (15M) | 1CC | 6/8 | 0/155 | N78 F1 | IIB
July 2019 add | IDX5688 | Nakheel Mall_4 |  | IDX0688 | IDXL5688 | IDXNR5686C | DXB | 25.1139 | 55.1384 | du | Mall | IBS | Dubai South | Dubai_Nakhlat Jumeira (The Palm Jumeirah) | 1038100 | 4CC | Yes | DXB_E3077D_11103_001007002 | in |  | On Air | On Air | On Air | Huawei | 3G+4G+5G | HW U2.1 F2 / U900 F1 | HW L1.8 F1/F2 (20+10M) + L800 F1 (15M) +L21 (15M) | 1CC | 6/8 | 0/122 | N78 F1 | IIB
July 2019 add | IDX5798 | Geepas Tower Arjan |  | IDX0798 | IDXL5798 | IDXNR5798 | DXB | 25.0604 | 55.2361 | du | Residential | IBS | Dubai South | Dubai_Al Barsha South Third | 1067300 | 2CC |  | DXB_E3177S_10228_001003015 | in |  | On Air | On Air | On Air | Huawei | 3G+4G | HW U2.1 F2 / U900 F1 | HW L1.8 F1 (20M) + L800 F1 (15M) | 1CC | 10/10 | 5 | N41 | IIB
July 2019 add | IDX5685 | Nakheel Mall_1 |  | IDX0685 | IDXL5685 | IDXNR5686A | DXB | 25.1139 | 55.1384 | du | Mall | IBS | Dubai South | Dubai_Nakhlat Jumeira (The Palm Jumeirah) | 1038100 | 4CC | Yes | DXB_E3077D_11103_001007007 | in |  | On Air | On Air | On Air | Huawei | 3G+4G+5G | HW U2.1 F2 / U900 F1 | HW L1.8 F1/F2 (20+10M) + L800 F1 (15M) +L21 (15M) | 1CC | 6/8 | 0/145 | N78 F1 | IIB
July 2019 add | IDX5691 | Nakheel Mall Basement_B |  | IDX0691 | IDXL5691 |  | DXB | 25.1139 | 55.1384 | du | Mall | IBS | Dubai South | Dubai_Nakhlat Jumeira (The Palm Jumeirah) | 1038100 | 4CC | Yes | DXB_E3077D_11103_001007003 | in |  | On Air | On Air |  | Huawei | 3G+4G | HW U2.1 F2 / U900 F1 | HW L1.8 F1/F2 (20+10M) + L800 F1 (15M) +L21 (15M) |  | 6/8 |  |  | IIB
July 2019 add | DXN0552 | Huawei UAE Headquarters |  | DXN5552 | DXNL0552 |  | DXB | 25.103 | 55.1652 | du | Commercial | IBS | Dubai South | DUBAI_AL SAFOUH SECOND | 1038200 | 3CC |  | DXB_E3077J_10688_001013002 | in |  | On Air | On Air |  | Huawei | 3G+4G | HW U2.1 F2 / U900 F1 | HW L1.8 F1/F2 (20+10M) + L800 F1 (15M) |  | 3/2 |  |  | IIB
July 2019 add | IDX5689 | Nakheel Mall Basement_A |  | IDX0689 | IDXL5689 |  | DXB | 25.1139 | 55.1384 | du | Mall | IBS | Dubai South | Dubai_Nakhlat Jumeira (The Palm Jumeirah) | 1038100 | 4CC | Yes | DXB_E3077D_11103_001007006 | in |  | On Air | On Air |  | Huawei | 3G+4G | HW U2.1 F2 / U900 F1 | HW L1.8 F1/F2 (20+10M) + L800 F1 (15M) |  | 9/12 |  |  | IIB
July 2019 add | IDX5758 | Dilan Tower |  | IDX0758 | IDXL5758 |  | DXB | 25.2249 | 55.3386 | du | Residential | IBS | Dubai North | DUBAI_AL JADAF | 1032600 | 1CC |  | DXB_E3279X_10640_001005007 | in |  | On Air | On Air |  | Huawei | 3G+4G | HW U2.1 F2 / U900 F1 | HW L1.8 F1 (20M) |  | 1/2 |  |  | IIB
July 2019 add | IAD5240 | Rayan Tower |  | IAD0240 | IADL5240 |  | AUH | 24.4297 | 54.4364 | du | Commercial | IBS | Abu Dhabi | ABU DHABI_Al Zahra | 2501800 | 3CC |  | AUH_E2370M_12406_001002001 / AUH_E2370M_12406_001003001 / AUH_E2370M_12406_001004001 | in |  | On Air | On Air |  | Nokia | 3G+4G | NSN U900 F1 | NSN L1800 F1/F2 (20+15M) + L800 F1 (15M) |  | 4 |  |  | MW
July 2019 add | IDX5753 | Wyndham Tower (The One) at Dubai Marina |  | IDX0753 | IDXL5753 |  | DXB | 25.0709 | 55.1366 | du | Hotel | IBS | Dubai South | Dubai_Marsa Dubai | 1039200 | 2CC |  | DXB_E3077N_10797_001001002 | in |  | On Air | On Air |  | Huawei | 3G+4G | HW U2.1 F2 / U900 F1 | HW L1.8 F1 (20M) + L800 F1 (15M) |  | 9 |  |  | IIB
Sep 2019 Update | DXN0207 | Badr Dev. Tower |  | DXN5207 | DXNL0207 |  | DXB | 25.0591 | 55.2095 | du | Residential | IBS | Dubai South | DUBAI_AL BARSHA SOUTH FOURTH (JUMEIRAH VILLAGE SOUTH) | 1068100 | 1CC |  | DXB_E3177R_11351_001018010 | in |  | On Air | On Air |  | Huawei | 3G+4G | HW U2.1 F2 | HW L1.8 F1 (20M) |  | 2/2 |  |  | IIB
July 2019 add | DXN0176 | Habib Al Mulla Villa |  | DXN5176 | DXNL0176 |  | DXB | 25.14164 | 55.3622 | ETC | Residential | IBS | Dubai North | DUBAI_NADD AL SHIBA FOURTH | 1061700 | 2CC |  | DXB_E3278Y_10033_001001001 | in |  | On Air | On Air |  | Huawei | 3G+4G | HW U2.1 F2 / U900 F1 | HW L1.8 F1 (20M) + L800 F1 (15M) |  | 2/2 |  |  | IIB
July 2019 add | IDX5243 | Elite 10 |  | IDX0243 | IDXL5243 | IDXNR5243 | DXB | 25.0361 | 55.2062 | du | Residential | IBS | Dubai South | Dubai_AL HEBIAH FOURTH (Dubai SPORTS CITY) | 1068200 | 2CC |  | DXB_E3177W_11175_001002004 | in |  | On Air | On Air | On Air | Huawei | 3G+4G | HW U2.1 F2 / U900 F1 | HW L1.8 F1 (20M) + L800 F1 (15M) | 1CC | 15 | 5 | N41 | IIB
Sep 2019 Update | IDX5304 | Al Ghurair Centre T5 and T6 |  | IDX0304 | IDXL5304 |  | DXB | 25.268 | 55.3171 | du | Mall | IBS | Dubai North | DUBAI_AL MURAQQABAT | 1012400 | 2CC |  | DXB_E3279M_10938_001003005 | in |  | On Air | On Air |  | Huawei | 3G+4G | HW U2.1 F2 / U900 F1 | HW L1.8 F1 (20M) + L800 F1 (15M) |  | 15 |  |  | IIB
Sep 2019 Update | IDX5303 | Al Ghurair Centre T3 and T4 |  | IDX0303 | IDXL5303 |  | DXB | 25.2677 | 55.3177 | du | Mall | IBS | Dubai North | DUBAI_AL MURAQQABAT | 1012400 | 2CC |  | DXB_E3279M_10938_001003004 | in |  | On Air | On Air |  | Huawei | 3G+4G | HW U2.1 F2 / U900 F1 | HW L1.8 F1 (20M) + L800 F1 (15M) |  | 15 |  |  | IIB
July 2019 add | IDX5640 | Grand Avenue Building |  | IDX0640 | IDXL5640 |  | DXB | 25.2828 | 55.3525 | du | Residential | IBS | Dubai North | DUBAI_HOR AL ANZ EAST | 1013300 | 2CC |  | DXB_E3279J_11835_001004020 | in |  | On Air | On Air |  | Huawei | 3G+4G | HW U2.1 F2 / U900 F1 | HW L1.8 F1 (20M) + L800 F1 (15M) |  | 4/4 |  |  | IIB
Sep 2021 Update | IAD0992A | ATOM Yas Mart Hypermarket |  | IAD0992A | IADL5992I |  | AUH | 24.2865 | 54.6634 | du | Commercial | ATOM | Abu Dhabi | Abu Dhabi_BANIYAS | 2046100 | 1CC |  | AUH_E2568I_10609_001001001 | in |  | On Air | On Air |  | Nokia | 3G+4G | NSN U2.1 F1+F2 | NSN L18 F1 (20M) |  | 1 |  |  | IIB
July 2019 add | IAD5251 | Citizen Affairs Division Building for Crown Prince Court |  | IAD0251 | IADL5251 |  | AUH | 24.4548 | 54.3423 | ETC | Government | IBS | Abu Dhabi | Abu Dhabi_Al Bateen | 2500600 | 1CC | Yes | AUH_E2270H_11244_001001001 / AUH_E2270H_11244_001002001 | in |  | On Air | On Air |  | Huawei/Nokia | 3G+4G | HW U900 F1 | NSN L18 F1 (20M) |  | 1 |  |  | MW
Sep 2019 Update | IDX5238 | PROPOSED B+G+4PODIUM+21+ROOF RESIDENTIAL BLDG |  | IDX0238 | IDXL5238 |  | DXB | 25.0581 | 55.2101 | du | Residential | IBS | Dubai South | Dubai_Al Barsha South Fourth (Jumeirah Village South) | 1068100 | 2CC |  | DXB_E3177R_11160_001003007 | in |  | On Air | On Air |  | Huawei | 3G+4G | HW U2.1 F2 / U900 F1 | HW L1.8 F1 (20M) + L800 F1 (15M) |  | 6 |  |  | IIB
July 2019 add | IAD0995C | ATOM Essen Steel Industries LLC |  | IAD0995C | IADL5995III |  | AUH | 24.7462 | 54.7529 | du | Warehouse | ATOM | Abu Dhabi | ABU DHABI_KHALIFA INDUSTRIAL CITY A | 2100000 | 1CC |  | AUH_E2673D_10006_001001001 | in |  | On Air | On Air |  | Nokia | 3G+4G | NSN U2.1 F1+F2 | NSN L18 F1 (20M) |  | 1 |  |  | IIB
July 2019 add | IDX5731 | 2B+G+24+2M FLOOR RESIDENTIAL TOWER IN TECOM |  | IDX0731 | IDXL5731 |  | DXB | 25.097 | 55.178 | du | Residential | IBS | Dubai South | DUBAI_AL THANYAH FIRST (AL SAFOUH THIRD) | 1038300 | 2CC |  | DXB_E3177F_11096_001001001 | in |  | On Air | On Air |  | Huawei | 3G+4G | HW U2.1 F2 / U900 F1 | HW L1.8 F1 (20M) + L800 F1 (15M) |  | 4/4 |  |  | IIB
Sep 2019 Update | IAD5133 | Al Ansam (ResJ9,ResJ10,ResJ11 & ResJ12) |  | IAD0133 | IADL5133 |  | AUH | 24.4839 | 54.599 | ETC | Residential | IBS | Abu Dhabi | Abu Dhabi_YAS ISLAND | 2004600 | 4CC |  | AUH_E2570A_10007_001001001 | in |  | On Air | On Air |  | Nokia | 3G+4G | NSN U900 F1 | NSN L18 F1/F2 (20+15M) + L800 F1 (15M) + L21 F1 (15M) |  | 16 |  |  | MW
July 2019 add | DXN0174 | Le Reve_Dubai Marina |  | DXN5174 | DXNL0174 |  | DXB | 25.0892 | 55.1475 | ETC | Residential | IBS | Dubai South | Dubai_Marsa Dubai | 1039200 | 1CC |  | DXB_E3077J_10163_001013004 | in |  | On Air | On Air |  | Huawei | 3G+4G | HW U900 F1 | HW L1.8 F1 (20M) |  | 4/4 |  |  | IIB
July 2019 add | IDX5773 | Five Hotels at JVC (aka. Viceroy Dubai Jumeirah Village) |  | IDX0773 | IDXL5773 | IDXNR5773 | DXB | 25.054 | 55.2067 | Du | Hotel | IBS | Dubai South | Dubai_Al Barsha South Fourth (Jumeirah Village South) | 1068100 | 2CC |  | DXB_E3177R_11356_001061003 | in |  | On Air | On Air | On Air | Huawei | 3G+4G+5G | HW U900 F1 | HW L1.8 F1/F2 (20+10M) | 1CC | 5/5 | 5/34 | N41+N78 F1 | IIB
July 2019 add | IDX5933 | Marquise Square Tower |  | IDX0933 | IDXL5933 |  | DXB | 25.1852 | 55.2763 | du | Mixed used | IBS | Dubai North | Dubai_Burj Khalifa (Business Bay) | 1034500 | 2CC |  | DXB_E3278F_10693_001001002 | in |  | On Air | On Air |  | Huawei | 3G+4G | HW U900 F1 | HW L1.8 F1 (20M) + L800 F1 (15M) |  | 6/3 |  |  | IIB
Sep 2019 add | AJM0948 | Ajman Corniche Residence Tower (T1,T2,T3,T4) |  | AJM5948 | AJML0948 |  | NE | 25.4044 | 55.4303 | ETC | Residential | IBS | Ajman | AJMAN_RUMAILA 2 | 4000600 | 1CC |  | AJM_E3381X_11744_001029001 | in |  | On Air | On Air |  | Huawei | 3G+4G | HW U900 F1 | HW L1.8 F1 (20M) |  | 6/6 |  |  | IIB
Sep 2019 add | IAD5186 | Al Hadeel Project (AL DAR) |  | IAD0186 | IADL5186 |  | AUH | 24.4489 | 54.5996 | ETC | Residential | IBS | Abu Dhabi | Abu Dhabi_Shatie Al Raha | 2042400 | 3CC |  | AUH_E2570F_10030_001001001 | in |  | On Air | On Air |  | Nokia | 3G+4G | NSN U900 F1 | NSN L1800 F1/F2 (20+15M) + L800 F1 (15M) |  | 6 |  |  | MW
Sep 2019 add | SHJ0448 | Al Baker 5 Tower |  | SHJ5448 | SHJL0448 |  | NE | 25.3135 | 55.3731 | ETC | Residential | IBS | Sharjah | SHARJAH_AL KHAN | 3010300 | 1CC |  | SHJ_E3380U_10048_001002009 | in |  | On Air | On Air |  | Huawei | 3G+4G | HW U2.1 F2 / U900 F1 | HW L1.8 F1 (20M) |  | 4/8 |  |  | IIB
Sep 2019 add | IDX5372 | Rove The Parks Hotel |  | IDX0372 | IDXL5372 |  | DXB | 24.9107 | 55.0136 | du | Hotel | IBS | Dubai South | Dubai_Saih Shuaib 1 | 1051300 | 1CC | Yes | DXB_E2975H_10006_001010002 | in |  | On Air | On Air |  | Huawei | 3G+4G | HW U900 F1 | HW L1.8 F1 (20M) |  | 2/2 |  |  | IIB
Sep 2019 add | SHJ0010 | Amity Private School Sharjah |  | SHJ5010 | SHJL0010 |  | NE | 25.2966 | 55.4564 | Du | School | IBS | Sharjah | Sharjah_Muwaileh Commercial | 3009900 | 2CC |  | SHJ_E3379E_10027_001001001 | in |  | On Air | On Air |  | Huawei | 3G+4G | HW U2.1 F2 / U900 F1 | HW L1.8 F1 (20M) + L800 F1 (15M) |  | 3 |  |  | IIB
Sep 2019 add | IDX5734 | American Hospital Dubai Main Building and Bed Tower |  | IDX0734 | IDXL5734 |  | DXB | 25.2355 | 55.3132 | du | Hospital | IBS | Dubai North | Dubai_OUD METHA | 1031900 | 2CC |  | DXB_E3279R_10305_001001001 | in |  | On Air | On Air |  | Huawei | 3G+4G | HW U2.1 F2 / U900 F1 | HW L1.8 F1 (20M) + L800 F1 (15M) |  | 15 |  |  | IIB
Sep 2019 add | IDX5900 | Dubai Airport AOCC Building |  | IDX0900 | IDXL5900 |  | DXB | 25.2703 | 55.3484 | ETC | Office | IBS | Dubai North | DUBAI_DUBAI INTL AIRPORT (DUBAI INTERNATIONAL AIRPORT) | 1022100 | 1CC |  | DXB_E3279O_10349_001002001 | in |  | On Air | On Air |  | Huawei | 3G+4G | HW U2.1 F2 | HW L1.8 F1 (20M) |  | 1/1 |  |  | IIB
Sep 2019 add | AJM0959 | Shahbaa Building A_B_C_D |  | AJM5959 | AJML0959 |  | NE | 25.3987 | 55.4848 | du | Residential | IBS | Ajman | AJMAN_JURF 2 | 4002200 | 2CC |  | AJM_E3480B_12727_001008001 | in |  | On Air | On Air |  | Huawei | 3G+4G | HW U2.1 F2 / U900 F1 | HW L1.8 F1 (20M) + L800 F1 (15M) |  | 8/8 |  |  | MW
Sep 2019 add | IAD5301 | W58_P11 (SPECIALIST REHAB HOSPITAL) |  | IAD0301 | IADL5301 |  | AUH | 24.4214 | 54.4493 | ETC | HOSPITA | IBS | Abu Dhabi | ABU DHABI_Al Madina Al Riyadiya | 2501700 | 2CC |  | AUH_E2370S_10212_001002003 | in |  | On Air | On Air |  | Nokia | 3G+4G | NSN U900 F1 | NSN L1800 F1 (20MHz) + L800 F1 (15Mhz) |  | 4 |  |  | IIB
Sep 2019 add | IAD5175 | Business Avenue Tower AUH |  | IAD0175 | IADL5175 |  | AUH | 24.4915 | 54.376 | ETC | Commercial | IBS | Abu Dhabi | Abu Dhabi_Madinat Zayed(AD) | 2501200 | 2CC |  | AUH_E2271Y_11964_001003001 | in |  | On Air | On Air |  | Nokia | 3G+4G | NSN U900 F1 | NSN L1800 F1 (20MHz) + L800 F1 (15Mhz) |  | 4 |  |  | MW
Sep 2019 add | IDX5926 | Innovation Hub |  | IDX0926 | IDXL5926 |  | DXB | 25.1004 | 55.1634 | du | Commercial | IBS | Dubai South | DUBAI_AL SAFOUH SECOND | 1038200 | 2CC |  | DXB_E3077J_10694_001003005 | in |  | On Air | On Air |  | Huawei | 3G+4G | HW U2.1 F2 / U900 F1 | HW L1.8 F1 (20M) + L800 F1 (15M) |  | 9 |  |  | IIB
Sep 2019 add | IDX5173 | The Address Sky Views_Sky Bridge |  | IDX0173 | IDXL5173 | IDXNR5173 | DXB | 25.2025 | 55.2704 | du | Hotel | IBS | Dubai North | Dubai_Burj Khalifa (Business Bay) | 1034500 | 3CC | Yes | DXB_E3278A_11611_001063002 | in |  | On Air | On Air | On Air | Huawei | 3G+4G+5G | HW U900 F1 | HW L1.8 F1/F2 (20+10M) + L800 F1 (15M) | 2CC | 9/3 | 3/55 | N41+N78 F1+N78 F2 | IIB
Sep 2019 add | IDX5886 | Bay Central- Central Tower-Block-A |  | IDX0886 | IDXL5886 |  | DXB | 25.0782 | 55.1374 | ETC | Commercial | IBS | Dubai South | Dubai_Marsa Dubai | 1039200 | 1CC |  | DXB_E3077N_10264_001008013 | in |  | On Air | On Air |  | Huawei | 3G+4G | HW U900 F1 | HW L1.8 F1 (20M) |  | 5/5 |  |  | IIB
Sep 2019 add | IDX5848 | Manazel Al Safa (Al Tayer Tower) |  | IDX0848 | IDXL5848 |  | DXB | 25.1937 | 55.2643 | ETC | Residential | IBS | Dubai North | Dubai_Burj Khalifa (Business Bay) | 1034500 | 1CC |  | DXB_E3278F_10253_001058001 | in |  | On Air | On Air |  | Huawei | 3G+4G | HW U900 F1 | HW L1.8 F1 (20M) |  | 2/2 |  |  | IIB
Sep 2019 add | IDX5887 | Bay Central - West Tower-Block-B |  | IDX0887 | IDXL5887 |  | DXB | 25.0789 | 55.1383 | ETC | Commercial | IBS | Dubai South | Dubai_Marsa Dubai | 1039200 | 1CC |  | DXB_E3077N_10264_001010013 | in |  | On Air | On Air |  | Huawei | 3G+4G | HW U900 F1 | HW L1.8 F1 (20M) |  | 3/3 |  |  | IIB
Sep 2019 add | IDX5729 | Bareeq Tower at BB |  | IDX0729 | IDXL5729 |  | DXB | 25.1911 | 55.2903 | du | Mixed used | IBS | Dubai North | Dubai_Burj Khalifa (Business Bay) | 1034500 | 1CC |  | DXB_E3278G_10179_001022002 | in |  | On Air | On Air |  | Huawei | 3G+4G | HW U900 F1 | HW L1.8 F1 (20M) |  | 2/2 |  |  | IIB
Sep 2019 add | IDX5364 | D8-81-1304 Residential Building (Al Ansari Building) |  | IDX0364 | IDXL5364 |  | DXB | 25.0661 | 55.2359 | Du | Residential | IBS | Dubai South | DUBAI_AL BARSHA SOUTH THIRD | 1067300 | 2CC |  | DXB_E3177S_10238_001002008 | in |  | On Air | On Air |  | Huawei | 3G+4G | HW U2.1 F2 / U900 F1 | HW L1.8 F1 (20M) + L800 F1 (15M) |  | 4/4 |  |  | IIB
Sep 2019 add | DXN0240 | Dubai Hills_MBR Villa # 15 |  | DXN5240 | DXNL0240 |  | DXB | 25.1214 | 55.268 | ETC | Residential | IBS | Dubai South | DUBAI_HADAEQ SHEIKH MOHAMMED BIN RASHID (RANCHES) | 1063100 | 1CC |  | DXB_E3277A_10247_001001001 | in |  | On Air | On Air |  | Huawei | 3G+4G | HW U2.1 F2 | HW L1.8 F1 (20M) |  | 1/1 |  |  | IIB
Sep 2019 add | DXN0631 | Sheikh Ahmed Bin Mohamed Villa |  | DXN5631 | DXNL0631 |  | DXB | 25.2139 | 55.2977 | ETC | Villa | IBS | Dubai North | DUBAI_ZAABEEL SECOND | 1033700 | 1CC |  | DXB_E3278B_10822_001001001 | in |  | On Air | On Air |  | Huawei | 3G+4G | HW U900 F1 | HW L1.8 F1 (20M) |  | 1/1 |  |  | IIB
Sep 2019 add | IDX5743 | American Hospital Dubai OPD and Parking |  | IDX0743 | IDXL5743 |  | DXB | 25.2355 | 55.3132 | du | Hospital | IBS | Dubai North | Dubai_OUD METHA | 1031900 | 2CC |  | DXB_E3279W_10771_001002003 | in |  | On Air | On Air |  | Huawei | 3G+4G | HW U2.1 F2 / U900 F1 | HW L1.8 F1 (20M) + L800 F1 (15M) |  | 4/4 |  |  | IIB
Sep 2019 add | RAK0562 | Union Tower RAK |  | RAK5562 | RAKL0562 |  | NE | 25.7998 | 55.9609 | du | Mixed Use | IBS | Ras Al Khaimah | RAS AL-KHAIMAH_NAKHEEL | 7031200 | 2CC |  | RKT_E3985P_10007_001001001 | in |  | On Air | On Air |  | Huawei | 3G+4G | HW U2.1 F2 / U900 F1 | HW L1.8 F1 (20M) + L800 F1 (15M) |  | 6 |  |  | IIB
Sep 2019 add | IAD5230 | Al Raha Beach_AL BANDAR (Al Naseem Resident - Block A) |  | IAD0230 | IADL5230 |  | AUH | 24.4513 | 54.6012 | ETC | Residential | IBS | Abu Dhabi | ABU DHABI_SHATIE AL RAHA | 2042400 | 3CC |  | AUH_E2570F_10028_001001001 | in |  | On Air | On Air |  | Nokia | 3G+4G | NSN U900 F1 | NSN L1800 F1/F2 (20+15M) + L800 F1 (15M) |  | 8 |  |  | MW
Dec 2019 update | IDX5760 | Al Andalus Towers A & B |  | IDX0760 | IDXL5760 |  | DXB | 25.0302 | 55.2046 | du | Residential | IBS | Dubai South | DUBAI_MEAISEM FIRST (JUMEIRAH GOLF ESTATE) | 1068500 | 1CC |  | DXB_E3176B_10729_001012002 | in |  | On Air | On Air |  | Huawei | 3G+4G | HW U2.1 F2 / U900 F1 | HW L1.8 F1 (20M) |  | 3/3 |  |  | IIB
Sep 2019 add | IDX5869 | The Aquila School Dubailand |  | IDX0869 | IDXL5869 |  | DXB | 25.089 | 55.3832 | Du | School | IBS | Dubai South | Dubai_Wadi Al Safa 5 (Dubai Land) | 1064800 | 1CC |  | DXB_E3377K_10541_001002001 | in |  | On Air | On Air |  | Huawei | 3G+4G | HW U900 F1 | HW L1.8 F1 (20M) |  | 1/1 |  |  | IIB
Sep 2019 add | IAD5228 | Al Raha Beach_AL BANDAR (BARZAA & Al Manara) |  | IAD0228 | IADL5228 |  | AUH | 24.4508 | 54.6014 | ETC | Residential | IBS | Abu Dhabi | ABU DHABI_SHATIE AL RAHA | 2042400 | 3CC | Yes | AUH_E2570F_10029_001002001 | in |  | On Air | On Air |  | Nokia | 3G+4G | NSN U900 F1 | NSN L1800 F1/F2 (20+15M) + L800 F1 (15M) |  | 12 |  |  | MW
Sep 2019 add | SHJ0455 | Sharjah City Centre Expansion |  | SHJ5455 | SHJL0455 |  | NE | 25.3258 | 55.3943 | du | Mall | IBS | Sharjah | Sharjah_Industrial Area 1 | 3009600 | 3CC | Yes | SHJ_E3380V_10254_001001001 | in |  | On Air | On Air |  | Huawei | 3G+4G | HW U2.1 F2 | HW L1.8 F1 (20M) + L800 F1 (15M) + L21 (15M) |  | 6/3 |  |  | IIB
Sep 2019 add | IAD5178 | Al Maryah Central Parking (SISO) |  | IAD0178 | IADL5178 | IADNR5178 | AUH | 24.5007 | 54.3907 | ETC | Mall | IBS | Abu Dhabi | ABU DHABI_AL MARYAH ISLAND | 2047400 | 3CC |  | AUH_E2371P_10201_001004001 | in |  | On Air | On Air | On Air | Nokia | 3G+4G+5G | NSN U2.1 F2 / U900 F1 | NSN L18 F1 (20M) + L800 F1 (15M) + L21 F1 (15M) | 1CC | 12 | 6 | N41 | IIB
Sep 2019 add | IAD5179 | Al Maryah Central Mall & Cinema Hall (MIMO) |  | IAD0179 | IADL5179 | IADNR5179 | AUH | 24.5007 | 54.3907 | ETC | Mall | IBS | Abu Dhabi | Abu Dhabi_AL MARYAH ISLAND | 2047400 | 3CC | Yes | AUH_E2371P_10201_001006001 | in |  | On Air | On Air | On Air | Nokia | 3G+4G+5G | NSN U2.1 F2 / U900 F1 | NSN L18 F1 (20M) + L800 F1 (15M) + L21 F1 (15M) | 1CC | 10 | 5 | N41 | IIB
Sep 2019 add | IDX5690 | Silicon Park DSO - Buildings D1, D2 & D3 |  | IDX0690 | IDXL5690 |  | DXB | 25.12 | 55.379 | Du | Mixed Use | IBS | Dubai North | Dubai_Nadd Hessa (Dubai Silicon Oasis) | 1062600 | 2CC |  | DXB_E3377A_10177_001006001 | in |  | On Air | On Air |  | Huawei | 3G+4G | HW U2.1 F2 / U900 F1 | HW L1.8 F1 (20M) + L800 F1 (15M) |  | 9 |  |  | IIB
Sep 2019 add | IDX5390 | Vida Harbour Point Hotel at DCH |  | IDX0390 | IDXL5390 |  | DXB | 25.2055 | 55.3439 | du | Hotel | IBS | Dubai North | Dubai_Al Kheeran First (Ras Al Hamar) | 1041400 | 2CC | Yes | DXB_E3278E_10184_001014001 | in |  | On Air | On Air |  | Huawei | 3G+4G | HW U2.1 F2 / U900 F1 | HW L1.8 F1 (20M) + L800 F1 (15M) |  | 6 |  |  | IIB
Sep 2019 add | SHJ0474 | Al Dhaid Police Station | SHJ0474 | SHJ5474 | SHJL0474 |  | NE | 25.2607 | 55.8946 | du | Government | IBS | Sharjah | SHARJAH_Al Dhaid City | 3000050 | 1CC |  | SHJ_E3879L_10002_001001001 | in | Locked | On Air | On Air |  | Huawei | 3G+4G | HW U2.1 F2 | HW L1.8 F1 (20M) |  | 1/1 |  |  | IIB
Sep 2019 add | DXN0016 | K9 Building Al Aweer |  | DXN5016 | DXNL0016 |  | DXB | 25.152 | 55.511 | du | Government | IBS | Dubai North | Dubai_Al Rowaiyah Third (800) | 1081400 | 1CC |  | DXB_E3478R_10354_001001001 | in |  | On Air | On Air |  | Huawei | 3G+4G | HW U2.1 F2 | HW L1.8 F1 (20M) |  | 4/4 |  |  | IIB
Sep 2019 add | IAD5232 | Al Raha Beach_AL BANDAR (Al Naseem Resident - Block C & CP) |  | IAD0232 | IADL5232 |  | AUH | 24.4505 | 54.599 | ETC | Residential | IBS | Abu Dhabi | ABU DHABI_SHATIE AL RAHA | 2042400 | 3CC |  | AUH_E2570F_10026_001001001 | in |  | On Air | On Air |  | Nokia | 3G+4G | NSN U900 F1 | NSN L1800 F1/F2 (20+15M) + L800 F1 (15M) |  | 12 |  |  | MW
Sep 2019 add | IAD5310 | Wales International School |  | IAD0310 | IADL5310 |  | AUH | 24.3563 | 54.7043 | ETC | School | IBS | Abu Dhabi | ABU DHABI_AL SHAMKHA | 2046500 | 2CC |  | AUH_E2669L_10011_001001001 | in |  | On Air | On Air |  | Nokia | 3G+4G | NSN U900 F1 | NSN L1800 F1 (20MHz) + L800 F1 (15Mhz) |  | 2 |  |  | MW
Sep 2019 add | IAD5319 | Al Maryah Central-2 (MIMO) |  | IAD0319 | IADL5319 | IADNR5319 | AUH | 24.504 | 54.3923 | ETC | Mall | IBS | Abu Dhabi | Abu Dhabi_AL MARYAH ISLAND | 2047400 | 3CC | Yes | AUH_E2371P_10202_001001001 | in |  | On Air | On Air | On Air | Nokia | 3G+4G+5G | NSN U2.1 F2 / U900 F1 | NSN L18 F1 (20M) + L800 F1 (15M) + L21 F1 (15M) | 1CC | 8 | 4 | N41 | IIB
Sep 2019 add | IDX5728 | DAMAC Maison Cour Jardin at BB |  | IDX0728 | IDXL5728 |  | DXB | 25.1874 | 55.2677 | ETC | Hotel | IBS | Dubai North | DUBAI_BURJ KHALIFA (BUSINESS BAY) | 1034500 | 2CC |  | DXB_E3278F_10534_001004014 | in |  | On Air | On Air |  | Huawei | 3G+4G | HW U900 F1 | HW L1.8 F1 (20M) + L800 F1 (15M) |  | 4/2 |  |  | IIB
Sep 2019 add | AAN0068 | Al Jimi Mall Expansion Phase 3 |  | AAN5068 | AANL0068 | AAN0068_N_BB2 | AUH | 24.2443 | 55.7255 | du | Mall | IBS | Al Ain | Abu Dhabi_Al Jimi | 8000500 | 3CC | Yes | AAN_E3668W_10002_001003001 | in |  | On Air | On Air | On Air | Ericsson | 3G+4G+5G | E/// U2.1 F1+F2 / U900 F1 | E/// L1.8 F1/F2 (20+15M) + L800 F1 (15M) |  |  |  |  | IIB
Sep 2019 add | KFN0715 | Khorfakkan New Tunnels - A Seqb |  | KFN5715 | KFNL0715 |  | NE | 25.3471 | 56.269 | du | Tunnel | IBS | Khorfakkan | Sharjah_Khorfakkan Rural | 3000023 | 1CC |  | SHJ_E4280Q_10001_001001001 | in |  | On Air | On Air |  | Huawei | 3G+4G | HW U2.1 F2 | HW L1.8 F1 (20M) |  | 3/3 |  |  | IIB
Oct 2019 update | IAD5323 | National Food Products Company |  | IAD0323 | IADL5323 |  | AUH | 24.7255 | 54.7377 | du | Commercial | IBS | Abu Dhabi | ABU DHABI_KHALIFA INDUSTRIAL CITY A | 2100000 | 2CC |  | AUH_E2673I_10002_001001002 | in |  | On Air | On Air |  | Nokia | 3G+4G | NSN U900 F1 | NSN L1800 F1 (20MHz) + L800 F1 (15Mhz) |  | 6 |  |  | IIB
Sep 2019 add | SHJ0473 | Hilton Hotel Sharjah |  | SHJ5473 | SHJL0473 |  | NE | 25.3272 | 55.378 | ETC | Hotel | IBS | Sharjah | Sharjah_AL MAZAJ THIRD | 3010500 | 1CC |  | SHJ_E3380P_10035_001001010 | in |  | On Air | On Air |  | Huawei | 3G+4G | HW U900 F1 | HW L1.8 F1 (20M) |  | 1/1 |  |  | IIB
Sep 2019 add | KFN0714 | Khorfakkan New Tunnels - Al Saha |  | KFN5714 | KFNL0714 |  | NE | 25.3464 | 56.2626 | du | Tunnel | IBS | Khorfakkan | Sharjah_Khorfakkan Rural | 3000023 | 1CC |  | FJR_E4280P_10002_001001001 | in |  | On Air | On Air |  | Huawei | 3G+4G | HW U2.1 F2 | HW L1.8 F1 (20M) |  | 2/2 |  |  | IIB
Sep 2019 add | DXB5237J | ATOM Dr. Sulaiman Al Habib Hospital SZR |  | DXB5237J | DXBL0237X |  | DXB | 25.1547 | 55.2262 | du | Hospital | ATOM | Dubai South | DUBAI_AL SAFA SECOND | 1035700 | 1CC |  | DXB_E3178S_11219_001002002 | in |  | On Air | On Air |  | Huawei | 3G+4G | HW U2.1 F2 | HW L1.8 F1 (20M) |  | 1 |  |  | IIB
Sep 2019 add | IDX5234I | ATOM DOKA Gulf |  | IDX0234A | IDXL5234I |  | DXB | 24.9663 | 55.1205 | du | Commercial | ATOM | Dubai South | DUBAI_JABAL ALI INDUSTRIAL SECOND (JABAL ALI INDUSTRIAL 2) | 1051800 | 1CC |  | #N/A | in |  | On Air | On Air |  | Huawei | 3G+4G | HW U2.1 F2 | HW L1.8 F1 (20M) |  | 1 |  |  | MW
Sep 2019 add | KFN0712 | Khorfakkan New Tunnels - Al Ghazeer |  | KFN5712 | KFNL0712 |  | NE | 25.2967 | 56.2328 | du | Tunnel | IBS | Khorfakkan | Sharjah_Khorfakkan Rural | 3000023 | 1CC |  | SHJ_E4179D_10001_001001001 | in |  | On Air | On Air |  | Huawei | 3G+4G | HW U2.1 F2 | HW L1.8 F1 (20M) |  | 2/2 |  |  | IIB
Sep 2019 add | SHJ5497E | Arabian Wildlife Zoo |  | SHJ5497E | SHJL0497V |  | NE | 25.2833 | 55.6978 | du | Commercial | ATOM | Sharjah | Sharjah_Al rafiah | 3000022 | 1CC |  | SHJ_E3679G_10002_001001001 | in |  | On Air | On Air |  | Huawei | 3G+4G | HW U2.1 F2 | HW L1.8 F1 (20M) |  | 1 |  |  | IIB
Sep 2019 add | DXN0215 | Al Maktoum Building Phase 2 Bldg C |  | DXN5215 | DXNL0215 |  | DXB | 25.2707 | 55.3155 | ETC | Residential | IBS | Dubai North | Dubai_NAIF | 1011800 | 1CC |  | DXB_E3279H_12514_001001001 | in |  | On Air | On Air |  | Huawei | 3G+4G | HW U900 F1 | HW L1.8 F1 (20M) |  | 2/2 |  |  | IIB
Sep 2019 add | AUH0780 | Danat Residence Abu Dhabi |  | AUH5780 | AUHL0780 |  | AUH | 24.4301 | 54.4375 | du | Residential | IBS | Abu Dhabi | ABU DHABI_Al Zahra | 2501800 | 2CC |  | AUH_E2370M_11520_001001001 | in |  | On Air | On Air |  | Nokia | 3G+4G | NSN U900 F1 | NSN L1800 F1 (20MHz) + L800 F1 (15Mhz) |  | 4 |  |  | IIB
Feb 2020 Update | SHJ0002 | Al Shahid Tower 2 (Al Anwar) | SHJ0002 | SHJ5002 | SHJL0002 |  | NE | 25.3247 | 55.3737 | du | Residential | IBS | Sharjah | SHARJAH_AL KHAN | 3010300 | 1CC |  | SHJ_E3380U_10014_001053001 | in | Locked | On Air | On Air |  | Huawei | 3G+4G | HW U2.1 F2 | HW L1.8 F1 (20M) |  | 8 |  |  | IIB
Oct 2019 add | IAD5231 | Al Raha Beach_AL BANDAR (Al Naseem Resident - Block B) |  | IAD0231 | IADL5231 |  | AUH | 24.4505 | 54.599 | ETC | Residential | IBS | Abu Dhabi | ABU DHABI_SHATIE AL RAHA | 2042400 | 2CC |  | AUH_E2570F_10027_001001001 / AUH_E2570F_10027_001002001 | in |  | On Air | On Air |  | Nokia | 3G+4G | NSN U900 F1 | NSN L1800 F1 (20MHz) + L800 F1 (15Mhz) |  | 8 |  |  | MW
Oct 2019 add | IAD5276 | City of Light – Sigma 2 Twr (RT3_C11) |  | IAD0276 | IADL5276 |  | AUH | 24.4981 | 54.4053 | ETC | Residential | IBS | Abu Dhabi | Abu Dhabi_AL Reem Island | 2045700 | 4CC |  | AUH_E2371V_10031_001001001 | in |  | On Air | On Air |  | Nokia | 3G+4G | NSN U900 F1 | NSN L18 F1/F2 (20+15M) + L800 F1 (15M) + L21 F1 (15M) |  | 8 |  |  | MW
Oct 2019 add | IAD5275 | City of Light – Sigma 1 Twr (RT3_C10) |  | IAD0275 | IADL5275 |  | AUH | 24.4992 | 54.4042 | ETC | Residential | IBS | Abu Dhabi | Abu Dhabi_AL Reem Island | 2045700 | 4CC | Yes | AUH_E2371U_10076_001001001 | in |  | On Air | On Air |  | Nokia | 3G+4G | NSN U900 F1 | NSN L18 F1/F2 (20+15M) + L800 F1 (15M) + L21 F1 (15M) |  | 4 |  |  | MW
Dec 2019 update | IDX5510 | Burj Fountain Views_Address Hotel |  | IDX0510 | IDXL5510 | IDXNR5510 | DXB | 25.195594 | 55.2829 | ETC | Hotel | IBS | Dubai North | Dubai_Burj Khalifa (Business Bay) | 1034500 | 2CC | Yes | DXB_E3278F_10691_001061006 | in |  | On Air | On Air | On Air | Huawei | 3G+4G+5G | HW U2.1 F2 / U900 F1 | HW L1.8 F1 (20M) + L800 F1 (15M) | 1CC | 21 | 7/0 | N41 | IIB
Oct 2019 add | SHJ0459 | Safari Mall_Sharjah |  | SHJ5459 | SHJL0459 | SHJNR0459 | NE | 25.3051 | 55.4509 | ETC | Mall | IBS | Sharjah | SHARJAH_MUWAILEH COMMERCIAL | 3009900 | 2CC |  | SHJ_E3379E_10028_001002002 | in |  | On Air | On Air | On Air | Huawei | 3G+4G+5G | HW U2.1 F2 / U900 F1 | HW L1.8 F1 (20M) + L800 F1 (15M) | 1CC | 9 | 2/0 | N41 | IIB
Oct 2019 add | IDX5048 | TMI Towers |  | IDX0048 | IDXL5048 |  | DXB | 25.0926 | 55.176 | du | Residential | IBS | Dubai South | DUBAI_AL THANYAH FIRST (AL SAFOUH THIRD) | 1038300 | 1CC |  | DXB_E3177F_11099_001002002 | in |  | On Air | On Air |  | Huawei | 3G+4G | HW U900 F1 | HW L1.8 F1 (20M) |  | 5/9 |  |  | IIB
Dec 2019 update | IDX5868 | Hotel & Residential Tower for SDTRED at JLT (aka. Vivanta by Taj) |  | IDX0868 | IDXL5868 |  | DXB | 25.0804 | 55.154 | du | Hotel | IBS | Dubai South | Dubai_Jumeirah Lakes Towers (JLT) | 1039301 | 1CC |  | DXB_E3077O_11110_001001002 | in |  | On Air | On Air |  | Huawei | 3G+4G | HW U900 F1 | HW L1.8 F1 (20M) |  | 4/4 |  |  | IIB
Oct 2019 add | KFN0713 | Khorfakkan New Tunnels - Al Sidra |  | KFN5713 | KFNL0713 |  | NE | 25.3156 | 56.239 | du | Tunnel | IBS | Khorfakkan | Sharjah_Khorfakkan Rural | 3000023 | 1CC |  | SHJ_E4180Y_10001_001001001 | in |  | On Air | On Air |  | Huawei | 3G+4G | HW U2.1 F2 | HW L1.8 F1 (20M) |  | 6/6 |  |  | IIB
Oct 2019 add | IAD5195 | Sh. Omar Bin Zayed Building RR3_C6 |  | IAD0195 | IADL5195 |  | AUH | 24.4876 | 54.4059 | ETC | Residential | IBS | Abu Dhabi | ABU DHABI_AL REEM ISLAND | 2045700 | 2CC |  | AUH_E2371V_10043_001001001 / AUH_E2371V_10043_001002001 | in |  | On Air | On Air |  | Nokia | 3G+4G | NSN U900 F1 | NSN L1800 F1 (20MHz) + L800 F1 (15Mhz) |  | 6 |  |  | MW
Oct 2019 add | IDX5608 | Murano Residence Tower 1 Al Furjan |  | IDX0608 | IDXL5608 |  | DXB | 25.024 | 55.1403 | du | Residential | IBS | Dubai South | Dubai_Jabal Ali Gardens | 1059102 | 2CC |  | DXB_E3076D_10740_001021002 | in |  | On Air | On Air |  | Huawei | 3G+4G | HW U2.1 F2 / U900 F1 | HW L1.8 F1 (20M) + L800 F1 (15M) |  | 3 |  |  | IIB
Oct 2019 add | IDX5172 | Falcon Tower_SZR |  | IDX0172 | IDXL5172 |  | DXB | 25.1935 | 55.2634 | ETC | Residential | IBS | Dubai North | Dubai_Burj Khalifa (Business Bay) | 1034500 | 2CC |  | DXB_E3178J_11928_001030005 | in |  | On Air | On Air |  | Huawei | 3G+4G | HW U900 F1 | HW L1.8 F1 (20M) + L800 F1 (15M) |  | 8/4 |  |  | IIB
Oct 2019 add | DXN0226 | Student Accommodation |  | DXN5226 | DXNL0226 |  | DXB | 25.1295 | 55.4272 | du | Accomodation | IBS | Dubai North | DUBAI_AL ROWAIYAH FIRST (800) | 1081200 | 1CC |  | DXB_E3378X_10005_001008001 | in |  | On Air | On Air |  | Huawei | 3G+4G | HW U900 F1 | HW L1.8 F1 (20M) |  | 3/3 |  |  | IIB
Dec 2019 update | DXN0320 | OMEGA Hotel_DXB |  | DXN5320 | DXNL0320 |  | DXB | 25.255088° | 55.291851° | ETC | Hotel | IBS | Dubai North | DUBAI_AL RAFFA | 1031600 | 1CC |  | DXB_E3279L_12973_001001001 | in |  | On Air | On Air |  | Huawei | 3G+4G | HW U900 F1 | HW L1.8 F1 (20M) |  | 2/2 |  |  | IIB
Oct 2019 add | SHJ0460 | Muwaileh Camp 5 Sultan Tower |  | SHJ5460 | SHJL0460 |  | NE | 25.3088 | 55.4542 | du | Residential | IBS | Sharjah | Sharjah_Muwaileh Commercial | 3009900 | 1CC |  | SHJ_E3380Y_10009_001003001 | in |  | On Air | On Air |  | Huawei | 3G+4G | HW U900 F1 | HW L1.8 F1 (20M) |  | 1/1 |  |  | IIB
Oct 2019 add | IDX5803 | Crowne Plaza Hotel Dubai Marina |  | IDX0803 | IDXL5803 |  | DXB | 25.0753 | 55.139 | du | Hotel | IBS | Dubai South | Dubai_Marsa Dubai | 1039200 | 1CC |  | DXB_E3077N_10793_001001002 | in |  | On Air | On Air |  | Huawei | 3G+4G | HW U900 F1 | HW L1.8 F1 (20M) |  | 3/3 |  |  | IIB
Oct 2019 add | IDX5514 | Ministry of Climate Change and Environment |  | IDX0514 | IDXL5514 |  | DXB | 25.0957 | 55.388 | du | Government | IBS | Dubai North | Dubai_Al Rowaiyah Second (800) | 1081300 | 1CC |  | DXB_E3377G_10054_001007001 | in |  | On Air | On Air |  | Huawei | 3G+4G | HW U2.1 F2 | HW L1.8 F1 (20M) |  | 1/1 |  |  | IIB
Oct 2019 add | IDX5675 | Novotel Hotel Palm Jumeirah (aka. Vizir Palm Crescent) |  | IDX0675 | IDXL5675 |  | DXB | 25.1393 | 55.1415 | du | Hotel | IBS | Dubai South | DUBAI_NAKHLAT JUMEIRA (THE PALM JUMEIRAH) | 1038100 | 2CC | Yes | DXB_E3078X_10534_001001002 | in |  | On Air | On Air |  | Huawei | 3G+4G | HW U900 F1 | HW L1.8 F1 (20M) + L800 F1 (15M) |  | 2/1 |  |  | IIB
Oct 2019 add | IDX5678 | Palm Jumeirah Boulevard West Beach Zone E |  | IDX0678 | IDXL5678 |  | DXB | 25.1058 | 55.1449 | du | mall | IBS | Dubai South | Dubai_Nakhlat Jumeira (The Palm Jumeirah) | 1038100 | 2CC |  | DXB_E3077J_10696_001001004 | in |  | On Air | On Air |  | Huawei | 3G+4G | HW U2.1 F2 / U900 F1 | HW L1.8 F1 (20M) + L800 F1 (15M) |  | 4/3 |  |  | IIB
Oct 2019 add | DXN0456 | Labour Court_Dubai |  | DXN5456 | DXNL0456 |  | DXB | 25.1506 | 55.5026 | ETC | Government | IBS | Dubai North | DUBAI_AL ROWAIYAH THIRD (800) | 1081400 | 1CC |  | DXB_E3478R_10356_001006001 | in |  | On Air | On Air |  | Huawei | 3G+4G | HW U2.1 F2 | HW L1.8 F1 (20M) |  | 3/3 |  |  | IIB
Oct 2019 add | IDX5671 | Sol Bay Residential Bldg |  | IDX0671 | IDXL5671 |  | DXB | 25.1792 | 55.273 | du | Residential | IBS | Dubai North | Dubai_Burj Khalifa (Business Bay) | 1034500 | 2CC |  | DXB_E3278K_10795_001024002 | in |  | On Air | On Air |  | Huawei | 3G+4G | HW U2.1 F2 / U900 F1 | HW L1.8 F1 (20M) + L800 F1 (15M) |  | 9 |  |  | IIB
Oct 2019 add | IDX5517 | Gargash Apartment at Tecom |  | IDX0517 | IDXL5517 |  | DXB | 25.096 | 55.1799 | du | Residential | IBS | Dubai South | Dubai_Al Thanyah First (Al Safouh Third) | 1038300 | 1CC |  | DXB_E3177F_11094_001019002 | in |  | On Air | On Air |  | Huawei | 3G+4G | HW U900 F1 | HW L1.8 F1 (20M) |  | 1/1 |  |  | IIB
Oct 2019 add | IAD5181 | Rawdhat Building 82 |  | IAD0181 | IADL5181 |  | AUH | 24.4191 | 54.4651 | du | Residential | IBS | Abu Dhabi | Abu Dhabi_Al Matar | 2501600 | 2CC |  | AUH_E2370S_10429_001002002 | in |  | On Air | On Air |  | Nokia | 3G+4G | NSN U900 F1 | NSN L1800 F1 (20MHz) + L800 F1 (15Mhz) |  | 2 |  |  | MW
Oct 2019 add | IDX5624 | DWTC Exhibition Tower Parking |  | IDX0624 | IDXL5624 |  | DXB | 25.2206 | 55.29 | du | Parking | IBS | Dubai North | DUBAI_ZAABEEL SECOND | 1033700 | 2CC |  | DXB_E3279V_11043_001001001 | in |  | On Air | On Air |  | Huawei | 3G+4G | HW U2.1 F2 / U900 F1 | HW L1.8 F1 (20M) + L800 F1 (15M) |  | 2/2 |  |  | IIB
Sep 2021 Update | IDX5151 | Dubai Mall Zabeel Expansion_Lower Part |  | IDX0151 | IDXL5151 | IDXNR5151 | DXB | 25.1999 | 55.283 | du | Mall | IBS | Dubai North | Dubai_Burj Khalifa (Business Bay) | 1034500 | 3CC | Yes | DXB_E3278A_11661_001010001 | in |  | On Air | On Air | On Air | Huawei | 3G+4G+5G | HW U2.1 F2 / U900 F1 | HW L1.8 F1/F2 (20+10M) + L800 F1 (15M) | 1CC | 6/6 | 3/0 | N41 | IIB
Sep 2021 Update | IDX5153 | Dubai Mall Zabeel Expansion_Upper Part |  | IDX0153 | IDXL5153 | IDXNR5153 | DXB | 25.1999 | 55.283 | du | Mall | IBS | Dubai North | Dubai_Burj Khalifa (Business Bay) | 1034500 | 3CC | Yes | DXB_E3278A_11661_001011001 | in |  | On Air | On Air | On Air | Huawei | 3G+4G+5G | HW U2.1 F2 / U900 F1 | HW L1.8 F1/F2 (20+10M) + L800 F1 (15M) | 1CC | 8/8 | 4/0 | N41 | IIB
Dec 2019 add | AUH0465 | Criminal investigation Department |  | AUH5465 | AUHL0465 |  | AUH | 24.4521 | 54.3974 | du | Government | IBS | Abu Dhabi | ABU DHABI_Al Nahyan | 2501000 | 2CC |  | AUH_E2370F_11322_001001001 | in |  | On Air | On Air |  | Nokia | 3G+4G | NSN U900 F1 | NSN L1800 F1 (20MHz) + L800 F1 (15Mhz) |  | 4 |  |  | IIB
Dec 2019 add | IAD5277 | City of Light - Omega Twr (RT3_C10a) |  | IAD0277 | IADL5277 |  | AUH | 24.4991 | 54.405 | ETC | Residential | IBS | Abu Dhabi | Abu Dhabi_AL Reem Island | 2045700 | 2CC |  | AUH_E2371V_10032_001001001 | in |  | On Air | On Air |  | Nokia | 3G+4G | NSN U900 F1 | NSN L1800 F1 (20MHz) + L800 F1 (15Mhz) |  | 10 |  |  | MW
Dec 2019 add | DXB0555 | JLT - AL MAS TOWER |  | DXB5555_U900 |  |  | DXB | 25.0689 | 55.1411 | ETC | Residential | IBS | Dubai South | DUBAI_Jumeirah Lakes Towers (JLT) | 1039301 |  |  | DXB_E3077S_10001_001015009 | in |  | On Air |  |  | Huawei | 3G | 3G 900 |  |  | 8 |  |  | IIB
Dec 2019 add | AUH0701 | Zayed Sports City Phase-1 (Rihan Heights) Tower B |  | AUH5701 | AUHL0701 |  | AUH | 24.4138 | 54.4636 | ETC | Residential | IBS | Abu Dhabi | ABU DHABI_Al Madina Al Riyadiya | 2501700 | 3CC |  | AUH_E2370S_10412_001004001 | in |  | On Air | On Air |  | Nokia | 3G+4G | NSN U900 F1 | NSN L1800 F1/F2 (20+15M) + L800 F1 (15M) |  | 6 |  |  | IIB
Dec 2019 add | IAD5300 | Amwaj Tower - AUH |  | IAD0300 | IADL5300 |  | AUH | 24.4719 | 54.3453 | ETC | Residential | IBS | Abu Dhabi | ABU DHABI_Al Khalidiya | 2501300 | 2CC | Yes | AUH_E2270C_10015_001003001 | in |  | On Air | On Air |  | Nokia | 3G+4G | NSN U900 F1 | NSN L1800 F1 (20MHz) + L800 F1 (15Mhz) |  | 4 |  |  | IIB
Dec 2019 add | DXN0768 | Zulekha Hospital_Dubai |  | DXN5768 | DXNL0768 |  | DXB | 25.2912 | 55.3842 | ETC | Hospital | IBS | Dubai North | DUBAI_AL NAHDA SECOND | 1024100 | 2CC | Yes | DXB_E3379B_11427_001001001 | in |  | On Air | On Air |  | Huawei | 3G+4G | HW U2.1 F2 / U900 F1 | HW L1.8 F1 (20M) + L800 F1 (15M) |  | 4/4 |  |  | IIB
Dec 2019 add | DXN0181 | Mulberry I _Bldg_1,Bldg_2,Bldg_3 & 4 |  | DXN5181 | DXNL0181 |  | DXB | 25.1096 | 55.2488 | ETC | Commercial | IBS | Dubai South | DUBAI_HADAEQ SHEIKH MOHAMMED BIN RASHID (RANCHES) | 1063100 | 2CC |  | DXB_E3177E_10168_001004014 | in |  | On Air | On Air |  | Huawei | 3G+4G | HW U2.1 F2 / U900 F1 | HW L1.8 F1 (20M) + L800 F1 (15M) |  | 8/8 |  |  | IIB
Dec 2019 add | DXN0183 | Mulberry I _Bldg_5,Bldg_6,Bldg_7 & 8 |  | DXN5183 | DXNL0183 |  | DXB | 25.1096 | 55.2488 | ETC | Commercial | IBS | Dubai South | DUBAI_HADAEQ SHEIKH MOHAMMED BIN RASHID (RANCHES) | 1063100 | 1CC |  | DXB_E3177E_10167_001004016 | in |  | On Air | On Air |  | Huawei | 3G+4G | HW U2.1 F2 / U900 F1 | HW L1.8 F1 (20M) |  | 4/8 |  |  | IIB
Feb 2020 Update | AAN0086 | Al Jowhara – Mediclinic Hospital_AAN |  | AAN5086 | AANL0086 |  | AUH | 24.233 | 55.7246 | ETC | Hospital | IBS | Al Ain | ABU DHABI_AL JIMI | 8000500 | 2CC |  | AAN_E3668W_10008_001001003 | in |  | On Air | On Air |  | Ericsson | 3G+4G | E/// U2.1 F1+F2 / U900 F1 | E/// L1.8 F1 (20M) + L800 F1 (15M) |  |  |  |  | IIB
Dec 2019 add | KFN0716 | Arab Marine Academy Khorfakkan |  | KFN5716 | KFNL0716 |  | NE | 25.3143 | 56.3315 | ETC | University/School | #N/A | Khorfakkan | SHARJAH_Khorfakkan Rural | 3000023 | 2CC |  | SHJ_E4279D_10001_001001001 | in |  | On Air | On Air |  | Huawei | 3G+4G | HW U2.1 F2 / U900 F1 | HW L1.8 F1 (20M) + L800 F1 (15M) |  | 6 |  |  | MW
Dec 2019 add | DXN0079 | Avani Ibn Battuta Hotel |  | DXN5079 | DXNL0079 |  | DXB | 25.0457 | 55.1186 | du | Hotel | IBS | Dubai South | Dubai_Discovery Gardens | 1059101 | 1CC | Yes | DXB_E3077W_11016_001020002 | in |  | On Air | On Air |  | Huawei | 3G+4G | HW U900 F1 | HW L1.8 F1 (20M) |  | 2/2 |  |  | IIB
Dec 2019 add | AJM0968 | Oasis Tower 2_Ajman |  | AJM5968 | AJML0968 |  | NE | 25.3966 | 55.454 | ETC | Residential | IBS | Ajman | AJMAN_RASHIDEYA 1 | 4000200 | 2CC |  | AJM_E3380E_12675_001004002 | in |  | On Air | On Air |  | Huawei | 3G+4G | HW U900 F1 | HW L1.8 F1 (20M) + L800 F1 (15M) |  | 6/3 |  |  | IIB
Dec 2019 add | DXN0315 | B+G+P+8F+R Plot No. 3347-337 (Satwa1) |  | DXN5315 | DXNL0315 |  | DXB | 25.2181 | 55.272 | du | Residential | IBS | Dubai North | DUBAI_AL SATWA | 1033400 | 1CC |  | DXB_E3279U_13974_001011003 | in |  | On Air | On Air |  | Huawei | 3G+4G | HW U900 F1 | HW L1.8 F1 (20M) |  | 1/1 |  |  | IIB
Dec 2019 add | DXN0359 | Farid Tower 2 |  | DXN5359 | DXNL0359 |  | DXB | 25.1779 | 55.2699 | du | Residential | IBS | Dubai North | DUBAI_BURJ KHALIFA (BUSINESS BAY) | 1034500 | 1CC |  | DXB_E3278K_10799_001013007 | in |  | On Air | On Air |  | Huawei | 3G+4G | HW U900 F1 | HW L1.8 F1 (20M) |  | 2/2 |  |  | IIB
Dec 2019 add | DXN0199 | Centurion Star _Dubai |  | DXN5199 | DXNL0199 |  | DXB | 25.2541 | 55.3286 | ETC | Commercial | IBS | Dubai North | DUBAI_PORT SAEED | 1012900 | 1CC |  | DXB_E3279N_10983_001009015 | in |  | On Air | On Air |  | Huawei | 3G+4G | HW U2.1 F2 | HW L1.8 F1 (20M) |  | 2/2 |  |  | IIB
Dec 2019 add | IDX5371 | The 118 Tower |  | IDX0371 | IDXL5371 |  | DXB | 25.1929 | 55.2815 | ETC | Residential | IBS | Dubai North | DUBAI_BURJ KHALIFA (BUSINESS BAY) | 1034500 | 2CC |  | DXB_E3278F_10710_001028001 | in |  | On Air | On Air |  | Huawei | 3G+4G | HW U2.1 F2 / U900 F1 | HW L1.8 F1 (20M) + L800 F1 (15M) |  | 12 |  |  | IIB
Dec 2019 add | SHJ0273 | Neptune Tower |  | SHJ5273 | SHJL0273 |  | NE | 25.3168 | 55.3808 | du | Residential | IBS | Sharjah | SHARJAH_AL MAZAJ SECOND | 3010700 | 1CC |  | SHJ_E3380V_10150_001001001 | in |  | On Air | On Air |  | Huawei | 3G+4G | HW U900 F1 | HW L1.8 F1 (20M) |  | 1/1 |  |  | IIB
Dec 2019 add | DXN0182 | Control Tower at Motor City |  | DXN5182 | DXNL0182 |  | DXB | 25.0464 | 55.2304 | ETC | Commercial | IBS | Dubai South | DUBAI_AL HEBIAH FIRST (DUBAI AUTODROME) | 1067400 | 2CC |  | DXB_E3177X_10014_001001002 | in |  | On Air | On Air |  | Huawei | 3G+4G | HW U2.1 F2 / U900 F1 | HW L1.8 F1 (20M) + L800 F1 (15M) |  | 12 |  |  | IIB
Feb 2020 Update | DXN0333 | Acacia II @Dubai Hills Estate |  | DXN5333 | DXNL0333 |  | DXB | 25.1112 | 55.2474 | ETC | Residential | IBS | Dubai South | DUBAI_HADAEQ SHEIKH MOHAMMED BIN RASHID (RANCHES) | 1063100 | 3CC |  | DXB_E3177E_10219_001002028 | in |  | On Air | On Air |  | Huawei | 3G+4G | HW U900 F1 | HW L1.8 F1/F2 (20+10M) + L800 F1 (15M) |  | 12/6 |  |  | IIB
Feb 2020 Update | AUH0498 | Rocco Forte Hotel (aka.Hilton Capital Grand Abu Dhabi) |  | AUH5498 | AUHL0498 |  | AUH | 24.4215 | 54.4569 | ETC | Hotel | IBS | Abu Dhabi | ABU DHABI_Al Madina Al Riyadiya | 2501700 | 2CC |  | AUH_E2370S_10207_001013001 | in |  | On Air | On Air |  | Nokia | 3G+4G | NSN U900 F1 | NSN L1800 F1 (20MHz) + L800 F1 (15Mhz) |  | 12 |  |  | IIB
Dec 2019 add | DXN0882 | NSHAMA Residential & Commercial bldg. Town Square plot 9 (Warda Apartments) |  | DXN5882 | DXNL0882 |  | DXB | 25.0044 | 55.2931 | du | 0 | IBS | Dubai South | DUBAI_AL YALAYIS 2 (DUBAI LAND) | 1092200 | 1CC |  | DXB_E3276G_13254_001001002 | in |  | On Air | On Air |  | Huawei | 3G+4G | HW U900 F1 | HW L1.8 F1 (20M) |  | 4/4 |  |  | IIB
Dec 2019 add | DXN0149 | Mon Reve_Credo Residential Tower |  | DXN5149 | DXNL0149 |  | DXB | 25.1939 | 55.2828 | ETC | Residential | IBS | Dubai North | DUBAI_BURJ KHALIFA (BUSINESS BAY) | 1034500 | 1CC |  | DXB_E3278F_10711_001001002 | in |  | On Air | On Air |  | Huawei | 3G+4G | HW U900 F1 | HW L1.8 F1 (20M) |  | 1/1 |  |  | IIB
Feb 2020 Update | IAD5292 | ENI Shams Tower, C11 (S2-C14) |  | IAD0292 | IADL5292 |  | AUH | 24.5109 | 54.4087 | ETC | Residential | IBS | Abu Dhabi | ABU DHABI_AL REEM ISLAND | 2045700 | 2CC |  | AUH_E2371Q_10021_001001001 | in |  | On Air | On Air |  | Nokia | 3G+4G | NSN U900 F1 | NSN L1800 F1 (20MHz) + L800 F1 (15Mhz) |  | 8 |  |  | MW
Dec 2019 add | SHJ0231 | Al Hind Tower_Sharjah |  | SHJ5231 | SHJL0231 |  | NE | 25.3242 | 55.3744 | ETC | Commercial | IBS | Sharjah | SHARJAH_AL KHAN | 3010300 | 1CC |  | SHJ_E3380U_10182_001001001 | in |  | On Air | On Air |  | Huawei | 3G+4G | HW U900 F1 | HW L1.8 F1 (20M) |  | 4/4 |  |  | IIB
Dec 2019 add | DXN0553 | Al Abbar General Contracting Building (Karama hotel) |  | DXN5553 | DXNL0553 |  | DXB | 25.2497 | 55.3117 | du | Commercial | IBS | Dubai North | DUBAI_AL KARAMA | 1031800 | 2CC |  | DXB_E3279R_10750_001001001 | in |  | On Air | On Air |  | Huawei | 3G+4G | HW U900 F1 | HW L1.8 F1 (20M) + L800 F1 (15M) |  | 2/1 |  |  | MW
Dec 2019 add | IDX5343 | Soho Apartment Palm Jumeirah (aka. Palm Loft) |  | IDX0343 | IDXL5343 |  | DXB | 25.1084 | 55.1436 | du | Hotel | IBS | Dubai South | DUBAI_NAKHLAT JUMEIRA (THE PALM JUMEIRAH) | 1038100 | 2CC |  | DXB_E3077D_11193_001012005 | in |  | On Air | On Air |  | Huawei | 3G+4G | HW U900 F1 | HW L1.8 F1 (20M) + L800 F1 (15M) |  | 2/1 |  |  | IIB
Dec 2019 add | SHJ0258 | Gulf Pearl Tower |  | SHJ5258 | SHJL0258 |  | NE | 25.3038 | 55.3812 | ETC | Residential | IBS | Sharjah | SHARJAH_AL NAHDA | 3010200 | 2CC |  | SHJ_E3379B_11428_001001001 | in |  | On Air | On Air |  | Huawei | 3G+4G | HW U900 F1 | HW L1.8 F1 (20M) + L800 F1 (15M) |  | 10/5 |  |  | IIB
Dec 2019 add | IDX5692 | Silicon Park DSO - Buildings A1 to A8 & F |  | IDX0692 | IDXL5692 |  | DXB | 25.12 | 55.379 | du | Mixed Use | IBS | Dubai North | Dubai_Nadd Hessa (Dubai Silicon Oasis) | 1062600 | 2CC |  | DXB_E3377A_10173_001006002 | in |  | On Air | On Air |  | Huawei | 3G+4G | HW U2.1 F2 / U900 F1 | HW L1.8 F1 (20M) + L800 F1 (15M) |  | 12 |  |  | IIB
Dec 2019 add | DXN0047 | GEMS Heritage Indian School |  | DXN5047 | DXNL0047 |  | DXB | 25.0798 | 55.3313 | du | University/School | IBS | Dubai South | DUBAI_WADI AL SAFA 4 (RANCHES) | 1064600 | 1CC |  | DXB_E3277N_10011_001001001 | in |  | On Air | On Air |  | Huawei | 3G+4G | HW U900 F1 | HW L1.8 F1 (20M) |  | 1/1 |  |  | MW
Dec 2019 add | AUH0733 | Sky Venture Yas Island |  | AUH5733 | AUHL0733 |  | AUH | 24.4861 | 54.6067 | du | Commercial | IBS | Abu Dhabi | Abu Dhabi_YAS ISLAND | 2004600 | 2CC |  | AUH_E2571V_10264_001001001 | in |  | On Air | On Air |  | Nokia | 3G+4G | NSN U900 F1 | NSN L1800 F1 (20MHz) + L800 F1 (15Mhz) |  | 2 |  |  | IIB
Dec 2019 add | DXN0900 | NSHAMA Residential & Comm. Bldg. Town Square Plot 10 (Jenna Apartments) |  | DXN5900 | DXNL0900 |  | DXB | 25.0047 | 55.2925 | du | Residential | IBS | Dubai South | DUBAI_AL YALAYIS 2 (DUBAI LAND) | 1092200 | 2CC |  | DXB_E3276G_13254_001001003 | in |  | On Air | On Air |  | Huawei | 3G+4G | HW U900 F1 | HW L1.8 F1 (20M) + L800 F1 (15M) |  | 6/3 |  |  | IIB
Dec 2019 add | DXN0294 | B+G+2P+22R – JVC |  | DXN5294 | DXNL0294 |  | DXB | 25.0493 | 55.2154 | du | 0 | IBS | Dubai South | DUBAI_AL BARSHA SOUTH FOURTH (JUMEIRAH VILLAGE SOUTH) | 1068100 | 1CC |  | DXB_E3177W_11186_001026001 | in |  | On Air | On Air |  | Huawei | 3G+4G | HW U900 F1 | HW L1.8 F1 (20M) |  | 2/2 |  |  | IIB
Dec 2019 add | IDX5368 | Clemenceau Medical Center Al Jaddaf |  | IDX0368 | IDXL5368 |  | DXB | 25.2125 | 55.3179 | du | 0 | IBS | Dubai North | DUBAI_DUBAI INTL AIRPORT (DUBAI INTERNATIONAL AIRPORT) | 1022100 | 2CC |  | DXB_E3278C_10044_001011002 | in |  | On Air | On Air |  | Huawei | 3G+4G | HW U2.1 F2 / U900 F1 | HW L1.8 F1 (20M) + L800 F1 (15M) |  | 9 |  |  | IIB
Feb 2020 Update | AUH0864 | Royal Jet Building |  | AUH5864 | AUHL0864 |  | AUH | 24.4182 | 54.6581 | du | Airport | IBS | Abu Dhabi | Abu Dhabi_Abu Dhabi INTERNATIONAL AIRPORT | 2044300 | 2CC |  | AUH_E2570S_10022_001001001 | in |  | On Air | On Air |  | Nokia | 3G+4G | NSN U900 F1 | NSN L1800 F1 (20MHz) + L800 F1 (15Mhz) |  | 2 |  |  | MW
Dec 2019 add | DXN0974 | Al Dhabi Tower Al Barsha South Third |  | DXN5974 | DXNL0974 |  | DXB | 25.0573 | 55.2323 | du | Residential | IBS | Dubai South | Dubai_Al Barsha South Third | 1067300 | 1CC |  | DXB_E3177S_10229_001001002 | in |  | On Air | On Air |  | Huawei | 3G+4G | HW U900 F1 | HW L1.8 F1 (20M) |  | 1/1 |  |  | IIB
Dec 2019 add | DXB5237G | ATOM ADM Al Qouz |  | DXB5237G | DXBL0237VII |  | DXB | 25.1459 | 55.2243 | du | Commercial | ATOM | Dubai South | DUBAI_AL QOUZE IND.FIRST (AL QUOZ IND. FIRST) | 1036400 | 1CC |  | DXB_E3178S_11233_001002001 | in |  | On Air | On Air |  | Huawei | 3G+4G | HW U2.1 F2 | HW L1.8 F1 (20M) |  | 1 |  |  | IIB
Feb 2020 Update | AUH0747 | Zayed Sports City Phase-1 (Rihan Heights) ECOMMON FLOORS |  | AUH5747 | AUHL0747 |  | AUH | 24.4143 | 54.4631 | ETC | Residential | IBS | Abu Dhabi | ABU DHABI_Al Madina Al Riyadiya | 2501700 | 2CC |  | AUH_E2370S_10415_001002002 | in |  | On Air | On Air |  | Nokia | 3G+4G | NSN U900 F1 | NSN L1800 F1 (20MHz) + L800 F1 (15Mhz) |  | 10 |  |  | IIB
Dec 2019 add | DXN0360 | West Wharf Tower |  | DXN5360 | DXNL0360 |  | DXB | 25.1809 | 55.2647 | ETC | Residential | IBS | Dubai North | DUBAI_BURJ KHALIFA (BUSINESS BAY) | 1034500 | 1CC |  | DXB_E3278F_10350_001013007 | in |  | On Air | On Air |  | Huawei | 3G+4G | HW U900 F1 | HW L1.8 F1 (20M) |  | 2/2 |  |  | IIB
Dec 2019 add | RAK5600G | ATOM Sheikh Zayed Housing Programme RAK |  | RAK5600G | RAKL0600VII |  | NE | 25.7039 | 55.8691 | du | Government | ATOM | Ras Al Khaimah | RAS AL-KHAIMAH_NAKHEEL | 7031200 | 1CC |  | RKT_E3884P_10002_001001001 | in |  | On Air | On Air |  | Huawei | 3G+4G | HW U2.1 F2 | HW L1.8 F1 (20M) |  | 1 |  |  | IIB
Dec 2019 add | SHJ0369 | Sharjah Mosque @ Al Seouh |  | SHJ5369 | SHJL0369 |  | NE | 25.2407 | 55.5704 | ETC | Mosque | IBS | Sharjah | SHARJAH_Al Seouh Suburb SAJ | 3028600 | 1CC |  | SHJ_E3579P_10002_001001001 | in |  | On Air | On Air |  | Huawei | 3G+4G | HW U900 F1 | HW L1.8 F1 (20M) |  | 1/1 |  |  | IIB
Dec 2019 add | IDX5765 | Sheikh Mohammed Bin Rashid (MBR) Library |  | IDX0765 | IDXL5765 |  | DXB | 25.2209 | 55.3446 | ETC | Library | IBS | Dubai North | DUBAI_AL JADAF | 1032600 | 1CC |  | DXB_E3279Y_10496_001009002 | in |  | On Air | On Air |  | Huawei | 3G+4G | HW U900 F1 | HW L1.8 F1 (20M) |  | 1/1 |  |  | IIB
Feb 2020 Update | IAD5293 | AL DAR_Shams Tower Reem C23A (S5-C52) |  | IAD0293 | IADL5293 |  | AUH | 24.498 | 54.4108 | ETC | Residential | IBS | Abu Dhabi | ABU DHABI_AL REEM ISLAND | 2045700 | 3CC |  | AUH_E2371V_10038_001001002 / AUH_E2371V_10038_001002001 | in |  | On Air | On Air |  | Nokia | 3G+4G | NSN U900 F1 | NSN L1800 F1/F2 (20+15M) + L800 F1 (15M) |  | 2 |  |  | MW
Feb 2020 Update | IAD5164 | New Building 1 at Old Post Office AUH |  | IAD0164 | IADL5164 |  | AUH | 24.4794 | 54.3612 | du | Commercial | IBS | Abu Dhabi | Abu Dhabi_Al Khalidiya | 2501300 | 3CC |  | AUH_E2270D_11657_001001001 | in |  | On Air | On Air |  | Nokia | 3G+4G | NSN U900 F1 | NSN L1800 F1/F2 (20+15M) + L800 F1 (15M) |  | 8 |  |  | IIB
Dec 2019 add | IDX5201 | Jood Palace Hotel (Taj Palace Hotel) |  | IDX0201 | IDXL5201 |  | DXB | 25.2623 | 55.3222 | ETC | Hotel | IBS | Dubai North | DUBAI_AL MURAQQABAT | 1012400 | 2CC |  | DXB_E3279N_10653_001001001 | in |  | On Air | On Air |  | Huawei | 3G+4G | HW U900 F1 | HW L1.8 F1 (20M) + L800 F1 (15M) |  | 4/2 |  |  | MW
Mar 2020 Update | DXN0824 | Bin Shabib Real Estate Mall |  | DXN5824 | DXNL0824 | DXNNR0824 | DXB | 25.2808 | 55.3808 | ETC | #N/A | #N/A | Dubai North | Dubai_AL QUSAIS IND. FIRST | 1024200 | 3CC |  | DXB_E3379F_10526_001001001 | in |  | On Air | On Air | On Air | Huawei | 3G+4G+5G | HW U900 F1 | HW L1.8 F1/F2 (20+10M) + L800 F1 (15M) | 1CC | 12/6 | 6/0 | N41 | IIB
Dec 2019 add | IDX5892 | Palace Towers_DSO |  | IDX0892 | IDXL5892 | IDXNR5892 | DXB | 25.1164 | 55.3907 | du | Commercial | IBS | Dubai North | DUBAI_NADD HESSA (DUBAI SILICON OASIS) | 1062600 | 3CC |  | DXB_E3377B_10039_001004001 | in |  | On Air | On Air | On Air | Huawei | 3G+4G+5G | HW U900 F1 | HW L1.8 F1/F2 (20+10M) + L800 F1 (15M) | 1CC | 6/3 | 3/0 | N41 | IIB
Dec 2019 add | DXN0292 | Treppan Hotel & Suites by Fakhruddin |  | DXN5292 | DXNL0292 |  | DXB | 25.0422 | 55.2221 | du | Hotel | IBS | Dubai South | DUBAI_AL HEBIAH FOURTH (DUBAI SPORTS CITY) | 1068200 | 1CC |  | DXB_E3177W_10026_001001001 | in |  | On Air | On Air |  | Huawei | 3G+4G | HW U900 F1 | HW L1.8 F1 (20M) |  | 2/2 |  |  | IIB
Sep 2021 Update | DXN0411 | Festival Plaza Mall & IKEA |  | DXN5411 | DXNL0411 | DXNNR0411 | DXB | 25.0293 | 55.1067 | ETC | Mall | IBS | Dubai South | DUBAI_JABAL ALI Gardens | 1059102 | 3CC | Yes | DXB_E3076C_10856_001001009 | in |  | On Air | On Air | On Air | Huawei | 3G+4G+5G | HW U900 F1 | HW L1.8 F1/F2 (20+10M) + L800 F1 (15M) | 1CC | 10/5 | 4/0 | N41 | IIB
Dec 2019 add | DXN0212 | Al Maktoum Building Phase 2 Bldg A |  | DXN5212 | DXNL0212 |  | DXB | 25.2712 | 55.3142 | ETC | Residential | IBS | Dubai North | DUBAI_NAIF | 1011800 | 1CC |  | DXB_E3279H_13038_001001001 | in |  | On Air | On Air |  | Huawei | 3G+4G | HW U900 F1 | HW L1.8 F1 (20M) |  | 2/2 |  |  | IIB
Dec 2019 add | DXN0097 | Juma Al Majid Residential Tower_SZR |  | DXN5097 | DXNL0097 |  | DXB | 25.197978° | 55.267236° | ETC | Residential | IBS | Dubai North | DUBAI_BURJ KHALIFA (BUSINESS BAY) | 1034500 | 1CC |  | DXB_E3278F_10714_001002001 | in |  | On Air | On Air |  | Huawei | 3G+4G | HW U900 F1 | HW L1.8 F1 (20M) |  | 6/6 |  |  | IIB
Dec 2019 add | IDX5695 | Silicon Park DSO - Buildings B1 to B8, C, D4 & E |  | IDX0695 | IDXL5695 |  | DXB | 25.12 | 55.379 | du | Mixed Use | IBS | Dubai North | Dubai_Nadd Hessa (Dubai Silicon Oasis) | 1062600 | 1CC |  | DXB_E3377A_10160_001003001 | in |  | On Air | On Air |  | Huawei | 3G+4G | HW U900 F1 | HW L1.8 F1 (20M) |  | 5/5 |  |  | IIB
Dec 2019 add | IAD5224 | Lamar Residences Tower A,B,C & D_Al Raha project |  | IAD0224 | IADL5224 |  | AUH | 24.4453 | 54.5844 | ETC | Residential | IBS | Abu Dhabi | ABU DHABI_SHATIE AL RAHA | 2042400 | 4CC |  | AUH_E2570K_10061_001001001 | in |  | On Air | On Air |  | Nokia | 3G+4G | NSN U900 F1 | NSN L18 F1/F2 (20+15M) + L800 F1 (15M) + L21 F1 (15M) |  | 12 |  |  | MW
Dec 2019 add | AJM0952 | Dubai Islamic Bank Towers AJMAN |  | AJM5952 | AJML0952 |  | NE | 25.3798 | 55.4598 | ETC | Commercial | IBS | Ajman | AJMAN_NUAIMEYA 1 | 4001100 | 2CC |  | AJM_E3480F_12341_001001001 | in |  | On Air | On Air |  | Huawei | 3G+4G | HW U900 F1 | HW L1.8 F1 (20M) + L800 F1 (15M) |  | 8/4 |  |  | IIB
Jan 2022 update | IDX5744 | Madinat Jumeirah Mina Al Salam Hotel_Upper Part (Passive) |  | IDX0744 | IDXL5744 | IDXNR5744 | DXB | 25.1353 | 55.1857 | du | Hotel | IBS | Dubai South | Dubai_Al Safouh First | 1037200 | 1CC | Yes | DXB_E3178V_11466_001002004 | in |  | On Air | On Air | On Air | Huawei | 3G+4G+5G | HW U2.1 F2 | HW L1.8 F1 (20M) | 1CC | 4/4 | 4/0 | N41 | IIB
Mar 2020 Update | IAD5238 | W1_C10 Sea Tower |  | IAD0238 | IADL5238 |  | AUH | 24.4875 | 54.3517 | ETC | Residential | IBS | Abu Dhabi | ABU DHABI_Al Hosn | 2500300 | 2CC |  | AUH_E2271X_10398_001013005 | in |  | On Air | On Air |  | Nokia | 3G+4G | NSN U900 F1 | NSN L1800 F1 (20MHz) + L800 F1 (15Mhz) |  | 4 |  |  | IIB
May 2020 Update | IAD5384 | Tennis International Stadium |  | IAD0384 | IADL5384 |  | AUH | 24.4134 | 54.4598 | ETC | Stadium | IBS | Abu Dhabi | Abu Dhabi_Al Madina Al Riyadiya | 2501700 | 3CC | Yes | AUH_E2370S_10208_001001001 | in |  | On Air | On Air |  | Nokia | 3G+4G | NSN U900 F1 | NSN L1800 F1/F2 (20+15M) + L800 F1 (15M) |  | 6 |  |  | MW
Apr 2021 Update | IAD0993B | ATOM AL MADINA HYPERMARKET LLC BRANCH 9 |  | IAD0993B | IADL5993II |  | AUH | 24.3357 | 54.5331 | du | Commercial | ATOM | Abu Dhabi | Abu Dhabi_Mussafah East | 2044802 | 1CC |  | AUH_E2469R_10955_001001001 | in |  | On Air | On Air |  | Nokia | 3G+4G | NSN U2.1 F1+F2 | NSN L18 F1 (20M) |  | 1 |  |  | IIB
Dec 2019 add | SHJ0215 | Juma Al Majid Complex |  | SHJ5215 | SHJL0215 |  | NE | 25.2996 | 55.3736 | ETC | Residential | IBS | Sharjah | SHARJAH_AL NAHDA | 3010200 | 1CC |  | SHJ_E3379A_10226_001001013 | in |  | On Air | On Air |  | Huawei | 3G+4G | HW U900 F1 | HW L1.8 F1 (20M) |  | 8/8 |  |  | IIB
Feb 2020 Update | AUH0704 | Zayed Sports City Phase-1 (Rihan Heights) Tower E |  | AUH5704 | AUHL0704 |  | AUH | 24.4143 | 54.4631 | ETC | Residential | IBS | Abu Dhabi | Abu Dhabi_Al Madina Al Riyadiya | 2501700 | 2CC |  | AUH_E2370S_10417_001001001 | in |  | On Air | On Air |  | Nokia | 3G+4G | NSN U900 F1 | NSN L1800 F1 (20MHz) + L800 F1 (15Mhz) |  | 4 |  |  | IIB
Dec 2019 add | IDX5636 | Saleh Bin Lahej Building at JVC (aka G+3P+19 STOREY RESIDENTIAL BUILDING) |  | IDX0636 | IDXL5636 |  | DXB | 25.0547 | 55.2202 | du | Residential | IBS | Dubai South | Dubai_Al Barsha South Fourth (Jumeirah Village South) | 1068100 | 1CC |  | DXB_E3177R_11350_001010002 | in |  | On Air | On Air |  | Huawei | 3G+4G | HW U900 F1 | HW L1.8 F1 (20M) |  | 1/1 |  |  | IIB
Dec 2019 add | IDX5155 | Park Place Tower SZR |  | IDX0155 | IDXL5155 | IDXNR5155 | DXB | 25.2247 | 55.2831 | du | Hotel | IBS | Dubai North | Dubai_Trade Center First | 1033500 | 1CC |  | DXB_E3279V_11015_001005006 | in |  | On Air | On Air | On Air | Huawei | 3G+4G+5G | HW U900 F1 | HW L1.8 F1 (20M) | 1CC | 4/4 | 4/0 | N41 | IIB
Dec 2019 add | DXN0057 | Lemon Tree Hotel Jumeriah |  | DXN5057 | DXNL0057 |  | DXB | 25.1384 | 55.2037 | du | Hotel | IBS | Dubai South | DUBAI_UMM AL SHEIF | 1036700 | 1CC |  | DXB_E3178V_11723_001002001 | in |  | On Air | On Air |  | Huawei | 3G+4G | HW U900 F1 | HW L1.8 F1 (20M) |  | 1/1 |  |  | IIB
Dec 2019 add | DXN0022 | Element Hotel Apartment |  | DXN5022 | DXNL0022 |  | DXB | 25.0526 | 55.2015 | ETC | Hotel | IBS | Dubai South | DUBAI_AL BARSHA SOUTH FOURTH (JUMEIRAH VILLAGE SOUTH) | 1068100 | 1CC |  | AAN_E3668W_10005_001002001 | in |  | On Air | On Air |  | Huawei | 3G+4G | HW U900 F1 | HW L1.8 F1 (20M) |  | 2/2 |  |  | IIB
Dec 2019 add | IDX5516 | Burj Fountain Views Residence_Tower-2 |  | IDX0516 | IDXL5516 | IDXNR5516 | DXB | 25.193653 | 55.2809 | ETC | Residential | IBS | Dubai North | Dubai_Burj Khalifa (Business Bay) | 1034500 | 2CC | Yes | DXB_E3278F_10700_001051006 | in |  | On Air | On Air | On Air | Huawei | 3G+4G+5G | HW U900 F1 | HW L1.8 F1 (20M) + L800 F1 (15M) | 1CC | 12/6 | 6/0 | N41 | IIB
Feb 2020 Update | AUH0700 | Zayed Sports City Phase-1 (Rihan Heights) Tower A |  | AUH5700 | AUHL0700 | AUHNR0700 | AUH | 24.414337 | 54.4631 | ETC | Residential | IBS | Abu Dhabi | ABU DHABI_Al Madina Al Riyadiya | 2501700 | 2CC |  | AUH_E2370S_10415_001002004 | in |  | On Air | On Air | On Air | Nokia | 3G+4G | NSN U900 F1 | NSN L1800 F1 (20MHz) + L800 F1 (15Mhz) |  | 6 |  |  | IIB
Feb 2020 Update | IAD5315 | Al Wifaq Tower @ Al Reem Island |  | IAD0315 | IADL5315 |  | AUH | 24.5022 | 54.4096 | ETC | Residential | IBS | Abu Dhabi | ABU DHABI_AL REEM ISLAND | 2045700 | 2CC |  | AUH_E2371Q_10015_001001001 | in |  | On Air | On Air |  | Nokia | 3G+4G | NSN U900 F1 | NSN L1800 F1 (20MHz) + L800 F1 (15Mhz) |  | 6 |  |  | MW
Feb 2020 Update | IAD5302 | Business Forum Abu Dhabi_Block_B |  | IAD0302 | IADL5302 |  | AUH | 24.3229 | 54.5197 | ETC | Commercial | IBS | Abu Dhabi | ABU DHABI_Industrial City AD 01 | 2600000 | 2CC |  | AUH_E2469Q_10274_001003001 | in |  | On Air | On Air |  | Nokia | 3G+4G | NSN U900 F1 | NSN L1800 F1 (20MHz) + L800 F1 (15Mhz) |  | 2 |  |  | IIB
Dec 2019 add | SHJ0491 | Crescent Tower |  | SHJ5491 | SHJL0491 |  | NE | 25.3261 | 55.3786 | du | Commercial | IBS | Sharjah | SHARJAH_AL MAZAJ THIRD | 3010500 | 1CC |  | SHJ_E3380P_10034_001014002 | in |  | On Air | On Air |  | Huawei | 3G+4G | HW U2.1 F2 | HW L1.8 F1 (20M) |  | 1/1 |  |  | IIB
Feb 2020 Update | IAD5294 | AL DAR _Shams Tower Reem C23B (S5-C53) |  | IAD0294 | IADL5294 |  | AUH | 24.4985 | 54.4108 | ETC | Residential | IBS | Abu Dhabi | ABU DHABI_AL REEM ISLAND | 2045700 | 2CC | Yes | AUH_E2371V_10038_001001001 | in |  | On Air | On Air |  | Nokia | 3G+4G | NSN U900 F1 | NSN L1800 F1 (20MHz) + L800 F1 (15Mhz) |  | 2 |  |  | MW
Dec 2019 add | IDX5742 | Madinat Jumeirah Mina Al Salam Hotel_Lower Part (Passive) |  | IDX0742 | IDXL5742 | IDXNR5742 | DXB | 25.1353 | 55.1857 | du | Hotel | IBS | Dubai South | Dubai_Al Safouh First | 1037200 | 1CC | Yes | DXB_E3178V_11466_001002003 | in |  | On Air | On Air | On Air | Huawei | 3G+4G+5G | HW U2.1 F2 | HW L1.8 F1 (20M) | 1CC | 3/3 | 3/0 | N41 | IIB
Feb 2020 Update | DXN0745 | Occidental Hotel Building A at IMPZ |  | DXN5745 | DXNL0745 |  | DXB | 25.0375 | 55.184 | du | Hotel | IBS | Dubai South | Dubai_Meaisem First (Jumeirah Golf Estate) | 1068500 | 1CC |  | DXB_E3177U_13056_001004002 | in |  | On Air | On Air |  | Huawei | 3G+4G | HW U900 F1 | HW L1.8 F1 (20M) |  | 1/1 |  |  | IIB
Dec 2019 add | DXB5500B | Dubai Marina Mall Passive DAS 2 |  | DXB5500B |  | DXBNR0500B | DXB | 25.0762 | 55.1404 | du | Mall | IBS | Dubai South | Dubai_Marsa Dubai | 1039200 |  |  | DXB_E3077N_10372_001004003 | in |  | On Air |  | On Air | Huawei | 3G+5G | 3G 2100 |  | 2CC | 4 | 0/139 | N78 F1 + N78 F2 | IIB
Dec 2019 add | DXB5500C | Dubai Marina Mall Passive DAS 3 |  | DXB5500C |  |  | DXB | 25.0762 | 55.1404 | du | Mall | IBS | Dubai South | Dubai_Marsa Dubai | 1039200 |  |  | DXB_E3077N_10372_001004003 | in |  | On Air |  |  | Huawei | 3G | 3G 2100 |  |  | 5 |  |  | IIB
Feb 2020 Update | IAD5291 | ADNOC Business center |  | IAD0291 | IADL5291 |  | AUH | 24.4666 | 54.3413 | du | Commercial | IBS | Abu Dhabi | ABU DHABI_Al Khalidiya | 2501300 | 1CC | Yes | AUH_E2270C_10124_001002002 | in |  | On Air | On Air |  | Huawei/Nokia | 3G+4G | HW U900 F1 | NSN L18 F1 (20M) |  | 2 |  |  | IIB
Dec 2019 add | DXB5500A | Dubai Marina Mall Passive DAS 1 |  | DXB5500A |  | DXBNR0500A | DXB | 25.0762 | 55.1404 | #N/A | Mall | IBS | Dubai South | Dubai_Marsa Dubai | 1039200 |  |  | DXB_E3077N_10372_001004003 | in |  | On Air |  | On Air | Huawei | 3G+5G | 3G 2100 + 900 |  | 2CC | 8 | 0/123 | N78 F1 + N78 F2 | IIB
Dec 2019 add | AJM0861 | Gulf Medical Hospital |  | AJM5861 | AJML0861 |  | NE | 25.4184 | 55.5002 | ETC | Hospital | IBS | Ajman | AJMAN_JURF 1 | 4002100 | 1CC |  | AJM_E3481R_12411_001001001 | in |  | On Air | On Air |  | Huawei | 3G+4G | HW U900 F1 | HW L1.8 F1 (20M) |  | 3/3 |  |  | IIB
Feb 2020 Update | AUH0702 | Zayed Sports City Phase-1 (Rihan Heights) Tower C |  | AUH5702 | AUHL0702 |  | AUH | 24.4133 | 54.463 | ETC | Residential | IBS | Abu Dhabi | Abu Dhabi_Al Madina Al Riyadiya | 2501700 | 2CC |  | AUH_E2270D_11598_001012007 | in |  | On Air | On Air |  | Nokia | 3G+4G | NSN U900 F1 | NSN L1800 F1 (20MHz) + L800 F1 (15Mhz) |  | 4 |  |  | IIB
Feb 2020 Update | IAD5303 | Business Forum Abu Dhabi_Block_C |  | IAD0303 | IADL5303 |  | AUH | 24.3229 | 54.5197 | ETC | Commercial | IBS | Abu Dhabi | ABU DHABI_Industrial City AD 01 | 2600000 | 2CC |  | AUH_E2469Q_10316_001003001 | in |  | On Air | On Air |  | Nokia | 3G+4G | NSN U900 F1 | NSN L1800 F1 (20MHz) + L800 F1 (15Mhz) |  | 2 |  |  | IIB
Feb 2020 Update | AUH0703 | Zayed Sports City Phase-1 (Rihan Heights) Tower D |  | AUH5703 | AUHL0703 |  | AUH | 24.4143 | 54.4631 | ETC | Residential | IBS | Abu Dhabi | Abu Dhabi_Al Madina Al Riyadiya | 2501700 | 2CC | Yes | AUH_E2370S_10416_001001001 | in |  | On Air | On Air |  | Nokia | 3G+4G | NSN U900 F1 | NSN L1800 F1 (20MHz) + L800 F1 (15Mhz) |  | 4 |  |  | IIB
Jul 2020 Update | DXN0593 | Expo - Multilateral Bldg Opportunity District (OD) |  | DXN5593 | DXNL0593 | DXNNR0593 | DXB | 24.9637 | 55.1511 | ETC | Commercial | IBS | Dubai South | Dubai_Madinat Al Mataar | 1052100 | 3CC | Yes | DXB_E3076T_10137_001004001 | in |  | On Air | On Air | On Air | Huawei | 3G+4G+5G | HW U900 F1 | HW L1.8 F1/F2 (20+15M) + L800 F1 (15M) | 1CC | 2/1 | 0/24 | N78 F1 | IIB
Dec 2019 add | DXN0150 | Gargash Hospital |  | DXN5150 | DXNL0150 |  | DXB | 25.1276 | 55.1967 | ETC | Hospital | IBS | Dubai South | DUBAI_UMM AL SHEIF | 1036700 | 1CC |  | DXB_E3178V_11724_001001001 | in |  | On Air | On Air |  | Huawei | 3G+4G | HW U900 F1 | HW L1.8 F1 (20M) |  | 1/1 |  |  | IIB
Dec 2019 add | IAD5163 | Masdar Residential Complex_Block (D,E,F,G,H & J) |  | IAD0163 | IADL5163 |  | AUH | 24.4356 | 54.6197 | ETC | Residential | IBS | Abu Dhabi | Abu Dhabi_Khalifa City | 2042600 | 3CC |  | AUH_E2570L_10020_001001005 | in |  | On Air | On Air |  | Nokia | 3G+4G | NSN U900 F1 | NSN L18 F1 (20M) + L800 F1 (15M) + L21 F1 (10M) |  | 8 |  |  | IIB
Dec 2019 add | IAD5162 | Masdar Residential Complex_BF, Block (A,B,C,K &L) |  | IAD0162 | IADL5162 |  | AUH | 24.4356 | 54.6197 | ETC | Residential | IBS | Abu Dhabi | Abu Dhabi_Khalifa City | 2042600 | 3CC |  | AUH_E2570L_10020_001001004 | in |  | On Air | On Air |  | Nokia | 3G+4G | NSN U900 F1 | NSN L1800 F1/F2 (20+15M) + L800 F1 (15M) |  | 10 |  |  | IIB
Dec 2019 add | IDX5797 | Damac Prive Tower A |  | IDX0797 | IDXL5797 |  | DXB | 25.1842 | 55.2756 | du | Residential | IBS | Dubai North | Dubai_Burj Khalifa (Business Bay) | 1034500 | 2CC |  | DXB_E3278F_10634_001001002 | in |  | On Air | On Air |  | Huawei | 3G+4G | HW U2.1 F2 / U900 F1 | HW L1.8 F1 (20M) + L800 F1 (15M) |  | 12 |  |  | IIB
Dec 2019 add | IDX5799 | Damac Prive Tower B |  | IDX0799 | IDXL5799 |  | DXB | 25.1842 | 55.2756 | du | Residential | IBS | Dubai North | Dubai_Burj Khalifa (Business Bay) | 1034500 | 2CC |  | DXB_E3278F_10634_001001001 | in |  | On Air | On Air |  | Huawei | 3G+4G | HW U2.1 F2 / U900 F1 | HW L1.8 F1 (20M) + L800 F1 (15M) |  | 12 |  |  | IIB
Feb 2020 add | AJM0973 | Al Anwar Tower_Al Nuameya 3 |  | AJM5973 | AJML0973 |  | NE | 25.3875 | 55.4385 | du | Residential | IBS | Ajman | Ajman_Nuaimeya 3 | 4001300 | 1CC |  | AJM_E3380D_11258_001029001 | in |  | On Air | On Air |  | Huawei | 3G+4G | HW U900 F1 | HW L1.8 F1 (20M) |  | 2/2 |  |  | IIB
Mar 2020 Update | IDX5186 | Studio One Tower at Dubai Marina |  | IDX0186 | IDXL5186 |  | DXB | 25.0688 | 55.129 | du | Mixed Use | IBS | Dubai South | Dubai_Marsa Dubai | 1039200 | 3CC |  | DXB_E3077S_10770_001013014 | in |  | On Air | On Air |  | Huawei | 3G+4G | HW U900 F1 | HW L1.8 F1/F2 (20+10M) + L800 F1 (15M) |  | 4/2 |  |  | IIB
Feb 2020 add | DXN0522 | Hotel Building Al Furjan |  | DXN5522 | DXNL0522 |  | DXB | 25.0185 | 55.1423 | du | Hotel | IBS | Dubai South | Dubai_Jabal Ali Gardens | 1059102 | 1CC |  | DXB_E3076D_10454_001010001 | in |  | On Air | On Air |  | Huawei | 3G+4G | HW U900 F1 | HW L1.8 F1 (20M) |  | 1/1 |  |  | IIB
Feb 2020 add | DXN0598 | Expo - Mobility District Basement |  | DXN5598 | DXNL0598 |  | DXB | 24.9591 | 55.1487 | ETC | Car Park | IBS | Dubai South | Dubai_Madinat Al Mataar | 1052100 | 3CC | Yes | DXB_E3076Y_10065_001001001 | in |  | On Air | On Air |  | Huawei | 3G+4G | HW U900 F1 | HW L1.8 F1/F2 (20+15M) + L800 F1 (15M) |  | 6/3 |  |  | IIB
Feb 2020 add | DXN0168 | G+3P+21F COMMERCIAL AND RESIDENTIAL BUILDING |  | DXN5168 | DXNL0168 |  | DXB | 25.1865 | 55.2723 | du | Commercial | IBS | Dubai North | Dubai_Burj Khalifa (Business Bay) | 1034500 | 2CC |  | DXB_E3278F_10375_001004012 | in |  | On Air | On Air |  | Huawei | 3G+4G | HW U900 F1 | HW L1.8 F1/F2 (20+10M) |  | 2/2 |  |  | IIB
Feb 2020 add | DXN0592 | Expo - Opportunity District Basement |  | DXN5592 | DXNL0592 |  | DXB | 24.9633 | 55.1515 | ETC | Car Park | IBS | Dubai South | Dubai_Madinat Al Mataar | 1052100 | 3CC | Yes | DXB_E3076T_10166_001001001 | in |  | On Air | On Air |  | Huawei | 3G+4G | HW U900 F1 | HW L1.8 F1/F2 (20+15M) + L800 F1 (15M) |  | 6/3 |  |  | IIB
Aug 2020 Update | DXN0639 | Burj Dubai - The Residences Tower (8 & 9) |  | DXN5639 | DXNL0639 |  | DXB | 25.1915 | 55.2744 | ETC | Residential | IBS | Dubai North | Dubai_Burj Khalifa (Business Bay) | 1034500 | 1CC |  | DXB_E3278F_10419_001002001 | in |  | On Air | On Air |  | Huawei | 3G+4G | HW U900 F1 | HW L1.8 F1 (20M) |  | 5/5 |  |  | IIB
Feb 2020 add | DXN0595 | Expo - Sustainability District Basement |  | DXN5595 | DXNL0595 |  | DXB | 24.9596 | 55.1532 | ETC | Car Park | IBS | Dubai South | Dubai_Madinat Al Mataar | 1052100 | 3CC | Yes | DXB_E3076Y_10064_001001001 | in |  | On Air | On Air |  | Huawei | 3G+4G | HW U900 F1 | HW L1.8 F1/F2 (20+15M) + L800 F1 (15M) |  | 4/2 |  |  | IIB
Feb 2020 add | IAD5353 | YAS School |  | IAD0353 | IADL5353 |  | AUH | 24.5045 | 54.5915 | ETC | University/School | IBS | Abu Dhabi | Abu Dhabi_Yas Island | 2004600 | 2CC |  | AUH_E2571P_10005_001001001 | in |  | On Air | On Air |  | Nokia | 3G+4G | NSN U900 F1 | NSN L18 F1/F2 (20+15M) |  | 4 |  |  | IIB
Feb 2020 add | DXN0510 | Murano Residence Tower 2 Al Furjan |  | DXN5510 | DXNL0510 |  | DXB | 25.0245 | 55.1404 | du | Residential | IBS | Dubai South | Dubai_Jabal Ali Gardens | 1059102 | 2CC |  | DXB_E3076D_10776_001021002 | in |  | On Air | On Air |  | Huawei | 3G+4G | HW U900 F1 | HW L1.8 F1/F2 (20+10M) |  | 1/1 |  |  | IIB
Feb 2020 add | IAD5322 | Secondary Technical School BANIYAS -AUH |  | IAD0322 | IADL5322 |  | AUH | 24.3222 | 54.6821 | ETC | University/School | IBS | Abu Dhabi | ABU DHABI_BANIYAS NORTH | 2443500 | 2CC |  | AUH_E2569Y_10040_001001001 | in |  | On Air | On Air |  | Nokia | 3G+4G | NSN U900 F1 | NSN L1800 F1 (20MHz) + L800 F1 (15Mhz) |  | 2 |  |  | IIB
Feb 2020 add | AJM0974 | Al Khaled Tower at Nuaimeya 3 |  | AJM5974 | AJML0974 |  | NE | 25.3896 | 55.4359 | du | Residential | IBS | Ajman | Ajman_Nuaimeya 3 | 4001300 | 1CC |  | AJM_E3380D_11288_001002001 | in |  | On Air | On Air |  | Huawei | 3G+4G | HW U900 F1 | HW L1.8 F1 (20M) |  | 2/2 |  |  | IIB
Feb 2020 add | DXN0746 | Occidental Hotel Building B at IMPZ |  | DXN5746 | DXNL0746 |  | DXB | 25.0378 | 55.1845 | du | Hotel | IBS | Dubai South | Dubai_Meaisem First (Jumeirah Golf Estate) | 1068500 | 2CC | Yes | DXB_E3177U_13056_001008001 | in |  | On Air | On Air |  | Huawei | 3G+4G | HW U900 F1 | HW L1.8 F1/F2 (20+10M) |  | 1/1 |  |  | IIB
Feb 2020 add | DXB5237E | ATOM Fresh Fruits Company Ras Al Khor |  | DXB5237E | DXBL0237V |  | DXB | 25.1645 | 55.3878 | du | Warehouse | ATOM | Dubai North | Dubai_Ras Al Khor Ind. Third | 1061400 | 1CC |  | DXB_E3378L_10566_001002001 | in |  | On Air | On Air |  | Huawei | 3G+4G | HW U2.1 F1+F2 | HW L1.8 F1 (20M) |  | 1 |  |  | IIB
Feb 2020 add | IAD5185 | Khalifa Al Darmaki E9-02 C1 |  | IAD0185 | IADL5185 |  | AUH | 24.4935 | 54.3681 | ETC | Residential | IBS | Abu Dhabi | ABU DHABI_Al Markaziyah | 2500200 | 2CC |  | AUH_E2271Y_11712_001001001 | in |  | On Air | On Air |  | Nokia | 3G+4G | NSN U900 F1 | NSN L1800 F1 (20MHz) + L800 F1 (15Mhz) |  | 4 |  |  | mW
Feb 2020 add | DXN0695 | Swiss International School PH4 |  | DXN5695 | DXNL0695 |  | DXB | 25.2095 | 55.3302 | du | Commercial | IBS | Dubai North | DUBAI_AL JADAF | 1032600 | 2CC |  | DXB_E3278D_10285_001002002 | in |  | On Air | On Air |  | Huawei | 3G+4G | HW U900 F1 | HW L1.8 F1/F2 (20+10M) |  | 3/3 |  |  | IIB
Feb 2020 add | IDX5512 | 2B+G+P+12 FLOORS + ROOF Wadi Al Safa 2 |  | IDX0512 | IDXL5512 |  | DXB | 25.0978 | 55.3753 | du | Residential | IBS | Dubai South | DUBAI_WADI AL SAFA 5 (DUBAI LAND) | 1064800 | 1CC |  | DXB_E3377F_10482_001009018 | in |  | On Air | On Air |  | Huawei | 3G+4G | HW U900 F1 | HW L1.8 F1 (20M) |  | 2/2 |  |  | IIB
Jul 2020 Update | DXN0596 | Expo - Multilateral Bldg Sustainability District (SD) |  | DXN5596 | DXNL0596 | DXNNR0596 | DXB | 24.9589 | 55.153 | ETC | Commercial | IBS | Dubai South | Dubai_Madinat Al Mataar | 1052100 | 3CC | Yes | DXB_E3076Y_10021_001004002 | in |  | On Air | On Air | On Air | Huawei | 3G+4G+5G | HW U900 F1 | HW L1.8 F1/F2 (20+15M) + L800 F1 (15M) | 1CC | 2/1 | 0/24 | N78 F1 | IIB
Feb 2020 add | IAD5334 | Shakbout City School_AUH |  | IAD0334 | IADL5334 |  | AUH | 24.3554 | 54.6234 | ETC | University/School | IBS | Abu Dhabi | ABU DHABI_SHAKHBOUT CITY | 2004500 | 2CC |  | AUH_E2569L_10093_001001001 | in |  | On Air | On Air |  | Nokia | 3G+4G | NSN U900 F1 | NSN L1800 F1 (20MHz) + L800 F1 (15Mhz) |  | 2 |  |  | IIB
Feb 2020 add | DXN0555 | Panasonic Avionics |  | DXN5555 | DXNL0555 |  | DXB | 25.2613 | 55.3693 | ETC | Commercial | IBS | Dubai North | DUBAI_DUBAI INTL AIRPORT (DUBAI INTERNATIONAL AIRPORT) | 1022100 | 2CC |  | DXB_E3379K_11060_001001001 | in |  | On Air | On Air |  | Huawei | 3G+4G | HW U2.1 F2 / U900 F1 | HW L1.8 F1 (20M) + L800 F1 (15M) |  | 3 |  |  | IIB
Feb 2020 add | SHJ5497D | ATOM Sharjah Museum |  | SHJ5497D | SHJL0497IV |  | AUH | 25.2852 | 55.6974 | du | Resort/Theme Park/Museum | ATOM | Sharjah | SHARJAH_Al rafiah | 3000022 | 1CC |  | SHJ_E3679G_10002_001001003 | in |  | On Air | On Air |  | Huawei | 3G+4G | HW U2.1 F2 | HW L1.8 F1 (20M) |  | 1 |  |  | IIB
Feb 2020 add | DXN0563 | Garhoud Tower-1 |  | DXN5563 | DXNL0563 |  | DXB | 25.2507 | 55.344 | ETC | Hotel | IBS | Dubai North | DUBAI_AL GARHOUD | 1021400 | 2CC |  | DXB_E3279T_10307_001002001 | in |  | On Air | On Air |  | Huawei | 3G+4G | HW U900 F1 | HW L1.8 F1/F2 (20+10M) |  | 6/6 |  |  | mW
Feb 2020 add | SHJ0486 | Qadisya Tower (Block A & B) |  | SHJ5486 | SHJL0486 |  | NE | 25.3001 | 55.3795 | ETC | Residential | IBS | Sharjah | SHARJAH_AL NAHDA | 3010200 | 2CC |  | SHJ_E3379A_10457_001001001 | in |  | On Air | On Air |  | Huawei | 3G+4G | HW U900 F1 | HW L1.8 F1 (20M) + L800 F1 (15M) |  | 12/6 |  |  | IIB
Feb 2020 add | DXN0340 | Paradise View 1 Al Majan |  | DXN5340 | DXNL0340 |  | DXB | 25.0955 | 55.322 | du | Residential | IBS | Dubai South | Dubai_Wadi Al Safa 3 (Ranches) | 1064500 | 3CC |  | DXB_E3277H_10018_001001001 | in |  | On Air | On Air |  | Huawei | 3G+4G | HW U900 F1 | HW L1.8 F1/F2 (20+10M) + L800 F1 (15M) |  | 2/1 |  |  | MW
Feb 2020 add | IDX5357 | E.T.A Star Tower (Al Manara) |  | IDX0357 | IDXL5357 | IDXNR5357 | DXB | 25.1839 | 55.2598 | du | Commercial | IBS | Dubai North | Dubai_Burj Khalifa (Business Bay) | 1034500 | 2CC |  | DXB_E3178J_11958_001044001 | in |  | On Air | On Air | On Air | Huawei | 3G+4G+5G | HW U2.1 F2 / U900 F1 | HW L1.8 F1 (20M) + L800 F1 (15M) | 1CC | 9 | 3/0 | N41 | IIB
Feb 2020 add | IAD5021 | MTB PIER 3 |  | IAD0021 | IADL5021 | IADNR5021 | AUH | 24.4527 | 54.6388 | ETC | Airport | IBS | Abu Dhabi | Abu Dhabi_Abu Dhabi INTERNATIONAL AIRPORT | 2044300 | 3CC | Yes | AUH_E2570H_10025_001001001 | in |  | On Air | On Air | On Air | Huawei/Nokia | 3G+4G+5G | HW U900 F1 | NSN L1800 F1/F2 (20+15M) + L800 F1 (15M) | 1CC | 12 | 6 | N41 | IIB
Feb 2020 add | DXN0180 | Al Mamzar Dubai (3B+G+13TYP) |  | DXN5180 | DXNL0180 |  | DXB | 25.2968 | 55.3601 | du | Residential | IBS | Dubai North | DUBAI_AL MAMZAR | 1013400 | 3CC |  | DXB_E3279E_10924_001006001 | in |  | On Air | On Air |  | Huawei | 3G+4G | HW U900 F1 | HW L1.8 F1/F2 (20+10M) + L800 F1 (15M) |  | 2/1 |  |  | IIB
Feb 2020 add | DXN0011 | Grand Cosmopolitan Hotel Al Barsha |  | DXN5011 | DXNL0011 |  | DXB | 25.1133 | 55.1927 | du | Hotel | IBS | Dubai South | Dubai_Al Barsha First | 1037300 | 2CC |  | DXB_E3177B_10709_001002002 | in |  | On Air | On Air |  | Huawei | 3G+4G | HW U900 F1 | HW L1.8 F1/F2 (20+10M) |  | 2/2 |  |  | IIB
Feb 2020 add | IDX0094A | Daimler Commercial Motors |  | IDX0094A | IDXL5094I |  | DXB | 24.9612 | 55.0793 | du | Warehouse | ATOM | Dubai South | DUBAI_MENA JABAL ALI | 1059400 | 1CC |  | DXB_E3076P_10154_001003001 | in |  | On Air | On Air |  | Huawei | 3G+4G | HW U2.1 F2 | HW L1.8 F1 (20M) |  | 1 |  |  | IIB
Feb 2020 add | DXN0700 | Emirates Printing Press at DIP |  | DXN5700 | DXNL0700 |  | DXB | 24.8644 | 55.0532 | du | Warehouse | IBS | Dubai South | Dubai_Saih Shuaib 2 | 1053100 | 2CC |  | DXB_E2975Y_10542_001001003 | in |  | On Air | On Air |  | Huawei | 3G+4G | HW U900 F1 | HW L1.8 F1/F2 (20+10M) |  | 1/1 |  |  | IIB
Feb 2020 add | IAD5025 | MTB PIER 4 |  | IAD0025 | IADL5025 | IADNR5025 | AUH | 24.4527 | 54.6388 | ETC | Airport | IBS | Abu Dhabi | Abu Dhabi_Abu Dhabi INTERNATIONAL AIRPORT | 2044300 | 3CC | Yes | AUH_E2570H_10025_001001002 | in |  | On Air | On Air | On Air | Nokia | 3G+4G+5G | NSN U900 F1 | NSN L1800 F1/F2 (20+15M) + L800 F1 (15M) | 1CC | 8 | 4 | N41 | IIB
Jul 2020 Update | DXN0599 | Expo - Multilateral Bldg Mobility District (MD) |  | DXN5599 | DXNL0599 | DXNNR0599 | DXB | 24.9593 | 55.1481 | ETC | Commercial | IBS | Dubai South | Dubai_Madinat Al Mataar | 1052100 | 3CC | Yes | DXB_E3076X_10006_001004002 | in |  | On Air | On Air | On Air | Huawei | 3G+4G+5G | HW U900 F1 | HW L1.8 F1/F2 (20+15M) + L800 F1 (15M) | 1CC | 2/1 | 0/24 | N78 F1 | IIB
Feb 2020 add | IDX5649 | The 8 Hotel and Resort |  | IDX0649 | IDXL5649 |  | DXB | 25.1172 | 55.11 | du | Hotel | IBS | Dubai South | Dubai_Nakhlat Jumeira (The Palm Jumeirah) | 1038100 | 2CC |  | DXB_E3077C_10369_001001001 | in |  | On Air | On Air |  | Huawei | 3G+4G | HW U900 F1 | HW L1.8 F1/F2 (20+10M) |  | 6/6 |  |  | IIB
Feb 2020 add | DXN0491 | Harbour Residences Tower |  | DXN5491 | DXNL0491 |  | DXB | 25.0787 | 55.1411 | ETC | Residential | IBS | Dubai South | Dubai_Marsa Dubai | 1039200 | 1CC |  | DXB_E3077N_10252_001005014 | in |  | On Air | On Air |  | Huawei | 3G+4G | HW U900 F1 | HW L1.8 F1 (20M) |  | 2/2 |  |  | IIB
Feb 2020 add | DXN0319 | Hot Pack Packaging Industries |  | DXN5319 | DXNL0319 |  | DXB | 24.9337 | 55.0396 | du | Commercial | IBS | Dubai South | DUBAI_JABAL ALI INDUSTRIAL THIRD (JABAL ALI INDUSTRIAL 3) | 1051600 | 2CC |  | DXB_E2975D_10014_001002001 | in |  | On Air | On Air |  | Huawei | 3G+4G | HW U900 F1 | HW L1.8 F1/F2 (20+10M) |  | 3/3 |  |  | IIB
Feb 2020 add | IAD5215 | Shaheen 5 Tower |  | IAD0215 | IADL5215 |  | AUH | 24.4916 | 54.3587 | du | Residential | IBS | Abu Dhabi | Abu Dhabi_Al Markaziyah | 2500200 | 2CC |  | AUH_E2271X_10142_001001001 | in |  | On Air | On Air |  | Nokia | 3G+4G | NSN U900 F1 | NSN L1800 F1 (20MHz) + L800 F1 (15Mhz) |  | 2 |  |  | IIB
Feb 2020 add | DXN0217 | Chirag Contracting Building |  | DXN5217 | DXNL0217 |  | DXB | 25.0602 | 55.2155 | du | Commercial | IBS | Dubai South | DUBAI_AL BARSHA SOUTH FOURTH (JUMEIRAH VILLAGE SOUTH) | 1068100 | 3CC |  | DXB_E3177R_11358_001001008 | in |  | On Air | On Air |  | Huawei | 3G+4G | HW U900 F1 | HW L1.8 F1/F2 (20+10M) + L800 F1 (15M) |  | 2/1 |  |  | IIB
Feb 2020 add | IAD5043 | MTB CP Area Upper Levels, Hotel & Office |  | IAD0043 | IADL5043 | IADNR5043 | AUH | 24.4511 | 54.642 | ETC | Airport | IBS | Abu Dhabi | Abu Dhabi_Abu Dhabi INTERNATIONAL AIRPORT | 2044300 | 3CC | Yes | AUH_E2570I_10082_001001006 | in |  | On Air | On Air | On Air | Nokia | 3G+4G+5G | NSN U900 F1 | NSN L1800 F1/F2 (20+15M) + L800 F1 (15M) | 1CC | 12 | 6 | N41 | IIB
Feb 2020 add | IDX0978B | ATOM Du Data Center Samacom Al Qudra Teleport Block-B |  | IDX0978B | IDXL5978II |  | DXB | 24.9441 | 55.3515 | du | Commercial | ATOM | Dubai South | DUBAI_SAIH AL SALAM (DUBAI LAND) | 1095100 | 1CC |  | DXB_E3275E_10012_001001021 | in |  | On Air | On Air |  | Huawei | 3G+4G | HW U2.1 F2 | HW L1.8 F1 (20M) |  | 1 |  |  | IIB
Feb 2020 add | IDX0978A | ATOM Du Data Center Samacom Al Qudra Teleport Block-A |  | IDX0978A | IDXL5978I | IDXNR5978A | DXB | 24.9441 | 55.3515 | du | Commercial | ATOM | Dubai South | DUBAI_SAIH AL SALAM (DUBAI LAND) | 1095100 | 1CC |  | DXB_E3275E_10012_001001020 | in |  | On Air | On Air | On Air | Huawei | 3G+4G+5G | HW U2.1 F2 | HW L1.8 F1 (20M) | 1CC | 1 | 1/0 | N41 | IIB
Feb 2020 add | IAD5039 | MTB CP Area Upper Levels Site A |  | IAD0039 | IADL5039 | IADNR5039 | AUH | 24.4511 | 54.642 | ETC | Airport | IBS | Abu Dhabi | Abu Dhabi_Abu Dhabi INTERNATIONAL AIRPORT | 2044300 | 3CC | Yes | AUH_E2570I_10082_001001005 | in |  | On Air | On Air | On Air | Nokia | 3G+4G+5G | NSN U900 F1 | NSN L1800 F1/F2 (20+15M) + L800 F1 (15M) | 1CC | 6 | 3 | N41 | IIB
| IAD5039 | MTB CP Area Upper Levels Site A (5G Active) |  |  |  | IADNR5039A | AUH | 24.4511 | 54.642 | du | Airport | IBS | Abu Dhabi | Abu Dhabi_Abu Dhabi INTERNATIONAL AIRPORT | 2044300 |  |  | AUH_E2570I_10082_001001005 | in |  |  |  | On Air | Nokia | 5G |  |  | 1CC | 6 | 56 | N78 | IIB
Mar 2020 Update | IAD5316 | City of Lights @ Al Reem Island_ Hydra Avenue C4, C5, C6 |  | IAD0316 | IADL5316 | IADNR5316 | AUH | 24.5003 | 54.4057 | ETC | Residential | IBS | Abu Dhabi | Abu Dhabi_AL REEM ISLAND | 2045700 | 4CC |  | AUH_E2371V_10034_001001001 | in |  | On Air | On Air |  | Nokia | 3G+4G | NSN U900 F1 | NSN L18 F1/F2 (20+15M) + L800 F1 (15M) + L21 F1 (15M) |  | 12 |  |  | MW
Feb 2020 add | AUH0469 | Creek Tower MAAM Inv |  | AUH5469 | AUHL0469 |  | AUH | 24.504 | 54.3695 | du | Commercial | IBS | Abu Dhabi | Abu Dhabi_Tourist Club Area | 2500100 | 2CC |  | AUH_E2271T_11091_001001001 | in |  | On Air | On Air |  | Nokia | 3G+4G | NSN U900 F1 | NSN L1800 F1 (20MHz) + L800 F1 (15Mhz) |  | 6 |  |  | MW
Feb 2020 add | DXN0658 | Glitz Residence 3 Studio City |  | DXN5658 | DXNL0658 |  | DXB | 25.0408 | 55.245 | du | Residential | IBS | Dubai South | DUBAI_AL HEBIAH FOURTH (DUBAI SPORTS CITY) | 1068200 | 3CC |  | DXB_E3177X_10669_001011003 | in |  | On Air | On Air |  | Huawei | 3G+4G | HW U900 F1 | HW L1.8 F1/F2 (20+10M) + L800 F1 (15M) |  | 8/4 |  |  | IIB
Mar 2020 Update | IAD5339 | Capital Tower at ADNEC |  | IAD0339 | IADL5339 |  | AUH | 24.4186 | 54.4428 | ETC | Commercial | IBS | Abu Dhabi | ABU DHABI_Al Safarat | 2501901 | 2CC |  | AUH_E2370R_11145_001001001 | in |  | On Air | On Air |  | Nokia | 3G+4G | NSN U900 F1 | NSN L18 F1/F2 (20+15M) |  | 2 |  |  | IIB
Feb 2020 add | IAD5035 | MTB CP Area Lower Levels Site B |  | IAD0035 | IADL5035 | IADNR5035 | AUH | 24.4511 | 54.642 | ETC | Airport | IBS | Abu Dhabi | Abu Dhabi_Abu Dhabi INTERNATIONAL AIRPORT | 2044300 | 3CC | Yes | AUH_E2570I_10082_001001004 | in |  | On Air | On Air | On Air | Nokia | 3G+4G+5G | NSN U900 F1 | NSN L1800 F1/F2 (20+15M) + L800 F1 (15M) | 1CC | 12 | 6 | N41 | IIB
Feb 2020 add | DXN0349 | Paradise View 2 Al Majan |  | DXN5349 | DXNL0349 |  | DXB | 25.0972 | 55.3175 | du | Residential | IBS | Dubai South | Dubai_Wadi Al Safa 3 (Ranches) | 1064500 | 2CC |  | DXB_E3277H_10017_001001001 | in |  | On Air | On Air |  | Huawei | 3G+4G | HW U900 F1 | HW L1.8 F1/F2 (20+10M) |  | 2/2 |  |  | MW
Feb 2020 add | IAD5031 | MTB CP Area Lower Levels Site A |  | IAD0031 | IADL5031 | IADNR5031 | AUH | 24.4511 | 54.642 | ETC | Airport | IBS | Abu Dhabi | Abu Dhabi_Abu Dhabi INTERNATIONAL AIRPORT | 2044300 | 3CC | Yes | AUH_E2570I_10082_001001003 | in |  | On Air | On Air | On Air | Huawei/Nokia | 3G+4G+5G | HW U900 F1 | NSN L1800 F1/F2 (20+15M) + L800 F1 (15M) | 1CC | 12 | 6 | N41 | IIB
Feb 2020 add | IDX5252 | Premier Inn DSO |  | IDX0252 | IDXL5252 |  | DXB | 25.1226 | 55.3747 | du | Hotel | IBS | Dubai North | Dubai_Nadd Hessa (Dubai Silicon Oasis) | 1062600 | 2CC |  | DXB_E3377A_10258_001001001 | in |  | On Air | On Air |  | Huawei | 3G+4G | HW U900 F1 | HW L1.8 F1/F2 (20+10M) |  | 1/1 |  |  | IIB
Feb 2020 add | AJM0975 | Pariz Towers |  | AJM5975 | AJML0975 |  | NE | 25.3871 | 55.4537 | du | Residential | IBS | Ajman | Ajman_Nuaimeya 2 | 4001200 | 1CC |  | AJM_E3380E_14326_001001001 | in |  | On Air | On Air |  | Huawei | 3G+4G | HW U900 F1 | HW L1.8 F1 (20M) |  | 3/3 |  |  | IIB
Feb 2020 add | IDX5295A | Kingdom of Shiba at Palm Jumeirah_Block C |  | IDX0295A | IDXL5295I |  | DXB | 25.1209 | 55.1111 | du | Hotel | IBS | Dubai South | Dubai_Nakhlat Jumeira (The Palm Jumeirah) | 1038100 | 2CC |  | DXB_E3077C_10331_001001003 | in |  | On Air | On Air |  | Huawei | 3G+4G | HW U2.1 F2 / U900 F1 | HW L1.8 F1/F2 (20+10M) |  | 2/4 |  |  | IIB
Feb 2020 add | SHJ0243 | Al Wousta TV Building |  | SHJ5243 | SHJL0243 |  | NE | 25.2882 | 55.916 | du | Commercial | IBS | Sharjah | SHARJAH_Al Dhaid City | 3000050 | 1CC |  | SHJ_E3879H_10002_001002001 | in |  | On Air | On Air |  | Huawei | 3G+4G | HW U900 F1 | HW L1.8 F1 (20M) |  | 1/1 |  |  | IIB
Feb 2020 add | IAD5017 | MTB PIER 2 |  | IAD0017 | IADL5017 | IADNR5017 | AUH | 24.4527 | 54.6388 | ETC | Airport | IBS | Abu Dhabi | Abu Dhabi_Abu Dhabi INTERNATIONAL AIRPORT | 2044300 | 3CC | Yes | AUH_E2570I_10082_001001002 | in |  | On Air | On Air | On Air | Huawei/Nokia | 3G+4G+5G | HW U900 F1 | NSN L1800 F1/F2 (20+15M) + L800 F1 (15M) | 1CC | 12 | 6 | N41 | IIB
Feb 2020 add | DXN0962 | Global Golf Residence 2 DSC |  | DXN5962 | DXNL0962 |  | DXB | 25.0395 | 55.2181 | du | Residential | IBS | Dubai South | Dubai_Al Hebiah Fourth (Dubai Sports City) | 1068200 | 2CC |  | DXB_E3177W_10077_001003002 | in |  | On Air | On Air |  | Huawei | 3G+4G | HW U900 F1 | HW L1.8 F1 (20M) + L800 F1 (15M) |  | 4/2 |  |  | IIB
Feb 2020 add | IAD5245 | Al Raha Beach_Al Zeina (Building D) |  | IAD0245 | IADL5245 |  | AUH | 24.4558 | 54.6146 | ETC | Residential | IBS | Abu Dhabi | Abu Dhabi_Shatie Al Raha | 2042400 | 4CC |  | AUH_E2570G_10027_001001002 | in |  | On Air | On Air |  | Nokia | 3G+4G | NSN U900 F1 | NSN L18 F1/F2 (20+15M) + L800 F1 (15M) + L21 F1 (15M) |  | 6 |  |  | IIB
Feb 2020 add | IAD5367 | Al Raha Beach_Al Zeina (Building F1) & common Basement |  | IAD0367 | IADL5367 |  | AUH | 24.4558 | 54.6146 | ETC | Residential | IBS | Abu Dhabi | Abu Dhabi_Shatie Al Raha | 2042400 | 2CC |  | AUH_E2570G_10035_001001002 | in |  | On Air | On Air |  | Nokia | 3G+4G | NSN U900 F1 | NSN L18 F1/F2 (20+15M) |  | 10 |  |  | IIB
Feb 2020 add | IAD5015 | MTB PIER 1 |  | IAD0015 | IADL5015 | IADNR5015 | AUH | 24.4527 | 54.6388 | ETC | Airport | IBS | Abu Dhabi | Abu Dhabi_Abu Dhabi INTERNATIONAL AIRPORT | 2044300 | 3CC | Yes | AUH_E2570I_10082_001001001 | in |  | On Air | On Air | On Air | Huawei/Nokia | 3G+4G+5G | HW U900 F1 | NSN L1800 F1/F2 (20+15M) + L800 F1 (15M) | 1CC | 8 | 4 | N41 | IIB
Feb 2020 add | DXN0391 | Al Sabah Tower |  | DXN5391 | DXNL0391 |  | DXB | 25.0533 | 55.2199 | du | Residential | IBS | Dubai South | Dubai_Al Barsha South Fourth (Jumeirah Village South) | 1068100 | 3CC |  | DXB_E3177R_11352_001027002 | in |  | On Air | On Air |  | Huawei | 3G+4G | HW U900 F1 | HW L1.8 F1/F2 (20+10M) + L800 F1 (15M) |  | 2/1 |  |  | IIB
Feb 2020 add | DXN0565 | Glitz Residence 1 Studio City |  | DXN5565 | DXNL0565 |  | DXB | 25.0418 | 55.2472 | du | Residential | IBS | Dubai South | DUBAI_AL HEBIAH FOURTH (DUBAI SPORTS CITY) | 1068200 | 2CC |  | DXB_E3177Y_11184_001011003 | in |  | On Air | On Air |  | Huawei | 3G+4G | HW U900 F1 | HW L1.8 F1/F2 (20+10M) |  | 1/1 |  |  | IIB
Mar 2020 Update | AAN0088 | AL SA'ADA SCHOOL |  | AAN5088 | AANL0088 |  | AUH | 23.4198 | 55.4134 | ETC | University/School | IBS | Al Ain | Abu Dhabi_AL QUAA | 8009500 | 2CC |  | AAN_E3359V_10005_001002001 | in |  | On Air | On Air |  | Ericsson | 3G+4G | E/// U900 F1 | E/// L1.8 F1 (20M) + L800 F1 (15M) |  |  |  |  | MW
Feb 2020 add | DXN0758 | Shatha Tower Dubai Media City |  | DXN5758 | DXNL0758 |  | DXB | 25.0896 | 55.1529 | du | Residential | IBS | Dubai South | DUBAI_AL SAFOUH SECOND | 1038200 | 2CC |  | DXB_E3077J_10048_001003002 | in |  | On Air | On Air |  | Huawei | 3G+4G | HW U900 F1 | HW L1.8 F1/F2 (20+10M) |  | 3/3 |  |  | DUFIX
Feb 2020 add | DXN0417 | Hilton Garden Inn Dubai_Al Jadaf |  | DXN5417 | DXNL0417 |  | DXB | 25.2224 | 55.332 | ETC | Hotel | IBS | Dubai North | DUBAI_AL JADAF | 1032600 | 2CC |  | DXB_E3279X_10653_001001001 | in |  | On Air | On Air |  | Huawei | 3G+4G | HW U900 F1 | HW L1.8 F1/F2 (20+10M) |  | 2/2 |  |  | IIB
Feb 2020 add | SHJ0123 | Ropot Park Tower |  | SHJ5123 | SHJL0123 |  | NE | 25.3242 | 55.375054 | ETC | Residential | IBS | Sharjah | SHARJAH_AL KHAN | 3010300 | 2CC |  | SHJ_E3380U_10183_001001001 | in |  | On Air | On Air |  | Huawei | 3G+4G | HW U900 F1 | HW L1.8 F1/F2 (20+10M) |  | 4/4 |  |  | IIB
Feb 2020 add | IAD5241 | Al Raha Beach_Al Zeina (Building A &B) |  | IAD0241 | IADL5241 |  | AUH | 24.456 | 54.6137 | ETC | Residential | IBS | Abu Dhabi | Abu Dhabi_Shatie Al Raha | 2042400 | 3CC |  | AUH_E2570G_10040_001001001 | in |  | On Air | On Air |  | Nokia | 3G+4G | NSN U900 F1 | NSN L1800 F1/F2 (20+15M) + L800 F1 (15M) |  | 10 |  |  | IIB
Feb 2020 add | IAD5246 | Al Raha Beach_Al Zeina (Building E,F1 & F2) |  | IAD0246 | IADL5246 |  | AUH | 24.4558 | 54.6146 | ETC | Residential | IBS | Abu Dhabi | Abu Dhabi_Shatie Al Raha | 2042400 | 2CC |  | AUH_E2570G_10026_001001001 | in |  | On Air | On Air |  | Nokia | 3G+4G | NSN U900 F1 | NSN L18 F1/F2 (20+15M) |  | 8 |  |  | IIB
Feb 2020 add | IDX5373 | Dubai Municipality @ Garhoud |  | IDX0373 | IDXL5373 |  | DXB | 25.2348 | 55.3543 | ETC | Government | IBS | Dubai North | Dubai_AL GARHOUD | 1021400 | 2CC |  | DXB_E3279Y_10521_001001001 | in |  | On Air | On Air |  | Huawei | 3G+4G | HW U900 F1 | HW L1.8 F1/F2 (20+10M) |  | 1/1 |  |  | MW
Feb 2020 add | IDX5772 | Madain El Emarat Buildings 1, 2 & 8 |  | IDX0772 | IDXL5772 |  | DXB | 25.2375 | 55.4134 | du | Residential | IBS | Dubai North | DUBAI_MUHAISNAH FIRST | 1026100 | 2CC |  | DXB_E3379R_11345_001001002 | in |  | On Air | On Air |  | Huawei | 3G+4G | HW U900 F1 | HW L1.8 F1/F2 (20+10M) |  | 4/4 |  |  | IIB
Feb 2020 add | DXN0346 | Al Batha Tower at Business Bay |  | DXN5346 | DXNL0346 |  | DXB | 25.1914 | 55.2619 | du | Mixed Use | IBS | Dubai North | Dubai_Burj Khalifa (Business Bay) | 1034500 | 2CC |  | DXB_E3178J_11996_001001001 | in |  | On Air | On Air |  | Huawei | 3G+4G | HW U900 F1 | HW L1.8 F1/F2 (20+10M) |  | 5/5 |  |  | IIB
Mar 2020 Update | IAD5365 | Soho Square_AUH |  | IAD0365 | IADL5365 |  | AUH | 24.5211 | 54.438 | ETC | Residential | IBS | Abu Dhabi | ABU DHABI_SADIYAT ISLAND | 2046700 | 4CC |  | AUH_E2371M_10077_001001001 | in |  | On Air | On Air |  | Nokia | 3G+4G | NSN U900 F1 | NSN L18 F1/F2 (20+15M) + L800 F1 (15M) + L21 F1 (15M) |  | 4 |  |  | MW
Feb 2020 add | IAD5243 | Al Raha Beach_Al Zeina (Building C) |  | IAD0243 | IADL5243 |  | AUH | 24.4558 | 54.6146 | ETC | Residential | IBS | Abu Dhabi | Abu Dhabi_Shatie Al Raha | 2042400 | 3CC | Yes | AUH_E2570G_10016_001002001 | in |  | On Air | On Air |  | Nokia | 3G+4G | NSN U900 F1 | NSN L1800 F1/F2 (20+15M) + L800 F1 (15M) |  | 10 |  |  | IIB
Mar 2020 Update | IDX5351 | Dar Wasl Mall |  | IDX0351 | IDXL5351 | IDXNR5351 | DXB | 25.1945 | 55.2458 | du | Mixed Use | IBS | Dubai North | Dubai_Al Wasl | 1034300 | 1CC | Yes | DXB_E3178J_12009_001005001 | in |  | On Air | On Air | On Air | Huawei | 3G+4G+5G | HW U900 F1 | HW L1.8 F1 (20M) | 1CC | 3/3 | 3/0 | N41 | IIB
Feb 2020 add | IDX5075 | Deyaar Midtown DANIA IMPZ Site 1 |  | IDX0075 | IDXL5075 |  | DXB | 25.0269 | 55.1812 | du | Residential | IBS | Dubai South | DUBAI_MEAISEM FIRST (JUMEIRAH GOLF ESTATE) | 1068500 | 2CC |  | DXB_E3176A_10153_001011002 | in |  | On Air | On Air |  | Huawei | 3G+4G | HW U900 F1 | HW L1.8 F1/F2 (20+10M) |  | 6/6 |  |  | IIB
Feb 2020 add | IAD5248 | Al Raha Beach_Al Zeina (Building F3,F4,F5 & F6) |  | IAD0248 | IADL5248 |  | AUH | 24.4558 | 54.6146 | ETC | Residential | IBS | Abu Dhabi | Abu Dhabi_Shatie Al Raha | 2042400 | 2CC |  | AUH_E2570G_10024_001001003 | in |  | On Air | On Air |  | Nokia | 3G+4G | NSN U900 F1 | NSN L18 F1/F2 (20+15M) |  | 8 |  |  | IIB
Feb 2020 add | SHJ0245 | Novotel Sharjah Expo Hotel |  | SHJ5245 | SHJL0245 |  | NE | 25.3116 | 55.3735 | ETC | Hotel | IBS | Sharjah | Sharjah_AL KHAN | 3010300 | 2CC |  | SHJ_E3380U_10187_001002001 | in |  | On Air | On Air |  | Huawei | 3G+4G | HW U900 F1 | HW L1.8 F1/F2 (20+10M) |  | 1/1 |  |  | IIB
Feb 2020 add | SHJ0484 | Lulu Hypermarket at Al Hazana |  | SHJ5484 | SHJL0484 |  | DXB | 25.3744 | 55.4213 | du | Mall | IBS | Sharjah | SHARJAH_AL HAZANA | 3005100 | 2CC |  | SHJ_E3380I_10012_001001001 | in |  | On Air | On Air |  | Huawei | 3G+4G | HW U900 F1 | HW L1.8 F1/F2 (20+10M) |  | 1/1 |  |  | IIB
Mar 2020 Update | IAD5372 | Al Raha Beach_Al Zeina (Building E ) & common Basement |  | IAD0372 | IADL5372 |  | AUH | 24.4558 | 54.6146 | ETC | Residential | IBS | Abu Dhabi | Abu Dhabi_Shatie Al Raha | 2042400 | 2CC |  | AUH_E2570G_10026_001001002 | in |  | On Air | On Air |  | Nokia | 3G+4G | NSN U900 F1 | NSN L18 F1/F2 (20+15M) |  | 4 |  |  | IIB
Mar 2020 Update | IAD5335 | E48_C41 RAWDAT TOWER ABU DHABI |  | IAD0335 | IADL5335 |  | AUH | 24.4203 | 54.461 | ETC | Residential | IBS | Abu Dhabi | Abu Dhabi_Al Matar | 2501600 | 2CC |  | AUH_E2370S_10433_001001001 | in |  | On Air | On Air |  | Nokia | 3G+4G | NSN U900 F1 | NSN L18 F1/F2 (20+15M) |  | 4 |  |  | MW
Feb 2020 add | IAD5371 | Al Raha Beach_Al Zeina (Building F5 & F6) |  | IAD0371 | IADL5371 |  | AUH | 24.4558 | 54.6146 | ETC | Residential | IBS | Abu Dhabi | Abu Dhabi_Shatie Al Raha | 2042400 | 2CC |  | AUH_E2570G_10024_001001004 | in |  | On Air | On Air |  | Nokia | 3G+4G | NSN U900 F1 | NSN L18 F1/F2 (20+15M) |  | 8 |  |  | IIB
Feb 2020 add | IAD5329 | Al Mamoura Academy |  | IAD0329 | IADL5329 |  | AUH | 24.4657 | 54.3937 | ETC | University/School | IBS | Abu Dhabi | ABU DHABI_Al Nahyan | 2501000 | 2CC |  | AUH_E2370A_10494_001001002 | in |  | On Air | On Air |  | Nokia | 3G+4G | NSN U900 F1 | NSN L18 F1/F2 (20+15M) |  | 2 |  |  | IIB
Feb 2020 add | IDX5191 | Air Traffic Control Tower (Dubai World Central) |  | IDX0191 | IDXL5191 |  | DXB | 24.8893 | 55.1571 | ETC | Airport | IBS | Dubai South | DUBAI_MADINAT AL MATAAR | 1052100 | 1CC |  | DXB_E3075T_10044_001001001 | in |  | On Air | On Air |  | Huawei | 3G+4G | HW U2.1 F2 | HW L1.8 F1 (20M) |  | 2/2 |  |  | IIB
Feb 2020 add | DXN0423 | DUBAI HILLS BUSINESS PARK |  | DXN5423 | DXNL0423 | DXNNR0423 | DXB | 25.1087 | 55.2412 | ETC | Residential | IBS | Dubai South | DUBAI_HADAEQ SHEIKH MOHAMMED BIN RASHID (RANCHES) | 1063100 | 3CC |  | DXB_E3177I_10478_001001007 | in |  | On Air | On Air | On Air | Huawei | 3G+4G+5G | HW U900 F1 | HW L1.8 F1/F2 (20+10M) + L800 F1 (15M) | 2CC | 10/5 | 0/12 | N78 F1 + N78 F2 | IIB
Apr 2020 Update | IDX5149 | Deyaar Midtown DANIA IMPZ Site 2 |  | IDX0149 | IDXL5149 |  | DXB | 25.0269 | 55.1812 | du | Residential | IBS | Dubai South | DUBAI_MEAISEM FIRST (JUMEIRAH GOLF ESTATE) | 1068500 | 2CC |  | DXB_E3176A_10154_001019002 | in |  | On Air | On Air |  | Huawei | 3G+4G | HW U900 F1 | HW L1.8 F1/F2 (20+10M) |  | 5/5 |  |  | IIB
Feb 2020 add | DXN0085 | Jebel Ali Park Hotel |  | DXN5085 | DXNL0085 |  | DXB | 24.9811 | 55.0262 | ETC | Hotel | IBS | Dubai South | DUBAI_MENA JABAL ALI | 1059400 | 1CC |  | DXB_E2976M_10127_001001001 | in |  | On Air | On Air |  | Huawei | 3G+4G | HW U900 F1 | HW L1.8 F1 (20M) |  | 3/3 |  |  | IIB
Feb 2020 add | IAD5369 | Al Raha Beach_Al Zeina (Building F2,F3,F4) & common Basement |  | IAD0369 | IADL5369 |  | AUH | 24.4558 | 54.6146 | ETC | Residential | IBS | Abu Dhabi | Abu Dhabi_Shatie Al Raha | 2042400 | 2CC |  | AUH_E2570G_10024_001001002 | in |  | On Air | On Air |  | Nokia | 3G+4G | NSN U900 F1 | NSN L18 F1/F2 (20+15M) |  | 12 |  |  | IIB
Feb 2020 add | IAD5280 | SE601-C4-Civil defense New Bldg at Khalifa A |  | IAD0280 | IADL5280 |  | AUH | 24.4012 | 54.5786 | du | Government | IBS | Abu Dhabi | ABU DHABI_KHALIFA CITY | 2042600 | 2CC |  | AUH_E2470Y_10251_001002001 | in |  | On Air | On Air |  | Nokia | 3G+4G | NSN U900 F1 | NSN L18 F1/F2 (20+15M) |  | 2 |  |  | IIB
Feb 2020 add | DXN0534 | Citymax hotel_BUSINESS BAY |  | DXN5534 | DXNL0534 |  | DXB | 25.1792 | 55.2772 | ETC | Hotel | IBS | Dubai North | DUBAI_BURJ KHALIFA (BUSINESS BAY) | 1034500 | 2CC |  | DXB_E3278K_10800_001001002 | in |  | On Air | On Air |  | Huawei | 3G+4G | HW U900 F1 | HW L1.8 F1/F2 (20+10M) |  | 2/2 |  |  | IIB
Mar 2020 Update | IAD5234 | Al Hamli Building |  | IAD0234 | IADL5234 |  | AUH | 24.4539 | 54.6161 | du | Residential | IBS | Abu Dhabi | Abu Dhabi_Shatie Al Raha | 2042400 | 2CC |  | AUH_E2570G_10067_001001001 | in |  | On Air | On Air |  | Nokia | 3G+4G | NSN U900 F1 | NSN L18 F1/F2 (20+15M) |  | 2 |  |  | MW
Mar 2020 add | DXN0865 | Nshama Town Square_BLOCK A & B |  | DXN5865 | DXNL0865 | DXNNR0865 | DXB | 25.0024 | 55.286292 | ETC | Residential | IBS | Dubai South | Dubai_Al Yalayis 2 (Dubai land) | 1092200 | 3CC |  | DXB_E3276G_13248_001005035 | in |  | On Air | On Air | On Air | Huawei | 3G+4G | HW U900 F1 | HW L1.8 F1/F2 (20+10M) + L800 F1 (15M) | 1CC | 8/4 | 4 | N41 | IIB
Mar 2020 add | SHJ0271 | Al Rayes Building |  | SHJ5271 | SHJL0271 |  | NE | 25.3297 | 55.3644 | ETC | Residential | IBS | Sharjah | SHARJAH_AL KHAN | 3010300 | 2CC |  | SHJ_E3380P_10087_001003001 | in |  | On Air | On Air |  | Huawei | 3G+4G | HW U900 F1 | HW L1.8 F1/F2 (20+10M) |  | 3/3 |  |  | IIB
Mar 2020 add | AUH0769 | Seba Tower |  | AUH5769 | AUHL0769 |  | AUH | 24.4685 | 54.3403 | ETC | Commercial | IBS | Abu Dhabi | Abu Dhabi_Al Khalidiya | 2501300 | 3CC |  | AUH_E2270C_10622_001002001 | in |  | On Air | On Air |  | Nokia | 3G+4G | NSN U900 F1 | NSN L1800 F1/F2 (20+15M) + L800 F1 (15M) |  | 12 |  |  | IIB
Mar 2020 add | SHJ0782 | Matajer Al Musalla |  | SHJ5782 | SHJL0782 |  | NE | 25.3535 | 55.3918 | ETC | Commercial | IBS | Sharjah | SHARJAH_AL MUSSALLA | 3006100 | 2CC |  | SHJ_E3380L_10269_001001044 | in |  | On Air | On Air |  | Huawei | 3G+4G | HW U900 F1 | HW L1.8 F1/F2 (20+10M) |  | 1/1 |  |  | IIB
Mar 2020 add | DXN0134 | Sondos Oasis Tower |  | DXN5134 | DXNL0134 |  | DXB | 25.1164 | 55.37 | ETC | Residential | IBS | Dubai North | Dubai_NADD HESSA (Dubai SILICON OASIS) | 1062600 | 2CC |  | DXB_E3377A_10223_001028002 DXB_E3377A_10223_001015005 | in |  | On Air | On Air |  | Huawei | 3G+4G | HW U900 F1 | HW L1.8 F1/F2 (20+10M) |  | 2/2 |  |  | IIB
Mar 2020 add | IDX5867 | Novotel Hotel DHCC |  | IDX0867 | IDXL5867 |  | DXB | 25.2334 | 55.321 | du | Hotel | IBS | Dubai North | DUBAI_UMM HURAIR SECOND | 1031500 | 2CC | Yes | DXB_E3279W_10933_001015001 | in |  | On Air | On Air |  | Huawei | 3G+4G | HW U900 F1 | HW L1.8 F1/F2 (20+10M) |  | 1/1 |  |  | IIB
Mar 2020 add | DXN0701 | GEMS Founders School - Al Mizhar |  | DXN5701 | DXNL0701 |  | DXB | 25.2432 | 55.4511 | du | School | IBS | Dubai North | DUBAI_AL MIZHAR FIRST | 1026200 | 2CC |  | DXB_E3379T_11240_001005001 | in |  | On Air | On Air |  | Huawei | 3G+4G | HW U900 F1 | HW L1.8 F1/F2 (20+10M) |  | 1/1 |  |  | IIB
Mar 2020 add | DXN0425 | Nshama Town Square_Zahra Breeze Apartments-1 |  | DXN5425 | DXNL0425 |  | DXB | 25.0053 | 55.2948 | ETC | Residential | IBS | Dubai South | Dubai_AL YALAYIS 2 (Dubai LAND) | 1092200 | 3CC |  | DXB_E3276G_13256_001009001 | in |  | On Air | On Air |  | Huawei | 3G+4G | HW U900 F1 | HW L1.8 F1/F2 (20+10M) + L800 F1 (15M) |  | 8/4 |  |  | IIB
Mar 2020 add | DXN0476 | Nshama Town Square_Zahra Breeze Apartments-2 |  | DXN5476 | DXNL0476 |  | DXB | 25.006 | 55.2955 | ETC | Residential | IBS | Dubai South | Dubai_AL YALAYIS 2 (Dubai LAND) | 1092200 | 1CC |  | DXB_E3276G_13257_001009001 | in |  | On Air | On Air |  | Huawei | 3G+4G | HW U900 F1 | HW L1.8 F1 (20M) |  | 3/3 |  |  | IIB
Mar 2020 add | DXN0822 | M Residence Tower_MANKHOOL |  | DXN5822 | DXNL0822 |  | DXB | 25.2526 | 55.2925 | ETC | Mixed Use | IBS | Dubai North | Dubai_MANKHOOL | 1031700 | 1CC |  | DXB_E3279L_13074_001006001 | in |  | On Air | On Air |  | Huawei | 3G+4G | HW U900 F1 | HW L1.8 F1 (20M) |  | 2/2 |  |  | IIB
Mar 2020 add | IDX5515 | Madain El Emarat Buildings 3, 4, 5 & 11 |  | IDX0515 | IDXL5515 |  | DXB | 25.2364 | 55.4126 | Du | Residential | IBS | Dubai North | DUBAI_MUHAISNAH FIRST | 1026100 | 2CC |  | DXB_E3379R_11342_001001001 | in |  | On Air | On Air |  | Huawei | 3G+4G | HW U900 F1 | HW L1.8 F1/F2 (20+10M) |  | 4/4 |  |  | IIB
Mar 2020 add | DXN0353 | Manara Tower_JVT |  | DXN5353 | DXNL0353 |  | DXB | 25.1119 | 55.3769 | ETC | Residential | IBS | Dubai South | DUBAI_AL BARSHA SOUTH FIFTH (JUMEIRAH VILLAGE) | 1068400 | 3CC |  | DXB_E3177V_10963_001004001 | in |  | On Air | On Air |  | Huawei | 3G+4G | HW U900 F1 | HW L1.8 F1/F2 (20+10M) + L800 F1 (15M) |  | 4/2 |  |  | IIB
Mar 2020 add | IAD5333 | MASDAR INSTITUTE HOUSING AND RESIDENTIAL_Block-A,B & C |  | IAD0333 | IADL5333 |  | AUH | 24.4341 | 54.6198 | ETC | Residential | IBS | Abu Dhabi | ABU DHABI_KHALIFA CITY | 2042600 | 2CC |  | AUH_E2570L_10030_001001001 | in |  | On Air | On Air |  | Nokia | 3G+4G | NSN U900 F1 | NSN L18 F1/F2 (20+15M) |  | 6 |  |  | IIB
Apr 2020 Update | AUH0550 | Link International Residential Building |  | AUH5550 | AUHL0550 |  | AUH | 24.5036 | 54.3692 | ETC | Residential | IBS | Abu Dhabi | Abu Dhabi_Tourist Club Area | 2500100 | 2CC |  | AUH_E2271T_11092_001001001 | in |  | On Air | On Air |  | Nokia | 3G+4G | NSN U900 F1 | NSN L18 F1/F2 (20+15M) |  | 8 |  |  | MW
Apr 2020 Update | AUH0685 | InterContinental Hotel Abu Dhabi |  | AUH5685 | AUHL0685 | AUHNR0685 | AUH | 24.4577 | 54.3287 | ETC | Hotel | IBS | Abu Dhabi | ABU DHABI_Al Ras Al Akhdar | 2500500 | 2CC |  | AUH_E2270H_10938_001012002 | in |  | On Air | On Air | On Air | Nokia | 3G+4G+5G | NSN U900 F1 | NSN L18 F1/F2 (20+15M) | 1CC | 8 | 4 | N41 | IIB
Apr 2020 Update | IAD5381 | City of Lights @ Al Reem Island_ Marina Bay C2 & Common Floors |  | IAD0381 | IADL5381 |  | AUH | 24.5 | 54.4036 | ETC | Mixed Use | IBS | Abu Dhabi | Abu Dhabi_AL Reem Island | 2045700 | 3CC |  | AUH_E2371P_10204_001001001 | in |  | On Air | On Air |  | Nokia | 3G+4G | NSN U900 F1 | NSN L1800 F1/F2 (20+15M) + L800 F1 (15M) |  | 12 |  |  | MW
Apr 2020 Update | DXN0028 | DEWA Al Aweer |  | DXN5028 | DXNL0028 |  | DXB | 25.1561 | 55.4999 | du | Government | IBS | Dubai North | Dubai_Al Rowaiyah Third (800) | 1081400 | 2CC |  | DXB_E3478Q_10004_001001001 | in |  | On Air | On Air |  | Huawei | 3G+4G | HW U900 F1 | HW L1.8 F1/F2 (20+10M) |  | 5/5 |  |  | IIB
Apr 2020 Update | IDX5923 | Ali Chalabi Building |  | IDX0923 | IDXL5923 |  | DXB | 25.0367 | 55.2019 | du | Residential | IBS | Dubai South | DUBAI_MEAISEM FIRST (JUMEIRAH GOLF ESTATE) | 1068500 | 2CC |  | DXB_E3177V_11257_001024002 | in |  | On Air | On Air |  | Huawei | 3G+4G | HW U900 F1 | HW L1.8 F1/F2 (20+10M) |  | 3/3 |  |  | IIB
Apr 2020 Update | DXN0805 | Burjuman Arjaan By Rotana Hotel |  | DXN5805 | DXNL0805 |  | DXB | 25.252256 | 55.301 | ETC | Residential | IBS | Dubai North | DUBAI_MANKHOOL | 1031700 | 2CC |  | DXB_E3279Q_12285_001007001 | in |  | On Air | On Air |  | Huawei | 3G+4G | HW U900 F1 | HW L1.8 F1/F2 (20+10M) |  | 4/4 |  |  | IIB
Apr 2020 Update | DXN0629 | Burj Dubai - The Residences Tower (7) |  | DXN5629 | DXNL0629 |  | DXB | 25.1925 | 55.2747 | ETC | Residential | IBS | Dubai North | Dubai_Burj Khalifa (Business Bay) | 1034500 | 2CC |  | DXB_E3278F_10337_001003019 | in |  | On Air | On Air |  | Huawei | 3G+4G | HW U900 F1 | HW L1.8 F1 (20M) + L800 F1 (15M) |  | 8/4 |  |  | IIB
Apr 2020 Update | IDX5911 | New Lulu regional Office |  | IDX0911 | IDXL5911 |  | DXB | 25.2825 | 55.3676 | du | Commercial | IBS | Dubai North | DUBAI_AL QUSAIS FIRST | 1023200 | 2CC |  | DXB_E3379F_10823_001005001 | in |  | On Air | On Air |  | Huawei | 3G+4G | HW U900 F1 | HW L1.8 F1/F2 (20+10M) |  | 1/1 |  |  | IIB
Apr 2020 Update | IDX5615 | Madain El Emarat Buildings 6, 7, 9 & 10 |  | IDX0615 | IDXL5615 |  | DXB | 25.2364 | 55.4143 | Du | Residential | IBS | Dubai North | DUBAI_MUHAISNAH FIRST | 1026100 | 1CC |  | DXB_E3379R_11335_001001001 | in |  | On Air | On Air |  | Huawei | 3G+4G | HW U900 F1 | HW L1.8 F1 (20M) |  | 4/4 |  |  | IIB
Apr 2020 Update | DXN0484 | Burj Al Nahar Mall |  | DXN5484 | DXNL0484 |  | DXB | 25.2743 | 55.316599 | ETC | Mall | IBS | Dubai North | Dubai_AL MUTEENA | 1012300 | 2CC |  | DXB_E3279H_13036_001009001 | in |  | On Air | On Air |  | Huawei | 3G+4G | HW U900 F1 | HW L1.8 F1/F2 (20+10M) |  | 6/6 |  |  | IIB
Apr 2020 Update | DXN0607 | Expo - Village Building 7_Site 1 (A1-1&A1-2) |  | DXN5607 | DXNL0607 |  | DXB | 24.9625 | 55.1429 | ETC | Residential | IBS | Dubai South | Dubai_Madinat Al Mataar | 1052100 | 3CC |  | DXB_E3076S_10042_001002001 | in |  | On Air | On Air |  | Huawei | 3G+4G | HW U900 F1 | HW L1.8 F1/F2 (20+15M) + L800 F1 (15M) |  | 8/4 |  |  | IIB
Apr 2020 Update | IDX5470 | Damac Hills - Golf Promenade 2 |  | IDX0470 | IDXL5470 |  | DXB | 25.0137 | 55.2508 | du | Residential | IBS | Dubai South | Dubai_Al Hebiah Third (Dubai land) | 1067600 | 2CC |  | DXB_E3176J_10763_001014001 | in |  | On Air | On Air |  | Huawei | 3G+4G | HW U900 F1 | HW L1.8 F1/F2 (20+10M) |  | 2/2 |  |  | IIB
Apr 2020 Update | DXN0608 | Expo - Village Building 7_Site 2 (B1,C2-1&C2-2) |  | DXN5608 | DXNL0608 |  | DXB | 24.9625 | 55.1429 | ETC | Residential | IBS | Dubai South | Dubai_Madinat Al Mataar | 1052100 | 3CC |  | DXB_E3076S_10047_001002001 | in |  | On Air | On Air |  | Huawei | 3G+4G | HW U900 F1 | HW L1.8 F1/F2 (20+15M) + L800 F1 (15M) |  | 6/3 |  |  | IIB
Apr 2020 Update | DXN0312 | Kings School Barsha |  | DXN5312 | DXNL0312 |  | DXB | 25.0838 | 55.251721 | du | University/School | IBS | Dubai South | DUBAI_HADAEQ SHEIKH MOHAMMED BIN RASHID (RANCHES) | 1063100 | 1CC |  | DXB_E3177O_10239_001001002 | in |  | On Air | On Air |  | Huawei | 3G+4G | HW U900 F1 | HW L1.8 F1 (20M) |  | 4/4 |  |  | IIB
Apr 2020 Update | IDX5591 | Al Furjan Residency Building |  | IDX0591 | IDXL5591 |  | DXB | 25.0374 | 55.1411 | du | Residential | IBS | Dubai South | Dubai_Discovery Gardens | 1059101 | 2CC |  | DXB_E3077X_10754_001001003 | in |  | On Air | On Air |  | Huawei | 3G+4G | HW U900 F1 | HW L1.8 F1/F2 (20+10M) |  | 1/1 |  |  | IIB
Apr 2020 Update | DXN0193 | NMC Speciality Hospital DIP |  | DXN5193 | DXNL0193 |  | DXB | 25.0097 | 55.158711 | du | Hospital | IBS | Dubai South | DUBAI_Dubai Green Community | 1059802 | 2CC |  | DXB_E3076J_10849_001001001 | in |  | On Air | On Air |  | Huawei | 3G+4G | HW U900 F1 | HW L1.8 F1/F2 (20+10M) |  | 1/1 |  |  | MW
Apr 2020 Update | RAK0565 | Al Nakheel Towers_RAK |  | RAK5565 | RAKL0565 |  | NE | 25.7744 | 55.9609 | ETC | Residential | IBS | Ras Al Khaimah | RAS AL-KHAIMAH_AL GURM | 7031300 | 3CC |  | RKT_E3985U_10011_001001001 | in |  | On Air | On Air |  | Huawei | 3G+4G | HW U900 F1 | HW L1.8 F1/F2 (20+10M) + L800 F1 (15M) |  | 6/3 |  |  | IIB
Apr 2020 Update | IDX5396 | JAMEEL ARTS CENTRE |  | IDX0396 | IDXL5396 |  | DXB | 25.2291 | 55.3407 | du | Museum | IBS | Dubai North | DUBAI_AL JADAF | 1032600 | 2CC | Yes | DXB_E3279X_10642_001001002 | in |  | On Air | On Air |  | Huawei | 3G+4G | HW U900 F1 | HW L1.8 F1/F2 (20+10M) |  | 1/1 |  |  | IIB
Apr 2020 add | DXN0545 | Azizi Aliyah Hotel Apartments Al Jadaf |  | DXN5545 | DXNL0545 |  | DXB | 25.213 | 55.3197 | du | Hotel | IBS | Dubai North | Dubai_Al Jadaf | 1032600 | 3CC |  | DXB_E3278C_10046_001001005 | in |  | On Air | On Air |  | Huawei | 3G+4G | HW U900 F1 | HW L1.8 F1/F2 (20+10M) + L800 F1 (15M) |  | 4/2 |  |  | IIB
Sep 2020 Update | DXN0664 | DWTC C3 and C5 |  | DXN5664 | DXNL0664 |  | DXB | 25.2201 | 55.2851 | ETC | Commercial | IBS | Dubai North | Dubai_TRADE CENTER SECOND | 1033600 | 2CC |  | DXB_E3279V_11042_001014002 | in |  | On Air | On Air |  | Huawei | 3G+4G | HW U900 F1 | HW L1.8 F1/F2 (20+10M) |  | 5/5 |  |  | IIB
Apr 2020 add | DXB0078 | 21st Century Tower |  | DXB5078_U900 |  |  | DXB | 25.2109 | 55.2761 | du | Residential | IBS | Dubai North | DUBAI_TRADE CENTER SECOND | 1033600 |  |  | DXB_E3278A_11527_001046009 | in |  | On Air |  |  | Huawei | 3G | 3G 900 |  |  | 5 |  |  | IIB
Apr 2020 add | DXN0318 | Easy18 Apartments |  | DXN5318 | DXNL0318 |  | DXB | 25.1473 | 55.389584 | du | Residential | IBS | Dubai North | DUBAI_WARSAN FOURTH (DUBAI SILICON OASIS) | 1062400 | 3CC |  | DXB_E3378Q_11127_001001001 | in |  | On Air | On Air |  | Huawei | 3G+4G | HW U900 F1 | HW L1.8 F1/F2 (20+10M) + L800 F1 (15M) |  | 2/1 |  |  | IIB
Apr 2020 add | DXN0480 | LuLu Hypermarket Rashidiya |  | DXN5480 | DXNL0480 |  | DXB | 25.2267 | 55.3874 | du | Mall | IBS | Dubai North | Dubai_Al Rashidiya | 1021600 | 2CC |  | DXB_E3379V_12836_001001003 | in |  | On Air | On Air |  | Huawei | 3G+4G | HW U900 F1 | HW L1.8 F1/F2 (20+10M) |  | 1/1 |  |  | IIB
Apr 2020 add | DXN0136 | Al Jawhara Tower Jumeirah Village |  | DXN5136 | DXNL0136 |  | DXB | 25.0363 | 55.1773 | du | Residential | IBS | Dubai South | Dubai_Al Barsha South Fifth (Jumeirah Village) | 1068400 | 2CC |  | DXB_E3177U_13093_001002005 | in |  | On Air | On Air |  | Huawei | 3G+4G | HW U900 F1 | HW L1.8 F1 (20M) + L800 F1 (15M) |  | 6/3 |  |  | IIB
Apr 2020 add | DXN0385 | JADAF CULTURAL VILLAGE |  | DXN5385 | DXNL0385 |  | DXB | 25.2253 | 55.338 | du | Residential | IBS | Dubai North | DUBAI_AL JADAF | 1032600 | 2CC |  | DXB_E3279X_10648_001015002 | in |  | On Air | On Air |  | Huawei | 3G+4G | HW U900 F1 | HW L1.8 F1/F2 (20+10M) |  | 1/1 |  |  | IIB
Apr 2020 add | DXN0567 | Glitz Residence 2 Studio City |  | DXN5567 | DXNL0567 |  | DXB | 25.0426 | 55.2487 | du | Residential | IBS | Dubai South | DUBAI_AL HEBIAH FOURTH (DUBAI SPORTS CITY) | 1068200 | 2CC |  | DXB_E3177Y_11185_001011003 | in |  | On Air | On Air |  | Huawei | 3G+4G | HW U900 F1 | HW L1.8 F1 (20M) + L800 F1 (15M) |  | 2/1 |  |  | IIB
Apr 2020 add | DXN0050 | Golden Sands DIP |  | DXN5050 | DXNL0050 |  | DXB | 25.002 | 55.1562 | du | Residential | IBS | Dubai South | Dubai_Dubai Green Community | 1059802 | 3CC |  | DXB_E3076J_10843_001002001 | in |  | On Air | On Air |  | Huawei | 3G+4G | HW U900 F1 | HW L1.8 F1/F2 (20+10M) + L800 F1 (15M) |  | 6/3 |  |  | MW
Apr 2020 add | SHJ0494 | Thumam Investment Building |  | SHJ5494 | SHJL0494 |  | NE | 25.2892 | 55.4483 | du | Residential | IBS | Sharjah | Sharjah_Muwaileh Commercial | 3009900 | 2CC |  | SHJ_E3379J_10518_001001001 | in |  | On Air | On Air |  | Huawei | 3G+4G | HW U900 F1 | HW L1.8 F1/F2 (20+10M) |  | 2/2 |  |  | IIB
Apr 2020 add | DXN0515 | Nshama Town Square_ Hayat Boulevard 02 |  | DXN5515 | DXNL0515 |  | DXB | 25.0048 | 55.2965 | ETC | Residential | IBS | Dubai South | Dubai_AL YALAYIS 2 (Dubai LAND) | 1092200 | 2CC |  | DXB_E3276G_13261_001010001 | in |  | On Air | On Air |  | Huawei | 3G+4G | HW U900 F1 | HW L1.8 F1 (20M) + L800 F1 (15M) |  | 6/3 |  |  | IIB
Apr 2020 add | DXN0062 | Atana Hotel Tecom C |  | DXN5062 | DXNL0062 |  | DXB | 25.1023 | 55.1787 | ETC | Hotel | IBS | Dubai South | Dubai_AL THANYAH FIRST (AL SAFOUH THIRD) | 1038300 | 1CC |  | DXB_E3177F_11105_001002001 | in |  | On Air | On Air |  | Huawei | 3G+4G | HW U900 F1 | HW L1.8 F1 (20M) |  | 4/4 |  |  | IIB
Apr 2020 add | IAD5326 | Al Meena Residential and Commercial Tower-B |  | IAD0326 | IADL5326 |  | AUH | 24.508210° | 54.37713° | ETC | Commercial | IBS | Abu Dhabi | ABU DHABI_Al Zahiya (Tourist Club Extention) | 2500002 | 2CC |  | AUH_E2271T_11104_001003001 | in |  | On Air | On Air |  | Nokia | 3G+4G | NSN U900 F1 | NSN L18 F1/F2 (20+15M) |  | 8 |  |  | MW
May 2020 Update | IDX5335 | BANYAN TREE RESIDENCE HILLSIDE |  | IDX0335 | IDXL5335 |  | DXB | 25.078 | 55.156 | du | Residential | IBS | Dubai South | DUBAI_Jumeirah Lakes Towers (JLT) | 1039301 | 1CC |  | DXB_E3077O_11111_001001002 | in |  | On Air | On Air |  | Huawei | 3G+4G | HW U900 F1 | HW L1.8 F1 (20M) |  | 3/3 |  |  | IIB
Apr 2020 add | DXN0508 | Mirdif Hills_Janayen Avenue (North Village) |  | DXN5508 | DXNL0508 |  | DXB | 25.226 | 55.4417 | ETC | Residential | IBS | Dubai North | DUBAI_MIRDIF | 1025100 | 1CC |  | DXB_E3379Y_10576_001002085 | in |  | On Air | On Air |  | Huawei | 3G+4G | HW U900 F1 | HW L1.8 F1 (20M) |  | 4/4 |  |  | IIB
Apr 2020 add | DXN0044 | B+G+4 Podium+21F+Roof JVC11AHRB001B (ASF Investment) |  | DXN5044 | DXNL0044 |  | DXB | 25.0582 | 55.2105 | du | Residential | IBS | Dubai South | DUBAI_AL BARSHA SOUTH FOURTH (JUMEIRAH VILLAGE SOUTH) | 1068100 | 1CC |  | DXB_E3177R_11383_001028002 | in |  | On Air | On Air |  | Huawei | 3G+4G | HW U900 F1 | HW L1.8 F1 (20M) |  | 2/2 |  |  | IIB
Apr 2020 add | DXN0556 | AL FAHIM RESIDENTIAL TOWER |  | DXN5556 | DXNL0556 |  | DXB | 25.0435 | 55.2283 | du | Residential | IBS | Dubai South | DUBAI_AL HEBIAH FIRST (DUBAI AUTODROME) | 1067400 | 2CC |  | DXB_E3177X_10682_001001011 | in |  | On Air | On Air |  | Huawei | 3G+4G | HW U900 F1 | HW L1.8 F1/F2 (20+10M) |  | 3/3 |  |  | IIB
Apr 2020 add | IDX5642 | Landmark Omega Warehouse |  | IDX0642 | IDXL5642 |  | DXB | 24.9291 | 55.1079 | du | Commercial | IBS | Dubai South | Dubai_Jabal Ali Industrial Second (Jabal Ali Industrial 2) | 1051800 | 2CC |  | DXB_E3075B_10006_001001001 | in |  | On Air | On Air |  | Huawei | 3G+4G | HW U900 F1 | HW L1.8 F1/F2 (20+10M) |  | 2/2 |  |  | IIB
Apr 2020 add | DXN0324 | Residential Development Building JVC |  | DXN5324 | DXNL0324 |  | DXB | 25.0666 | 55.204007 | du | Residential | IBS | Dubai South | Dubai_Al Barsha South Fourth (Jumeirah Village South) | 1068100 | 3CC |  | DXB_E3177Q_12008_001001018 | in |  | On Air | On Air |  | Huawei | 3G+4G | HW U900 F1 | HW L1.8 F1/F2 (20+10M) + L800 F1 (15M) |  | 6/3 |  |  | IIB
Apr 2020 add | IDX5684 | ROYAL ATLANTIS STAFF ACCOMODATION A1 A2 |  | IDX0684 | IDXL5684 |  | DXB | 25.0584 | 55.2168 | du | Residential | IBS | Dubai South | Dubai_Al Barsha South Fourth (Jumeirah Village South) | 1068100 | 2CC |  | DXB_E3177R_11311_001002002 | in |  | On Air | On Air |  | Huawei | 3G+4G | HW U900 F1 | HW L1.8 F1/F2 (20+10M) |  | 4/4 |  |  | IIB
Apr 2020 add | IDX5016 | The Curve Building |  | IDX0016_U900 |  |  | DXB | 25.1629 | 55.2355 | du | Commercial | IBS | Dubai South | DUBAI_AL QOUZ THIRD (AL QUOZ THIRD) | 1035800 |  |  | DXB_E3178N_12505_001001043 | in |  | On Air |  |  | Huawei | 3G | 3G 900 |  |  | 1 |  |  | IIB
Apr 2020 add | DXN0067 | RIU Hotel_PALM DEIRA |  | DXN5067 | DXNL0067 |  | DXB | 25.3004 | 55.306984 | ETC | Hotel | IBS | Dubai North | DUBAI_NAKHLAT DEIRA (PALM DEIRA) | 1010100 | 2CC |  | DXB_E3279C_10035_001001006 | in |  | On Air | On Air |  | Huawei | 3G+4G | HW U900 F1 | HW L1.8 F1/F2 (20+10M) |  | 4/4 |  |  | IIB
May 2020 Update | IAD5295 | RDK Towers, RR4_C5, C6, & C7 |  | IAD0295 | IADL5295 |  | AUH | 24.4815 | 54.4056 | ETC | Residential | IBS | Abu Dhabi | ABU DHABI_AL REEM ISLAND | 2045700 | 4CC |  | AUH_E2370B_10076_001001001 | in |  | On Air | On Air |  | Nokia | 3G+4G | NSN U900 F1 | NSN L18 F1/F2 (20+15M) + L800 F1 (15M) + L21 F1 (15M) |  | 8 |  |  | MW
Apr 2020 add | IDX5638 | AL Wasl 51 |  | IDX0638 | IDXL5638 |  | DXB | 25.2171 | 55.26 | du | Mall | IBS | Dubai North | DUBAI_JUMEIRA FIRST | 1033200 | 1CC |  | DXB_E3179Y_11584_001002001 | in |  | On Air | On Air |  | Huawei | 3G+4G | HW U900 F1 | HW L1.8 F1 (20M) |  | 4/4 |  |  | IIB
Apr 2020 add | IAD5505 | VIROLOGY PCR LABORATORY |  | IAD0505 | IADL5505 |  | AUH | 24.4218 | 54.624724 | du | Commercial | IBS | Abu Dhabi | ABU DHABI_KHALIFA CITY | 2042600 | 3CC |  | AUH_E2570R_10017_001001001 | in |  | On Air | On Air |  | Nokia | 3G+4G | NSN U900 F1 | NSN L1800 F1/F2 (20+15M) + L800 F1 (15M) |  | 2 |  |  | IIB
Apr 2020 add | SHJ0744 | Manazil Tower 6_Sharjah |  | SHJ5744 | SHJL0744 |  | NE | 25.3147 | 55.376113 | ETC | Mixed Use | IBS | Sharjah | SHARJAH_AL MAMZAR | 3010400 | 1CC |  | SHJ_E3380U_10119_001001001 | in |  | On Air | On Air |  | Huawei | 3G+4G | HW U900 F1 | HW L1.8 F1 (20M) |  | 4/4 |  |  | IIB
Apr 2020 add | DXN0512 | Murano Residence Tower 3 Al Furjan |  | DXN5512 | DXNL0512 |  | DXB | 25.0249 | 55.1404 | du | Residential | IBS | Dubai South | Dubai_Jabal Ali Gardens | 1059102 | 2CC |  | DXB_E3076D_10807_001021001 | in |  | On Air | On Air |  | Huawei | 3G+4G | HW U900 F1 | HW L1.8 F1/F2 (20+10M) |  | 1/1 |  |  | IIB
Apr 2020 add | DXN0627 | Boulevard Point_Downtown |  | DXN5627 | DXNL0627 |  | DXB | 25.1928 | 55.281453 | ETC | Commercial | IBS | Dubai North | DUBAI_BURJ KHALIFA (BUSINESS BAY) | 1034500 | 3CC |  | DXB_E3278F_10703_001044007 | in |  | On Air | On Air |  | Huawei | 3G+4G | HW U900 F1 | HW L1.8 F1/F2 (20+10M) + L800 F1 (15M) |  | 12/6 |  |  | IIB
Apr 2020 add | IAD5324 | Al Meena Residential and Commercial Tower-A & Common Floors |  | IAD0324 | IADL5324 |  | AUH | 24.508210° | 54.37713° | ETC | Residential | IBS | Abu Dhabi | ABU DHABI_Al Zahiya (Tourist Club Extention) | 2500002 | 2CC |  | AUH_E2271T_11104_001001001 | in |  | On Air | On Air |  | Nokia | 3G+4G | NSN U900 F1 | NSN L18 F1/F2 (20+15M) |  | 12 |  |  | MW
Apr 2020 add | RAK0564 | Citymax Hotel RAK |  | RAK5564 | RAKL0564 |  | NE | 25.7933 | 55.9692 | du | Hotel | IBS | Ras Al Khaimah | RAS AL-KHAIMAH_NAKHEEL | 7031200 | 2CC |  | RKT_E3985P_10008_001019001 | in |  | On Air | On Air |  | Huawei | 3G+4G | HW U900 F1 | HW L1.8 F1/F2 (20+10M) |  | 1/1 |  |  | IIB
Apr 2020 add | IDX5893 | Hameni Tower Plot JVC15SHRG001 |  | IDX0893 | IDXL5893 |  | DXB | 25.0565 | 55.2049 | du | Residential | IBS | Dubai South | Dubai_Al Barsha South Fourth (Jumeirah Village South) | 1068100 | 3CC |  | DXB_E3177Q_12037_001001006 | in |  | On Air | On Air |  | Huawei | 3G+4G | HW U900 F1 | HW L1.8 F1/F2 (20+10M) + L800 F1 (15M) |  | 10/5 |  |  | IIB
Apr 2020 add | IDX5184 | ROYAL ATLANTIS STAFF ACCOMODATION A3 B1 |  | IDX0184 | IDXL5184 |  | DXB | 25.0584 | 55.2168 | du | Residential | IBS | Dubai South | Dubai_Al Barsha South Fourth (Jumeirah Village South) | 1068100 | 2CC |  | DXB_E3177R_11388_001002002 | in |  | On Air | On Air |  | Huawei | 3G+4G | HW U900 F1 | HW L1.8 F1/F2 (20+10M) |  | 4/4 |  |  | IIB
Apr 2020 add | DXN0418 | Al Sayyah Residential & Commercial Building |  | DXN5418 | DXNL0418 |  | DXB | 25.0645 | 55.2391 | du | Residential | IBS | Dubai South | Dubai_Al Barsha South Third | 1067300 | 2CC |  | DXB_E3177S_10258_001002002 | in |  | On Air | On Air |  | Huawei | 3G+4G | HW U900 F1 | HW L1.8 F1/F2 (20+10M) |  | 1/1 |  |  | IIB
Apr 2020 add | DXN0950 | Al Wasl Development 2 Project E |  | DXN5950 | DXNL0950 |  | DXB | 25.2195 | 55.2614 | du | Residential | IBS | Dubai North | DUBAI_JUMEIRA FIRST | 1033200 | 2CC |  | DXB_E3179Y_11587_001001001 | in |  | On Air | On Air |  | Huawei | 3G+4G | HW U900 F1 | HW L1.8 F1/F2 (20+10M) |  | 2/2 |  |  | MW
Apr 2020 add | IDX5316 | Amity School Al Qusais |  | IDX0316 | IDXL5316 |  | DXB | 25.28 | 55.3675 | du | School | IBS | Dubai North | Dubai_AL QUSAIS FIRST | 1023200 | 2CC |  | DXB_E3379F_10824_001004001 | in |  | On Air | On Air |  | Huawei | 3G+4G | HW U900 F1 | HW L1.8 F1/F2 (20+10M) |  | 2/2 |  |  | IIB
Apr 2020 add | SHJ0784 | General Directorate of Residency and Foreign Affairs Sharjah |  | SHJ5784 | SHJL0784 |  | NE | 25.3071 | 55.5878 | ETC | Government | IBS | Sharjah | SHARJAH_Mazaira - SHJ | 3001401 | 2CC |  | SHJ_E3579B_10002_001001001 | in |  | On Air | On Air |  | Huawei | 3G+4G | HW U900 F1 | HW L1.8 F1/F2 (20+10M) |  | 2/2 |  |  | IIB
Apr 2020 add | DXN0893 | Intercity 1 Hotel Al Jaddaf |  | DXN5893 | DXNL0893 |  | DXB | 25.2268 | 55.3382 | du | Residential | IBS | Dubai North | Dubai_Al Jadaf | 1032600 | 2CC |  | DXB_E3279X_10646_001003001 | in |  | On Air | On Air |  | Huawei | 3G+4G | HW U900 F1 | HW L1.8 F1/F2 (20+10M) |  | 1/1 |  |  | IIB
Apr 2020 add | IDX0122B | ATOM DIFC Tunnel_1 |  | IDX0122B | IDXL5122II |  | DXB | 25.22 | 55.282 | du | Tunnel | ATOM | Dubai North | DUBAI_TRADE CENTER SECOND | 1033600 | 1CC |  | DXB_E3279U_15630_001001001 | in |  | On Air | On Air |  | Huawei | 3G+4G | HW U2.1 F2 | HW L1.8 F1 (20M) |  | 1 |  |  | IIB
Apr 2020 add | AJM0972 | Al Salem Tower (Abdulla Mukadam Tower) |  | AJM5972 | AJML0972 |  | NE | 25.3887 | 55.4564 | du | Residential | IBS | Ajman | Ajman_Nuaimeya 1 | 4001100 | 3CC |  | AJM_E3380E_14323_001001001 | in |  | On Air | On Air |  | Huawei | 3G+4G | HW U900 F1 | HW L1.8 F1/F2 (20+10M) + L800 F1 (15M) |  | 2/1 |  |  | IIB
Apr 2020 add | IDX5370 | The One JBR Tower |  | IDX0370 | IDXL5370 |  | DXB | 25.0837 | 55.1389 | du | Hotel | IBS | Dubai South | Dubai_Marsa Dubai | 1039200 | 2CC |  | DXB_E3077N_10249_001002003 | in |  | On Air | On Air |  | Huawei | 3G+4G | HW U900 F1 | HW L1.8 F1/F2 (20+10M) |  | 6/6 |  |  | IIB
Apr 2020 add | IAD5396 | Saadiyat Cranleigh Bdgs (C5) |  | IAD0396 | IADL5396 |  | AUH | 24.5321 | 54.421234 | ETC | University/School | IBS | Abu Dhabi | ABU DHABI_SADIYAT ISLAND | 2046700 | 2CC | Yes | AUH_E2371L_10001_001001001 | in |  | On Air | On Air |  | Nokia | 3G+4G | NSN U900 F1 | NSN L18 F1/F2 (20+15M) |  | 2 |  |  | MW
Apr 2020 add | IDX5480 | IMG Worlds of Adventure Dubailand_1 |  | IDX0480 | IDXL5480 | IDXNR5480 | DXB | 25.08176 | 55.3192 | ETC | Park | IBS | Dubai South | DUBAI_WADI AL SAFA 4 (RANCHES) | 1064600 | 2CC | Yes | DXB_E3277M_10122_001001001 | in |  | On Air | On Air | On Air | Huawei | 3G+4G+5G | HW U900 F1 | HW L1.8 F1/F2 (20+10M) | 1CC | 5/5 | 5/0 | N41 | IIB
Apr 2020 add | IAD5350 | Al Qaffay Island_Staff Accommodation |  | IAD5350 | IADL5350 |  | AUH | 24.5781 | 51.725809 | ETC | Residential | IBS | WR | ABU DHABI_Al Qaffay Island | 2000008 | 2CC |  | AUH_W0372A_10003_001001001 | in |  | On Air | On Air |  | Nokia | 3G+4G | NSN U2.1 F1+F2 | NSN L18 F1/F2 (20+15M) |  | 1 |  |  | MW
Dec 2020 update | IAD5336 | O1NE Club Yas Island |  | IAD0336 | IADL5336 |  | AUH | 24.4619 | 54.605041 | ETC | Commercial | IBS | Abu Dhabi | Abu Dhabi_Yas Island | 2004600 | 4CC |  | AUH_E2570B_10015_001001001 | in |  | On Air | On Air |  | Nokia | 3G+4G | NSN U900 F1 | NSN L18 F1/F2 (20+15M) + L800 F1 (15M) + L21 F1 (15M) |  | 2 |  |  | IIB
May 2020 add | DXN0125 | Silicon Gate Tower |  | DXN5125 | DXNL0125 |  | DXB | 25.1168 | 55.391629 | ETC | Residential | IBS | Dubai North | DUBAI_NADD HESSA (DUBAI SILICON OASIS) | 1062600 | 3CC |  | DXB_E3377B_10084_001001001 | in |  | On Air | On Air |  | Huawei | 3G+4G | HW U900 F1 | HW L1.8 F1/F2 (20+10M) + L800 F1 (15M) |  | 10/5 |  |  | MW
May 2020 add | DXN0363 | Seven Towers_DSO_T1_T2 |  | DXN5363 | DXNL0363 |  | DXB | 25.1141 | 55.3726 | ETC | Residential | IBS | Dubai North | Dubai_Nadd Hessa (Dubai Silicon Oasis) | 1062600 | 3CC |  | DXB_E3377A_10201_001001002 | in |  | On Air | On Air |  | Huawei | 3G+4G | HW U900 F1 | HW L1.8 F1/F2 (20+10M) + L800 F1 (15M) |  | 4/2 |  |  | IIB
Jun 2020 Update | DXN0868 | Mohamed AlZarooni Building - DSO |  | DXN5868 | DXNL0868 |  | DXB | 25.1234 | 55.372660° | ETC | Residential | IBS | Dubai North | DUBAI_NADD HESSA (DUBAI SILICON OASIS) | 1062600 | 2CC |  | DXB_E3377A_10214_001001001 | in |  | On Air | On Air |  | Huawei | 3G+4G | HW U900 F1 | HW L1.8 F1/F2 (20+10M) |  | 2/2 |  |  | IIB
May 2020 add | FUJ0635 | Ajawahir Medical Center Building (Burj Alwadi) |  | FUJ5635 | FUJL0635 |  | NE | 25.1225 | 56.323 | du | Commercial | IBS | Fujairah | FUJAIRAH_AL MUDHANNAB - Town Center | 6081203 | 1CC |  | FJR_E4277D_10460_001019001 | in |  | On Air | On Air |  | Huawei | 3G+4G | HW U2.1 F2 | HW L1.8 F1 (20M) |  | 1/2 |  |  | IIB
May 2020 add | AJM0996 | EI_NW_3303_ABResidence |  | AJM5996 | AJML0996 |  | NE | 25.3989 | 55.475008 | ETC | Residential | IBS | Ajman | AJMAN_MUSHAIRIF | 4001600 | 1CC |  | AJM_E3480A_12278_001001001 | in |  | On Air | On Air |  | Huawei | 3G+4G | HW U900 F1 | HW L1.8 F1 (20M) |  | 3/3 |  |  | IIB
May 2020 add | IAD5288 | W1_C18 Tower (A&B) |  | IAD0288 | IADL5288 |  | AUH | 24.4873 | 54.3525 | ETC | Residential | IBS | Abu Dhabi | ABU DHABI_Al Hosn | 2500300 | 2CC |  | AUH_E2271X_10133_001001001 | in |  | On Air | On Air |  | Nokia | 3G+4G | NSN U900 F1 | NSN L18 F1/F2 (20+15M) |  | 6 |  |  | IIB
May 2020 add | IAD5413 | Al Nasr Tower# 2_AUH |  | IAD0413 | IADL5413 |  | AUH | 24.4306 | 54.433509 | ETC | Residential | IBS | Abu Dhabi | ABU DHABI_Al Zahra | 2501800 | 2CC |  | AUH_E2370M_12407_001001001 | in |  | On Air | On Air |  | Nokia | 3G+4G | NSN U900 F1 | NSN L18 F1/F2 (20+15M) |  | 4 |  |  | MW
May 2020 add | IAD5375 | MASDAR INSTITUTE HOUSING AND RESIDENTIAL_B11 |  | IAD0375 | IADL5375 | IADNR5375 | AUH | 24.4341 | 54.6198 | ETC | Residential | IBS | Abu Dhabi | ABU DHABI_KHALIFA CITY | 2042600 | 3CC |  | AUH_E2570L_10030_001002001 | in |  | On Air | On Air | On Air | Nokia | 3G+4G | NSN U900 F1 | NSN L1800 F1/F2 (20+15M) + L800 F1 (15M) | 1CC | 10 |  |  | IIB
May 2020 add | DXN0355 | Al Muteena Plot No. 123-547 |  | DXN5355 | DXNL0355 |  | DXB | 25.2707 | 55.3282 | du | Residential & Commercial | IBS | Dubai North | Dubai_Al Muteena | 1012300 | 2CC |  | DXB_E3279N_11655_001001001 DXB_E3279N_11655_001002001 DXB_E3279N_11655_001003001 | in |  | On Air | On Air |  | Huawei | 3G+4G | HW U900 F1 | HW L1.8 F1/F2 (20+10M) |  | 2/2 |  |  | IIB
May 2020 add | IAD5477 | Golden Diamond Estate Investment --commercial and residential building (E40_C45_Danet Tower) |  | IAD0477 | IADL5477 |  | AUH | 24.4303 | 54.43763 | ETC | Mixed Use | IBS | Abu Dhabi | ABU DHABI_Al Zahra | 2501800 | 2CC |  | AUH_E2370M_11520_001002001 | in |  | On Air | On Air |  | Nokia | 3G+4G | NSN U900 F1 | NSN L18 F1/F2 (20+15M) |  | 2 |  |  | MW
May 2020 add | DXN0557 | Al Hashimi Tower |  | DXN5557 | DXNL0557 |  | DXB | 25.0973 | 55.378095 | du | Residential | IBS | Dubai South | DUBAI_WADI AL SAFA 5 (DUBAI LAND) | 1064800 | 3CC |  | DXB_E3377F_10497_001017001 | in |  | On Air | On Air |  | Huawei | 3G+4G | HW U900 F1 | HW L1.8 F1/F2 (20+10M) + L800 F1 (15M) |  | 2/1 |  |  | IIB
May 2020 add | DXN0087 | Retail Logistics LLC |  | DXN5087 | DXNL0087 |  | DXB | 24.9058 | 55.105 | du | Warehouse | IBS | Dubai South | Dubai_Madinat Al Mataar | 1052100 | 2CC |  | DXB_E3075L_10002_001001002 | in |  | On Air | On Air |  | Huawei | 3G+4G | HW U900 F1 | HW L1.8 F1/F2 (20+10M) |  | 2/2 |  |  | IIB
May 2020 add | SHJ0260 | Al Bathaa Office Tower |  | SHJ5260_U900 |  |  | NE | 25.3341 | 55.388950 | du | Commercial & Residential | IBS | Sharjah | SHARJAH_AL MAZAJ FIRST | 3010600 |  |  | SHJ_E3380Q_10027_001003001 | in |  | On Air |  |  | Huawei | 3G | 3G 900 |  |  | 3 |  |  | IIB
May 2020 add | IAD5417 | Sh Hamdan Tower |  | IAD0417 | IADL5417 |  | AUH | 24.4896 | 54.35441 | ETC | Residential | IBS | Abu Dhabi | ABU DHABI_Al Markaziyah | 2500200 | 2CC |  | AUH_E2271X_10071_001001001 | in |  | On Air | On Air |  | Nokia | 3G+4G | NSN U900 F1 | NSN L18 F1/F2 (20+15M) |  | 2 |  |  | IIB
May 2020 add | IAD5460 | Ali & Son W10 C62 Tower |  | IAD0460 | IADL5460 |  | AUH | 24.4719 | 54.340777 | ETC | Mixed Use | IBS | Abu Dhabi | ABU DHABI_Al Khalidiya | 2501300 | 2CC |  | AUH_E2270C_10127_001001001 | in |  | On Air | On Air |  | Nokia | 3G+4G | NSN U900 F1 | NSN L18 F1/F2 (20+15M) |  | 4 |  |  | MW
Sep 2020 Update | DXN0860 | Mankhool Hotel Appartment |  | DXN5860 | DXNL0860 |  | DXB | 25.2524 | 55.2921 | ETC | Hotel | IBS | Dubai North | DUBAI_MANKHOOL | 1031700 | 2CC |  | DXB_E3279Q_12287_001001001 | in |  | On Air | On Air |  | Huawei | 3G+4G | HW U900 F1 | HW L1.8 F1/F2 (20+10M) |  | 2/2 |  |  | IIB
Jun 2020 Update | IDX5518 | Merano Tower Business Bay |  | IDX0518 | IDXL5518 |  | DXB | 25.1852 | 55.2604 | du | Residential | IBS | Dubai North | Dubai_Burj Khalifa (Business Bay) | 1034500 | 3CC |  | DXB_E3178J_11990_001007021 | in |  | On Air | On Air |  | Huawei | 3G+4G | HW U900 F1 | HW L1.8 F1/F2 (20+10M) + L800 F1 (15M) |  | 8/4 |  |  | IIB
May 2020 add | AUH5818G | ATOM VIP ADNOC GROUP VILLA - AL DABBIYA |  | AUH5818G | AUHL0818VII |  | AUH | 24.312 | 54.119282 | du | Residential | ATOM | Abu Dhabi | ABU DHABI_AD DUBAYYAH | 2042100 | 1CC |  | AUH_E2069V_10003_001001001 | in |  | On Air | On Air |  | Nokia | 3G+4G | NSN U2.1 F1+F2 | NSN L18 F1 (20M) |  | 1 |  |  | MW
May 2020 add | IDX5122 | Zabeel Tunnel/DIFC Tunnel |  | IDX0122 |  |  | DXB | 25.2296 | 55.2896 | du | Tunnel | IBS | Dubai North | DUBAI_TRADE CENTER SECOND | 1033600 |  |  | DXB_E3279V_11049_001001001 | in |  | On Air |  |  | Huawei | 3G | 3G 900 |  |  | 2 |  |  | IIB
May 2020 add | IAD5472 | W14/02 C13 ALFARDN BLD |  | IAD0472 | IADL5472 |  | AUH | 24.4671 | 54.372809 | ETC | Mixed Use | IBS | Abu Dhabi | ABU DHABI_Al Karamah | 2501400 | 4CC |  | AUH_E2270E_12197_001001001 | in |  | On Air | On Air |  | Nokia | 3G+4G | NSN U900 F1 | NSN L18 F1/F2 (20+15M) + L800 F1 (15M) + L21 F1 (15M) |  | 2 |  |  | IIB
May 2020 add | IAD5494 | Abu Dhabi Future School |  | IAD0494 | IADL5494 |  | AUH | 24.3165 | 54.535747 | ETC | University/School | IBS | Abu Dhabi | ABU DHABI_Mussafah East | 2044802 | 2CC |  | AUH_E2469W_10154_001001001 | in |  | On Air | On Air |  | Nokia | 3G+4G | NSN U900 F1 | NSN L18 F1/F2 (20+15M) |  | 2 |  |  | MW
May 2020 add | DXN0378 | Mirdif Hills_Nasayem Avenue (North Avenue) |  | DXN5378 | DXNL0378 |  | DXB | 25.2266 | 55.4416 | ETC | Residential | IBS | Dubai North | DUBAI_MUSHRAIF | 1025200 | 1CC |  | DXB_E3379Y_10575_001002075 | in |  | On Air | On Air |  | Huawei | 3G+4G | HW U900 F1 | HW L1.8 F1 (20M) |  | 4/4 |  |  | IIB
May 2020 add | IAD5449 | W9 C3 Tower |  | IAD0449 | IADL5449 |  | AUH | 24.4717 | 54.346673 | ETC | Residential | IBS | Abu Dhabi | ABU DHABI_Al Khalidiya | 2501300 | 2CC |  | AUH_E2270D_10414_001001003 | in |  | On Air | On Air |  | Nokia | 3G+4G | NSN U900 F1 | NSN L18 F1/F2 (20+15M) |  | 2 |  |  | MW
May 2020 add | DXN0554 | Sheikha Noura Tower at Tecom |  | DXN5554 | DXNL0554 |  | DXB | 25.0981 | 55.1766 | du | Mixed Use | IBS | Dubai South | Dubai_Al Thanyah First (Al Safouh Third) | 1038300 | 2CC |  | DXB_E3177F_10583_001015011 | in |  | On Air | On Air |  | Huawei | 3G+4G | HW U900 F1 | HW L1.8 F1/F2 (20+10M) |  | 2/2 |  |  | IIB
May 2020 add | IAD5412 | SHEIKHA & MARIUM SAEED AL RUMAITHI (E14_C33) |  | IAD0412 | IADL5412 |  | AUH | 24.5037 | 54.375181 | ETC | Residential | IBS | Abu Dhabi | ABU DHABI_Al Zahiya (Tourist Club Extention) | 2500002 | 3CC |  | AUH_E2271T_11106_001001001 | in |  | On Air | On Air |  | Nokia | 3G+4G | NSN U900 F1 | NSN L1800 F1/F2 (20+15M) + L800 F1 (15M) |  | 2 |  |  | MW
May 2020 add | IAD5519 | Al Diar Capital Hotel |  | IAD0519 | IADL5519 |  | AUH | 24.5028 | 54.373955 | ETC | Hotel | IBS | Abu Dhabi | ABU DHABI_Tourist Club Area | 2500100 | 2CC |  | AUH_E2271T_11103_001001001 | in |  | On Air | On Air |  | Nokia | 3G+4G | NSN U900 F1 | NSN L18 F1/F2 (20+15M) |  |  |  |  | MW
May 2020 add | IAD5441 | SH FATMA BNT MUBARAK Bldg |  | IAD0441 | IADL5441 |  | AUH | 24.4873 | 54.373086 | ETC | Residential | IBS | Abu Dhabi | ABU DHABI_Madinat Zayed(AD) | 2501200 | 2CC |  | AUH_E2271Y_11347_001020005 | in |  | On Air | On Air |  | Nokia | 3G+4G | NSN U900 F1 | NSN L18 F1/F2 (20+15M) |  | 2 |  |  | IIB
May 2020 add | IAD5517 | StarBucks Tower |  | IAD0517 | IADL5517 |  | AUH | 24.4739 | 54.34743 | ETC | Residential | IBS | Abu Dhabi | ABU DHABI_Al Khalidiya | 2501300 | 2CC |  | AUH_E2270D_12166_001001001 | in |  | On Air | On Air |  | Nokia | 3G+4G | NSN U900 F1 | NSN L18 F1/F2 (20+15M) |  | 2 |  |  | IIB
May 2020 add | IAD5296 | W5_C18 Baynunah#2 Tower |  | IAD0296 | IADL5296 |  | AUH | 24.4831 | 54.3497 | ETC | Residential | IBS | Abu Dhabi | ABU DHABI_Al Hosn | 2500300 | 2CC |  | AUH_E2271X_10775_001001001 | in |  | On Air | On Air |  | Nokia | 3G+4G | NSN U900 F1 | NSN L1800 F1 (20MHz) + L800 F1 (15Mhz) |  | 4 |  |  | IIB
May 2020 add | IAD5514 | W1402C30 |  | IAD0514 | IADL5514 |  | AUH | 24.4633 | 54.376111 | ETC | Residential | IBS | Abu Dhabi | ABU DHABI_Al Karamah | 2501400 | 2CC |  | AUH_E2270E_11923_001001001 | in |  | On Air | On Air |  | Nokia | 3G+4G | NSN U900 F1 | NSN L18 F1/F2 (20+15M) |  | 2 |  |  | MW
May 2020 add | IAD5515 | EI_AE_G_6344_E21C8NBADBLDGID |  | IAD0515 | IADL5515 |  | AUH | 24.4464 | 54.4001 | ETC | Commercial | IBS | Abu Dhabi | ABU DHABI_Al Morror | 2501500 | 3CC |  | AUH_E2370F_11351_001001001 | in |  | On Air | On Air |  | Nokia | 3G+4G | NSN U900 F1 | NSN L1800 F1/F2 (20+15M) + L800 F1 (15M) |  | 2 |  |  | MW
May 2020 add | IAD5352 | Mohmd AlKhamis University_Abu Dhabi |  | IAD0352 | IADL5352 |  | AUH | 24.493 | 54.368292 | ETC | Commercial | IBS | Abu Dhabi | ABU DHABI_Al Markaziyah | 2500200 | 2CC |  | AUH_E2271Y_11682_001002001 | in |  | On Air | On Air |  | Nokia | 3G+4G | NSN U900 F1 | NSN L18 F1/F2 (20+15M) |  | 4 |  |  | MW
Jun 2020 Update | IDX5676 | HOTEL INDIGO |  | IDX0676 | IDXL5676 |  | DXB | 25.1927 | 55.2867 | du | Hotel | IBS | Dubai North | Dubai_Burj Khalifa (Business Bay) | 1034500 | 2CC |  | DXB_E3278G_10237_001025001 | in |  | On Air | On Air |  | Huawei | 3G+4G | HW U900 F1 | HW L1.8 F1/F2 (20+10M) |  | 2/2 |  |  | IIB
May 2020 add | AJM0983 | Conqueror Tower_AJMAN |  | AJM5983 | AJML0983 |  | NE | 25.3905 | 55.473044 | ETC | Hotel | IBS | Ajman | AJMAN_AJMAN INDUSTRIAL 1 | 4003800 | 2CC |  | AJM_E3480A_12308_001001001 / AJM_E3480A_12308_001002001 / AJM_E3480A_12308_001003001 / AJM_E3480A_12308_001004001 / AJM_E3480A_12308_001005001 | in |  | On Air | On Air |  | Huawei | 3G+4G | HW U900 F1 | HW L1.8 F1/F2 (20+10M) |  | 5/5 |  |  | MW
May 2020 add | IAD5416 | Golden Furniture Bldg |  | IAD0416 | IADL5416 |  | AUH | 24.4774 | 54.366261 | ETC | Mixed Use | IBS | Abu Dhabi | ABU DHABI_Madinat Zayed(AD) | 2501200 | 3CC |  | AUH_E2270E_10729_001001001 | in |  | On Air | On Air |  | Nokia | 3G+4G | NSN U900 F1 | NSN L1800 F1/F2 (20+15M) + L800 F1 (15M) |  | 4 |  |  | IIB
Oct 2020 update | IAD5411 | W8 C36 GHANDA Tower |  | IAD0411 | IADL5411 |  | AUH | 24.4744 | 54.347526 | ETC | Residential | IBS | Abu Dhabi | ABU DHABI_Al Khalidiya | 2501300 | 2CC |  | AUH_E2270D_11833_001001001 | in |  | On Air | On Air |  | Nokia | 3G+4G | NSN U900 F1 | NSN L18 F1/F2 (20+15M) |  | 6 |  |  | IIB
June 2020 add | IAD5511 | E25 C26 ADCP |  | IAD0511 | IADL5511 |  | AUH | 24.4654 | 54.385122 | ETC | Residential | IBS | Abu Dhabi | ABU DHABI_Al Nahyan | 2501000 | 2CC |  | AUH_E2270E_12855_001001001 | in |  | On Air | On Air |  | Nokia | 3G+4G | NSN U900 F1 | NSN L18 F1/F2 (20+15M) |  | 2 |  |  | MW
Aug 2020 Update | IAD5527 | Crystal Tower-lTwr3Flr |  | IAD0527 | IADL5527 |  | AUH | 24.4723 | 54.3458 | ETC | Hotel | IBS | Abu Dhabi | ABU DHABI_Al Khalidiya | 2501300 | 2CC |  | AUH_E2270D_12154_001001001 | in |  | On Air | On Air |  | Nokia | 3G+4G | NSN U900 F1 | NSN L18 F1/F2 (20+15M) |  | 6 |  |  | IIB
May 2020 add | IAD5538 | E19/02 C181 RYAMI BLDG |  | IAD0538 | IADL5538 |  | AUH | 24.4771 | 54.381139 | ETC | Commercial | IBS | Abu Dhabi | ABU DHABI_Al Nahyan | 2501000 | 2CC | Yes | AUH_E2270E_12860_001001001 | in |  | On Air | On Air |  | Nokia | 3G+4G | NSN U900 F1 | NSN L18 F1/F2 (20+15M) |  | 2 |  |  | IIB
June 2020 add | DXN0080 | The Address Jumeirah Gate JBR Common Podium |  | DXN5080 | DXNL0080 | DXNNR0080 | DXB | 25.0724 | 55.1267 | du | Hotel | IBS | Dubai South | Dubai_Marsa Dubai | 1039200 | 2CC | Yes | DXB_E3077N_10794_001003002 | in |  | On Air | On Air | On Air | Huawei | 3G+4G+5G | HW U900 F1 | HW L1.8 F1/F2 (20+10M) | 1CC | 4/4 | 4/0 | N41 | IIB
June 2020 add | DXN0300 | Jumeirah Living Marina Gate |  | DXN5300 | DXNL0300 |  | DXB | 25.0875 | 55.1466 | du | Residential | IBS | Dubai South | Dubai_Marsa Dubai | 1039200 | 2CC |  | DXB_E3077O_11112_001023006 | in |  | On Air | On Air |  | Huawei | 3G+4G | HW U900 F1 | HW L1.8 F1/F2 (20+10M) |  | 6/6 |  |  | IIB
June 2020 add | DXN0101 | New Traffic Department_Al Barsha |  | DXN5101 | DXNL0101 |  | DXB | 25.0793 | 55.215032 | ETC | Government | IBS | Dubai South | DUBAI_AL BARSHA SOUTH FIRST | 1067100 | 1CC |  | DXB_E3177M_10659_001001001 | in |  | On Air | On Air |  | Huawei | 3G+4G | HW U2.1 F2 | HW L1.8 F1 (20M) |  | 1/1 |  |  | IIB
June 2020 add | DXN0380 | Resortz by Danube |  | DXN5380 | DXNL0380 |  | DXB | 25.0619 | 55.23266 | Du | Residential | IBS | Dubai South | DUBAI_AL BARSHA SOUTH THIRD | 1067300 | 3CC |  | DXB_E3177S_10252_001001043 | in |  | On Air | On Air |  | Huawei | 3G+4G | HW U900 F1 | HW L1.8 F1/F2 (20+10M) + L800 F1 (15M) |  | 6/3 |  |  | IIB
June 2020 add | DXN0516 | Marina Diamond 6 Dubai Marina |  | DXN5516 | DXNL0516 |  | DXB | 25.0807 | 55.1458 | du | Residential | IBS | Dubai South | Dubai_Marsa Dubai | 1039200 | 2CC |  | DXB_E3077N_10024_001002006 | in |  | On Air | On Air |  | Huawei | 3G+4G | HW U900 F1 | HW L1.8 F1/F2 (20+10M) |  | 1/1 |  |  | IIB
June 2020 add | DXN0310 | G+4P+22 – JVC Proline Building |  | DXN5310 | DXNL0310 |  | DXB | 25.0539 | 55.201583 | du | Residential | IBS | Dubai South | DUBAI_AL BARSHA SOUTH FOURTH (JUMEIRAH VILLAGE SOUTH) | 1068100 | 2CC |  | DXB_E3177Q_12067_001011005 | in |  | On Air | On Air |  | Huawei | 3G+4G | HW U900 F1 | HW L1.8 F1/F2 (20+10M) |  | 1/1 |  |  | IIB
June 2020 add | SHJ0238 | Commercial Bank of Dubai |  | SHJ5238 | SHJL0238 |  | NE | 25.3475 | 55.3905 | ETC | Commercial | IBS | Sharjah | Sharjah_AL QASIMIA | 3010100 | 2CC |  | SHJ_E3380L_10093_001001001 | in |  | On Air | On Air |  | Huawei | 3G+4G | HW U900 F1 | HW L1.8 F1/F2 (20+10M) |  | 2/2 |  |  | IIB
June 2020 add | DXN0517 | Nshama Town Square_ Hayat Boulevard 01 |  | DXN5517 | DXNL0517 |  | DXB | 25.0042 | 55.296197 | ETC | Residential | IBS | Dubai South | Dubai_Al Yalayis 2 (Dubai land) | 1092200 | 2CC |  | DXB_E3276G_13260_001010001 | in |  | On Air | On Air |  | Huawei | 3G+4G | HW U900 F1 | HW L1.8 F1 (20M) + L800 F1 (15M) |  | 8/4 |  |  | IIB
June 2020 add | DXN0939 | Al Furjan Commercial & Residential Tower |  | DXN5939 | DXNL0939 |  | DXB | 25.0198 | 55.1404 | du | Residential | IBS | Dubai South | Dubai_Jabal Ali Gardens | 1059102 | 2CC |  | DXB_E3076D_10457_001002009 | in |  | On Air | On Air |  | Huawei | 3G+4G | HW U900 F1 | HW L1.8 F1/F2 (20+10M) |  | 2/2 |  |  | IIB
June 2020 add | IDX5704 | LIV Residence at Dubai Marina |  | IDX0704 | IDXL5704 |  | DXB | 25.0811 | 55.1408 | du | Residential | IBS | Dubai South | Dubai_Marsa Dubai | 1039200 | 3CC |  | DXB_E3077N_10795_001016007 | in |  | On Air | On Air |  | Huawei | 3G+4G | HW U900 F1 | HW L1.8 F1/F2 (20+10M) + L800 F1 (15M) |  | 4/2 |  |  | IIB
June 2020 add | DXN0171 | AL SONDOS RESIDENCE-2 |  | DXN5171 | DXNL0171 |  | DXB | 24.8727 | 55.0471 | du | Residential | IBS | Dubai South | DUBAI_SAIH SHUAIB 2 | 1053100 | 2CC |  | DXB_E2975S_10024_001001001 | in |  | On Air | On Air |  | Huawei | 3G+4G | HW U900 F1 | HW L1.8 F1/F2 (20+10M) |  | 1/1 |  |  | IIB
June 2020 add | DXN0179 | AL SONDOS RESIDENCE-3 |  | DXN5179 | DXNL0179 |  | DXB | 24.8731 | 55.0478 | du | Residential | IBS | Dubai South | DUBAI_SAIH SHUAIB 2 | 1053100 | 2CC |  | DXB_E2975S_10025_001001001 | in |  | On Air | On Air |  | Huawei | 3G+4G | HW U900 F1 | HW L1.8 F1/F2 (20+10M) |  | 1/1 |  |  | IIB
June 2020 add | IAD5088 | City of Lights @ Al Reem Islan_ Marina Bay Twin Tower (C2 & C3) |  | IAD0088 | IADL5088 |  | AUH | 24.4992 | 54.4043 | ETC | Residential | IBS | Abu Dhabi | Abu Dhabi_AL REEM ISLAND | 2045700 | 3CC |  | AUH_E2371P_10203_001001001 | in |  | On Air | On Air |  | Nokia | 3G+4G | NSN U900 F1 | NSN L1800 F1/F2 (20+15M) + L800 F1 (15M) |  | 8 |  |  | MW
June 2020 add | DXB5237C | Atom 22CARAT PROJECT-PALM JUMERIAH(BASEMENT) |  | DXB5237C | DXBL0237III |  | DXB | 25.0987 | 55.1307 | du | Hotel | ATOM | Dubai South | Dubai_Nakhlat Jumeira (The Palm Jumeirah) | 1038100 | 1CC |  | DXB_E3077I_10060_001001002 | in |  | On Air | On Air |  | Huawei | 3G+4G | HW U2.1 F2 | HW L1.8 F1 (20M) |  | 1 |  |  | IIB
June 2020 add | DXN0126 | Rawda Apartments 2 |  | DXN5126 | DXNL0126 |  | DXB | 25.0028 | 55.2923 | du | Residential | IBS | Dubai South | DUBAI_AL YALAYIS 2 (DUBAI LAND) | 1092200 | 2CC |  | DXB_E3276G_12960_001002022 | in |  | On Air | On Air |  | Huawei | 3G+4G | HW U900 F1 | HW L1.8 F1/F2 (20+10M) |  | 5/5 |  |  | IIB
June 2020 add | DXN0821 | Autism Center Dubai Sustainable City |  | DXN5821 | DXNL0821 |  | DXB | 25.028 | 55.27857 | du | Hospital | IBS | Dubai South | DUBAI_WADI AL SAFA 7 (DUBAI LAND) | 1066500 | 2CC |  | DXB_E3276A_13056_001005001 | in |  | On Air | On Air |  | Huawei | 3G+4G | HW U900 F1 | HW L1.8 F1/F2 (20+10M) |  | 2/2 |  |  | IIB
June 2020 add | DXB5237I | ATOM 22carat project-Palm Jumeirah Hotel |  | DXB5237I | DXBL0237IX |  | DXB | 25.0987 | 55.1307 | du | Hotel | ATOM | Dubai South | Dubai_Nakhlat Jumeira (The Palm Jumeirah) | 1038100 | 1CC |  | DXB_E3077I_10060_001002002 | in |  | On Air | On Air |  | Huawei | 3G+4G | HW U2.1 F2 | HW L1.8 F1 (20M) |  | 1 |  |  | IIB
June 2020 add | DXN0693 | NESTO Project-Nad Al Hammer |  | DXN5693 | DXNL0693 |  | DXB | 25.2008 | 55.377624 | du | Mall | IBS | Dubai North | DUBAI_NADD AL HAMAR | 1041600 | 2CC |  | DXB_E3378A_10453_001001001 | in |  | On Air | On Air |  | Huawei | 3G+4G | HW U900 F1 | HW L1.8 F1/F2 (20+10M) |  | 1/1 |  |  | IIB
June 2020 add | DXN0074 | Seven Towers_DSO_T6_T7 |  | DXN5074 | DXNL0074 |  | DXB | 25.1141 | 55.3726 | ETC | Residential | IBS | Dubai North | Dubai_Nadd Hessa (Dubai Silicon Oasis) | 1062600 | 2CC |  | DXB_E3377A_10199_001004001 | in |  | On Air | On Air |  | Huawei | 3G+4G | HW U900 F1 | HW L1.8 F1/F2 (20+10M) |  | 5/5 |  |  | IIB
June 2020 add | IAD0996D | ATOM Safecare Medical Industries LLC |  | IAD0996D | IADL5996IV |  | AUH | 24.7283 | 54.727843 | du | Commercial | ATOM | Abu Dhabi | ABU DHABI_KHALIFA INDUSTRIAL CITY A | 2100000 | 1CC |  | AUH_E2673H_10001_001001002 | in |  | On Air | On Air |  | Nokia | 3G+4G | NSN U2.1 F1+F2 | NSN L18 F1 (20M) |  | 1 |  |  | IIB
June 2020 add | IAD5550 | E25 C37 |  | IAD0550 | IADL5550 |  | AUH | 24.4653 | 54.38484 | ETC | Residential | IBS | Abu Dhabi | ABU DHABI_Al Nahyan | 2501000 | 2CC |  | AUH_E2270E_12729_001001001 | in |  | On Air | On Air |  | Nokia | 3G+4G | NSN U900 F1 | NSN L18 F1/F2 (20+15M) |  | 2 |  |  | IIB
June 2020 add | DXN0632 | Maria Tower Al Furjan |  | DXN5632 | DXNL0632 |  | DXB | 25.0302 | 55.1387 | Du | Residential | IBS | Dubai South | Dubai_Jabal Ali Gardens | 1059102 | 2CC |  | DXB_E3076D_10690_001003006 | in |  | On Air | On Air |  | Huawei | 3G+4G | HW U900 F1 | HW L1.8 F1/F2 (20+10M) |  | 1/1 |  |  | IIB
June 2020 add | IAD5492 | C108 MEDEOR HOSPITAL |  | IAD0492 | IADL5492 |  | AUH | 24.4803 | 54.37003 | ETC | Hospital | IBS | Abu Dhabi | ABU DHABI_Madinat Zayed(AD) | 2501200 | 2CC |  | AUH_E2270E_11219_001006002 | in |  | On Air | On Air |  | Nokia | 3G+4G | NSN U900 F1 | NSN L18 F1/F2 (20+15M) |  | 2 |  |  | IIB
June 2020 add | IAD5493 | E18/01 C75 EMRATS Discount |  | IAD0493 | IADL5493 |  | AUH | 24.4741 | 54.37426 | ETC | Commercial | IBS | Abu Dhabi | ABU DHABI_Madinat Zayed(AD) | 2501200 | 4CC |  | AUH_E2270E_12640_001001001 | in |  | On Air | On Air |  | Nokia | 3G+4G | NSN U900 F1 | NSN L18 F1/F2 (20+15M) + L800 F1 (15M) + L21 F1 (15M) |  | 4 |  |  | MW
June 2020 add | DXN0203 | Al Madar Building Al Furjan |  | DXN5203 | DXNL0203 |  | DXB | 25.0389 | 55.1401 | du | Residential | IBS | Dubai South | Dubai_Discovery Gardens | 1059101 | 2CC |  | DXB_E3077X_10755_001013001 | in |  | On Air | On Air |  | Huawei | 3G+4G | HW U900 F1 | HW L1.8 F1/F2 (20+10M) |  | 1/1 |  |  | IIB
June 2020 add | AJM0995 | Shorafa Tower 2 |  | AJM5995 | AJML0995 |  | NE | 25.396 | 55.4292 | ETC | Residential | IBS | Ajman | AJMAN_RUMAILA 3 | 4000700 | 2CC |  | AJM_E3380D_11283_001001001 | in |  | On Air | On Air |  | Huawei | 3G+4G | HW U900 F1 | HW L1.8 F1/F2 (20+10M) |  | 2/2 |  |  | IIB
June 2020 add | IAD5556 | E25C19 KAABI BUILDING |  | IAD0556 | IADL5556 |  | AUH | 24.4664 | 54.384011 | ETC | Residential | IBS | Abu Dhabi | ABU DHABI_Al Nahyan | 2501000 | 2CC |  | AUH_E2270E_12858_001001001 | in |  | On Air | On Air |  | Nokia | 3G+4G | NSN U900 F1 | NSN L18 F1/F2 (20+15M) |  | 2 |  |  | IIB
June 2020 add | AJM0763 | Murad Tower Ajman |  | AJM5763 | AJML0763 |  | NE | 25.3892 | 55.43716 | ETC | Commercial | IBS | Ajman | AJMAN_NUAIMEYA 3 | 4001300 | 2CC |  | AJM_E3380D_11286_001001002 | in |  | On Air | On Air |  | Huawei | 3G+4G | HW U900 F1 | HW L1.8 F1 (20M) + L800 F1 (15M) |  | 4/2 |  |  | IIB
June 2020 add | AJM0997 | Andalous Tower 4 Ajman |  | AJM5997 | AJML0997 |  | NE | 25.3932 | 55.435395 | ETC | Residential | IBS | Ajman | Ajman_Rashideya 3 | 4000400 | 3CC |  | AJM_E3380D_11287_001002001 | in |  | On Air | On Air |  | Huawei | 3G+4G | HW U900 F1 | HW L1.8 F1/F2 (20+10M) + L800 F1 (15M) |  | 4/2 |  |  | IIB
June 2020 add | IAD5509 | PLATINUM HOTEL APARTMENT W6C21 |  | IAD0509 | IADL5509 |  | AUH | 24.4803 | 54.354736 | ETC | Hotel | IBS | Abu Dhabi | ABU DHABI_Al Hosn | 2500300 | 2CC |  | AUH_E2270D_10751_001001001 | in |  | On Air | On Air |  | Nokia | 3G+4G | NSN U900 F1 | NSN L18 F1/F2 (20+15M) |  | 2 |  |  | IIB
Aug 2020 Update | IDX5482 | IMG Worlds of Adventure Dubailand_2 |  | IDX0482 | IDXL5482 | IDXNR5482 | DXB | 25.0818 | 55.3192 | ETC | Park | IBS | Dubai South | DUBAI_WADI AL SAFA 4 (RANCHES) | 1064600 | 1CC |  | DXB_E3277M_10122_001002001 | in |  | On Air | On Air | On Air | Huawei | 3G+4G+5G | HW U900 F1 | HW L1.8 F1 (20M) | 1CC | 4/4 | 4/0 | N41 | IIB
July 2020 update | DXN0070 | GR+4P+16F plot no.JVC17TCP019A |  | DXN5070 | DXNL0070 |  | DXB | 25.0605 | 55.214903 | du | Residential | IBS | Dubai South | Dubai_Al Barsha South Fourth (Jumeirah Village South) | 1068100 | 2CC |  | DXB_E3177R_11384_001022001 | in |  | On Air | On Air |  | Huawei | 3G+4G | HW U900 F1 | HW L1.8 F1/F2 (20+10M) |  | 1/1 |  |  | IIB
Nov 2020 update | DXN0147 | AL SONDOS RESIDENCE-1 |  | DXN5147 | DXNL0147 |  | DXB | 24.8722 | 55.046518 | du | Residential | IBS | Dubai South | DUBAI_SAIH SHUAIB 2 | 1053100 | 2CC |  | DXB_E2975S_10026_001001001 | in |  | On Air | On Air |  | Huawei | 3G+4G | HW U900 F1 | HW L1.8 F1/F2 (20+10M) |  | 1/1 |  |  | IIB
Nov 2020 update | IAD5027 | AUH Airpot MTB_CP Area Basements |  | IAD0027 | IADL5027 | IADNR5027 | AUH | 24.4519 | 54.640883 | ETC | Airport | IBS | Abu Dhabi | Abu Dhabi_Abu Dhabi International Airport | 2044300 | 3CC | Yes | AUH_E2570I_10082_001001007 | in |  | On Air | On Air | On Air | Nokia | 3G+4G+5G | NSN U2.1 F2 / U900 F1 | NSN L1800 F1/F2 (20+15M) + L800 F1 (15M) | 1CC | 12 | 6 | N41 | IIB
Jul 2020 Update | IAD5351 | Sadeem Building – Al Raha area |  | IAD0351 | IADL5351 |  | AUH | 24.4478 | 54.606091 | ETC | Government | IBS | Abu Dhabi | ABU DHABI_SHATIE AL RAHA | 2042400 | 2CC |  | AUH_E2570L_10040_001001002 | in |  | On Air | On Air |  | Nokia | 3G+4G | NSN U900 F1 | NSN L18 F1/F2 (20+15M) |  | 2 |  |  | IIB
Jul 2020 Update | IAD5428 | Sh Sltn Bn Sroor AlDahri Tower (Shk. SULTAN BIN SUROOR ALDHAHRY) |  | IAD0428 | IADL5428 |  | AUH | 24.4919 | 54.370764 | ETC | Residential | IBS | Abu Dhabi | ABU DHABI_Al Markaziyah | 2500200 | 2CC |  | AUH_E2271Y_11567_002021006 | in |  | On Air | On Air |  | Nokia | 3G+4G | NSN U900 F1 | NSN L18 F1/F2 (20+15M) |  | 4 |  |  | MW
Jul 2020 Update | IAD5438 | AL Masood Tower |  | IAD0438 | IADL5438 |  | AUH | 24.488 | 54.3725 | ETC | Commercial | IBS | Abu Dhabi | ABU DHABI_Madinat Zayed(AD) | 2501200 | 2CC |  | AUH_E2271Y_11494_001001002 | in |  | On Air | On Air |  | Nokia | 3G+4G | NSN U900 F1 | NSN L18 F1/F2 (20+15M) |  | 2 |  |  | IIB
Jul 2020 Update | IAD5444 | DIAR PALM SUITES HOTEL |  | IAD0444 | IADL5444 |  | AUH | 24.4774 | 54.370914 | ETC | Hotel | IBS | Abu Dhabi | ABU DHABI_Madinat Zayed(AD) | 2501200 | 4CC |  | AUH_E2270E_12681_001001001 | in |  | On Air | On Air |  | Nokia | 3G+4G | NSN U900 F1 | NSN L18 F1/F2 (20+15M) + L800 F1 (15M) + L21 F1 (15M) |  | 2 |  |  | MW
Sep 2020 Update | IAD5470 | AL Meena Tower (foundation) |  | IAD0470 | IADL5470 |  | AUH | 24.5088 | 54.377394 | ETC | Mixed Use | IBS | Abu Dhabi | ABU DHABI_Al Zahiya (Tourist Club Extention) | 2500002 | 2CC |  | AUH_E2271T_11104_001002001 | in |  | On Air | On Air |  | Nokia | 3G+4G | NSN U900 F1 | NSN L18 F1/F2 (20+15M) |  | 6 |  |  | MW
Jul 2020 Update | IAD5478 | W10_C8 Crecent Tower-BlockBID 1,2&3 |  | IAD0478 | IADL5478 |  | AUH | 24.4694 | 54.341802 | ETC | Mixed Use | IBS | Abu Dhabi | ABU DHABI_Al Khalidiya | 2501300 | 2CC |  | AUH_E2270C_10688_001003001 | in |  | On Air | On Air |  | Nokia | 3G+4G | NSN U900 F1 | NSN L18 F1/F2 (20+15M) |  | 6 |  |  | MW
Jul 2020 Update | IAD5481 | Ahmed Mohd AlFaheem Bldg E2 C1 |  | IAD0481 | IADL5481 |  | AUH | 24.4875 | 54.356215 | ETC | Residential | IBS | Abu Dhabi | ABU DHABI_Al Markaziyah | 2500200 | 2CC |  | AUH_E2271X_10502_001001001 | in |  | On Air | On Air |  | Nokia | 3G+4G | NSN U900 F1 | NSN L18 F1/F2 (20+15M) |  | 2 |  |  | MW
Jul 2020 Update | IAD5502 | Bin Hasheed Tower C55 |  | IAD0502 | IADL5502 |  | AUH | 24.499 | 54.374894 | ETC | Residential | IBS | Abu Dhabi | ABU DHABI_Tourist Club Area | 2500100 | 3CC |  | AUH_E2271Y_11015_001001001 | in |  | On Air | On Air |  | Nokia | 3G+4G | NSN U900 F1 | NSN L1800 F1/F2 (20+15M) + L800 F1 (15M) |  | 2 |  |  | MW
Jul 2020 Update | IAD5507 | Marasy Bateen Appartment 2 |  | IAD0507 | IADL5507 |  | AUH | 24.452 | 54.333374 | ETC | Residential | IBS | Abu Dhabi | ABU DHABI_Al Bateen | 2500600 | 2CC |  | AUH_E2270H_11243_001001001 | in |  | On Air | On Air |  | Nokia | 3G+4G | NSN U900 F1 | NSN L18 F1/F2 (20+15M) |  | 6 |  |  | MW
June 2020 add | IAD5526 | E25C38 RED CRESCENT BUILDING |  | IAD0526 | IADL5526 |  | AUH | 24.465 | 54.3856 | ETC | Hospital | IBS | Abu Dhabi | ABU DHABI_Al Nahyan | 2501000 | 3CC |  | AUH_E2370A_10523_001001001 | in |  | On Air | On Air |  | Nokia | 3G+4G | NSN U900 F1 | NSN L1800 F1/F2 (20+15M) + L800 F1 (15M) |  | 2 |  |  | IIB
June 2020 add | IAD5528 | E4C31 -DHL Building |  | IAD0528 | IADL5528 |  | AUH | 24.4775 | 54.364722 | ETC | Commercial | IBS | Abu Dhabi | ABU DHABI_Madinat Zayed(AD) | 2501200 | 4CC |  | AUH_E2270D_12923_001001001 | in |  | On Air | On Air |  | Nokia | 3G+4G | NSN U900 F1 | NSN L18 F1/F2 (20+15M) + L800 F1 (15M) + L21 F1 (10M) |  | 2 |  |  | MW
July 2020 add | IAD5536 | E18/02 C176 ALRAMEHTLS |  | IAD0536 | IADL5536 |  | AUH | 24.4758 | 54.374116 | ETC | Hotel | IBS | Abu Dhabi | ABU DHABI_Madinat Zayed(AD) | 2501200 | 4CC |  | AUH_E2270E_12223_001001001 | in |  | On Air | On Air |  | Nokia | 3G+4G | NSN U900 F1 | NSN L18 F1/F2 (20+15M) + L800 F1 (15M) + L21 F1 (15M) |  | 2 |  |  | IIB
June 2020 add | IAD5575 | E48/C85& C86 RAWDHAT BUILDINGS ABUDHABI |  | IAD0575 | IADL5575 |  | AUH | 24.4198 | 54.464636 | ETC | Commercial | IBS | Abu Dhabi | ABU DHABI_Al Matar | 2501600 | 2CC |  | AUH_E2370S_10101_001001002 | in |  | On Air | On Air |  | Nokia | 3G+4G | NSN U900 F1 | NSN L1800 F1 (20MHz) + L800 F1 (15Mhz) |  | 2 |  |  | MW
June 2020 add | IAD5589 | SAFEER MALL ABU DHABI |  | IAD0589 | IADL5589 |  | AUH | 24.3433 | 54.5309 | ETC | Mall | IBS | Abu Dhabi | ABU DHABI_Mussafah East | 2044802 | 4CC |  | AUH_E2469M_10271_001001002 | in |  | On Air | On Air |  | Nokia | 3G+4G | NSN U900 F1 | NSN L18 F1/F2 (20+15M) + L800 F1 (15M) + L21 F1 (15M) |  | 2 |  |  | IIB
July 2020 add | IDX5401 | Hilton Garden Inn - Al Mina |  | IDX0401 | IDXL5401 |  | DXB | 25.2478 | 55.2781 | du | Hotel | IBS | Dubai North | DUBAI_MADINAT DUBAI AL MELAHEYAH (AL MINA) | 1032100 | 2CC |  | DXB_E3279P_12003_001001002 | in |  | On Air | On Air |  | Huawei | 3G+4G | HW U2.1 F2 / U900 F1 | HW L1.8 F1 (20M) + L800 F1 (15M) |  | 3 |  |  | IIB
Oct 2020 update | SHJ0111 | Al Mamzar Plaza | SHJ0111 | SHJ5111 | SHJL0111 |  | NE | 25.3075 | 55.369 | du | Residential | IBS | Sharjah | SHARJAH_AL MAMZAR | 3010400 | 2CC |  | SHJ_E3379A_10281_001007001 | in | Locked | On Air | On Air |  | Huawei | 3G+4G | HW U2.1 F2 / U900 F1 | HW L1.8 F1/F2 (20+10M) |  | 1/2 |  |  | IIB
July 2020 add | IDX5115 | Mashreq Bank HQ Downtown |  | IDX0115 | IDXL5115 | IDXNR5115 | DXB | 25.1967 | 55.2847 | du | Commercial | IBS | Dubai North | Dubai_Burj Khalifa (Business Bay) | 1034500 | 2CC |  | DXB_E3278G_10239_001013002 | in |  | On Air | On Air | On Air | Huawei | 3G+4G+5G | HW U900 F1 | HW L1.8 F1/F2 (20+10M) | 1CC | 2/2 | 2/0 | N41 | IIB
July 2020 add | DXN0204 | Time Place Tower_Dubai Marina |  | DXN5204 | DXNL0204 |  | DXB | 25.0805 | 55.144366 | ETC | Residential | IBS | Dubai South | Dubai_Marsa Dubai | 1039200 | 3CC |  | DXB_E3077N_10367_001028010 | in |  | On Air | On Air |  | Huawei | 3G+4G | HW U900 F1 | HW L1.8 F1/F2 (20+10M) + L800 F1 (15M) |  | 4/2 |  |  | IIB
July 2020 add | RAK0509 | Julfar Tower Residential |  | RAK5509 | RAKL0509 |  | NE | 25.791 | 55.959922 | ETC | Mixed Use | IBS | Ras Al Khaimah | RAS AL-KHAIMAH_AL GURM | 7031300 | 2CC |  | RKT_E3985P_10013_001011001 | in |  | On Air | On Air |  | Huawei | 3G+4G | HW U900 F1 | HW L1.8 F1/F2 (20+10M) |  | 4/4 |  |  | IIB
July 2020 add | RAK0510 | Julfar Tower Office |  | RAK5510 | RAKL0510 |  | NE | 25.7909 | 55.960581 | ETC | Mixed Use | IBS | Ras Al Khaimah | RAS AL-KHAIMAH_AL GURM | 7031300 | 2CC |  | RKT_E3985P_10014_001001002 | in |  | On Air | On Air |  | Huawei | 3G+4G | HW U900 F1 | HW L1.8 F1/F2 (20+10M) |  | 4/4 |  |  | IIB
July 2020 add | DXN0572 | 3B+G+13+RT Residential Building |  | DXN5572 | DXNL0572 |  | DXB | 25.1148 | 55.2027 | du | Residential | IBS | Dubai South | DUBAI_AL BARSHA FIRST | 1037300 | 2CC |  | DXB_E3177B_10760_001001001 | in |  | On Air | On Air |  | Huawei | 3G+4G | HW U900 F1 | HW L1.8 F1/F2 (20+10M) |  | 1/1 |  |  | IIB
July 2020 add | AUH0790 | Abu Dhabi Judicial Department old building |  | AUH5790 | AUHL0790 |  | AUH | 24.416868 | 54.446 | ETC | Government | IBS | Abu Dhabi | Abu Dhabi_Al Madina Al Riyadiya | 2501700 | 3CC |  | AUH_E2370S_10293_001001001 | in |  | On Air | On Air |  | Nokia | 3G+4G | NSN U900 F1 | NSN L1800 F1/F2 (20+15M) + L800 F1 (15M) |  | 6 |  |  | IIB
July 2020 add | IAD5598 | Emirates driving school new building |  | IAD0598 | IADL5598 |  | AUH | 24.3402 | 54.51878 | ETC | Commercial | IBS | Abu Dhabi | ABU DHABI_Mussafah | 2600200 | 2CC |  | AUH_E2469L_10588_001001001 | in |  | On Air | On Air |  | Nokia | 3G+4G | NSN U900 F1 | NSN L18 F1/F2 (20+15M) |  | 2 |  |  | IIB
July 2020 add | IDX5592 | Botanica Tower |  | IDX0592 | IDXL5592 |  | DXB | 25.085 | 55.142516 | du | Residential | IBS | Dubai South | Dubai_Marsa Dubai | 1039200 | 2CC |  | DXB_E3077N_10754_001001003 | in |  | On Air | On Air |  | Huawei | 3G+4G | HW U900 F1 | HW L1.8 F1 (20M) + L800 F1 (15M) |  | 6/3 |  |  | IIB
July 2020 add | IAD5499 | DEENA TOWERS |  | IAD0499 | IADL5499 |  | AUH | 24.4936 | 54.363141 | ETC | Residential | IBS | Abu Dhabi | ABU DHABI_Al Markaziyah | 2500200 | 3CC |  | AUH_E2271X_10435_001001001 | in |  | On Air | On Air |  | Nokia | 3G+4G | NSN U900 F1 | NSN L1800 F1/F2 (20+15M) + L800 F1 (15M) |  | 4 |  |  | MW
July 2020 add | IAD5554 | W1_C4 Tower |  | IAD0554 | IADL5554 |  | AUH | 24.4865 | 54.352446 | ETC | Residential | IBS | Abu Dhabi | ABU DHABI_Al Hosn | 2500300 | 4CC | Yes | AUH_E2271X_10161_001001001 | in |  | On Air | On Air |  | Nokia | 3G+4G | NSN U900 F1 | NSN L18 F1/F2 (20+15M) + L800 F1 (15M) + L21 F1 (15M) |  | 2 |  |  | MW
Sep 2021 Update | DXN0495 | Dubai Metro Red Line_Expo Link R74 Station (Underground) & Tunnel |  | DXN5495 | DXNL0495 | DXNNR0495 | DXB | 25.0061 | 55.1559 | du | Metro Station | IBS | Dubai South | Dubai_Dubai Green Community | 1059802 | 3CC | Yes | DXB_E3076J_10837_001001001 | in |  | On Air | On Air | On Air | Huawei | 3G+4G+5G | HW U900 F1 | HW L1.8 F1/F2 (20+15M) + L800 F1 (15M) | 1CC | 10/5 | 3/71 | N41+N78 F1 | IIB
July 2020 add | DXN0564 | Azizi Samia Al Furjan |  | DXN5564 | DXNL0564 |  | DXB | 25.0259 | 55.139 | du | Residential | IBS | Dubai South | Dubai_Jabal Ali Gardens | 1059102 | 3CC |  | DXB_E3076D_10879_001002008 | in |  | On Air | On Air |  | Huawei | 3G+4G | HW U900 F1 | HW L1.8 F1/F2 (20+10M) + L800 F1 (15M) |  | 4/2 |  |  | IIB
July 2020 add | IAD5349 | W5-C23 A&B Wave Tower |  | IAD0349 | IADL5349 |  | AUH | 24.4839 | 54.349315 | ETC | Residential | IBS | Abu Dhabi | ABU DHABI_Al Hosn | 2500300 | 2CC |  | AUH_E2271X_10096_001043002 | in |  | On Air | On Air |  | Nokia | 3G+4G | NSN U900 F1 | NSN L18 F1/F2 (20+15M) |  | 6 |  |  | IIB
July 2020 add | IDX5861 | Damac Hills - Artesia Towers A (The Radisson Hotel) |  | IDX0861 | IDXL5861 |  | DXB | 25.0185 | 55.246 | du | Residential | IBS | Dubai South | DUBAI_AL HEBIAH THIRD (DUBAI LAND) | 1067600 | 1CC |  | DXB_E3176E_11761_001001004 | in |  | On Air | On Air |  | Huawei | 3G+4G | HW U900 F1 | HW L1.8 F1 (20M) |  | 3/3 |  |  | IIB
July 2020 add | IAD5574 | W14C29 AL NIYADI BUILDING |  | IAD0574 | IADL5574 |  | AUH | 24.4637 | 54.37589 | ETC | Residential | IBS | Abu Dhabi | ABU DHABI_Al Karamah | 2501400 | 3CC |  | AUH_E2270E_11922_001001001 | in |  | On Air | On Air |  | Nokia | 3G+4G | NSN U900 F1 | NSN L1800 F1/F2 (20+15M) + L800 F1 (15M) |  | 2 |  |  | MW
July 2020 add | IAD5591 | Social Support Authority_E48_C55_Abu Dhabi |  | IAD0591 | IADL5591 |  | AUH | 24.419 | 54.462472 | ETC | Government | IBS | Abu Dhabi | ABU DHABI_Al Matar | 2501600 | 2CC |  | AUH_E2370S_10434_001001001 | in |  | On Air | On Air |  | Nokia | 3G+4G | NSN U900 F1 | NSN L18 F1/F2 (20+15M) |  | 2 |  |  | MW
July 2020 add | IAD5542 | Abu Dhabi Coop Building |  | IAD0542 | IADL5542 |  | AUH | 24.4939 | 54.3685 | ETC | Residential | IBS | Abu Dhabi | ABU DHABI_Al Markaziyah | 2500200 | 2CC |  | AUH_E2271Y_11675_001022004 | in |  | On Air | On Air |  | Nokia | 3G+4G | NSN U900 F1 | NSN L18 F1/F2 (20+15M) |  | 2 |  |  | MW
July 2020 add | SHJ5191C | ATOM Sharjah Islamic Bank Warehouse |  | SHJ5191C | SHJL0191III |  | NE | 25.2464 | 55.541117 | du | Warehouse | ATOM | Sharjah | Sharjah_Rulers Palace | 3002200 | 1CC |  | SHJ_E3479T_10017_001001001 | in |  | On Air | On Air |  | Huawei | 3G+4G | HW U2.1 F2 | HW L1.8 F1 (20M) |  | 1 |  |  | IIB
July 2020 add | IAD5558 | HAREB TOWER E401C1 |  | IAD0558 | IADL5558 |  | AUH | 24.4826 | 54.3601 | ETC | Commercial | IBS | Abu Dhabi | ABU DHABI_Madinat Zayed(AD) | 2501200 | 2CC |  | AUH_E2271X_10251_001003001 | in |  | On Air | On Air |  | Nokia | 3G+4G | NSN U900 F1 | NSN L18 F1/F2 (20+15M) |  | 4 |  |  | MW
July 2020 add | SHJ0733 | City Plaza Tower 8 |  | SHJ5733 | SHJL0733 |  | NE | 25.3181 | 55.3767 | ETC | Residential | IBS | Sharjah | SHARJAH_AL MAMZAR | 3010400 | 2CC |  | SHJ_E3380U_10237_001001001 | in |  | On Air | On Air |  | Huawei | 3G+4G | HW U900 F1 | HW L1.8 F1/F2 (20+10M) |  | 2/2 |  |  | IIB
July 2020 add | DXN0525 | Azizi Farishta Al Furjan |  | DXN5525 | DXNL0525 |  | DXB | 25.0241 | 55.1391 | du | Residential | IBS | Dubai South | Dubai_Jabal Ali Gardens | 1059102 | 2CC |  | DXB_E3076D_10682_001017002 | in |  | On Air | On Air |  | Huawei | 3G+4G | HW U900 F1 | HW L1.8 F1/F2 (20+10M) |  | 2/2 |  |  | IIB
July 2020 add | IAD5586 | E48 C69&77 RAWDHAT |  | IAD0586 | IADL5586 |  | AUH | 24.4207 | 54.462517 | ETC | Commercial | IBS | Abu Dhabi | ABU DHABI_Al Matar | 2501600 | 3CC |  | AUH_E2370S_10436_001001001 | in |  | On Air | On Air |  | Nokia | 3G+4G | NSN U900 F1 | NSN L1800 F1/F2 (20+15M) + L800 F1 (15M) |  | 4 |  |  | MW
July 2020 add | DXN0890 | Le Solarium Tower |  | DXN5890 | DXNL0890 |  | DXB | 25.1222 | 55.397607 | ETC | Residential | IBS | Dubai North | DUBAI_NADD HESSA (DUBAI SILICON OASIS) | 1062600 | 2CC |  | DXB_E3377B_10013_001001002 | in |  | On Air | On Air |  | Huawei | 3G+4G | HW U900 F1 | HW L1.8 F1 (20M) + L800 F1 (15M) |  | 6/3 |  |  | IIB
July 2020 add | DXN0110 | Rawda Apartments 1 |  | DXN5110 | DXNL0110 |  | DXB | 25.0028 | 55.2923 | du | Residential | IBS | Dubai South | DUBAI_AL YALAYIS 2 (DUBAI LAND) | 1092200 | 2CC |  | DXB_E3276G_12959_001001002 / DXB_E3276G_12959_001004018 / DXB_E3276G_12959_001007018 / DXB_E3276G_12959_001009018 | in |  | On Air | On Air |  | Huawei | 3G+4G | HW U900 F1 | HW L1.8 F1/F2 (20+10M) |  | 4/4 |  |  | IIB
Aug 2020 Update | IAD5565 | E10 C20 MHD AL OTABA BLDG |  | IAD0565 | IADL5565 |  | AUH | 24.493 | 54.372439 | ETC | Residential | IBS | Abu Dhabi | ABU DHABI_Al Markaziyah | 2500200 | 3CC |  | AUH_E2271Y_11647_001022007 | in |  | On Air | On Air |  | Nokia | 3G+4G | NSN U900 F1 | NSN L1800 F1/F2 (20+15M) + L800 F1 (15M) |  | 2 |  |  | MW
Jan 2021 update | IAD0995E | ATOM TALAH BOARD BCC |  | IAD0995E | IADL5995V |  | AUH | 24.7485 | 54.739645 | du | Commercial | ATOM | Abu Dhabi | ABU DHABI_KHALIFA INDUSTRIAL CITY A | 2100000 | 1CC |  | AUH_E2673D_10005_001002002 | in |  | On Air | On Air |  | Nokia | 3G+4G | NSN U2.1 F1+F2 | NSN L18 F1 (20M) |  | 1 |  |  | IIB
Aug 2020 Update | DXN0214 | Dolphin tower |  | DXN5214 | DXNL0214 |  | DXB | 25.1829 | 55.2828 | du | Mixed Use | IBS | Dubai North | Dubai_Burj Khalifa (Business Bay) | 1034500 | 2CC |  | DXB_E3278F_10720_001025001 | in |  | On Air | On Air |  | Huawei | 3G+4G | HW U900 F1 | HW L1.8 F1/F2 (20+10M) |  | 2/2 |  |  | IIB
July 2020 add | IDX5862 | Damac Hills - Artesia Towers B |  | IDX0862 | IDXL5862 |  | DXB | 25.0189 | 55.2455 | du | Residential | IBS | Dubai South | DUBAI_AL HEBIAH THIRD (DUBAI LAND) | 1067600 | 2CC |  | DXB_E3176D_10098_001001007 | in |  | On Air | On Air |  | Huawei | 3G+4G | HW U900 F1 | HW L1.8 F1/F2 (20+10M) |  | 2/2 |  |  | IIB
July 2020 add | IAD5297 | Business Forum Abu Dhabi_Block_A |  | IAD0297 | IADL5297 |  | AUH | 24.3229 | 54.5197 | ETC | Commercial | IBS | Abu Dhabi | ABU DHABI_Industrial City AD 01 | 2600000 | 2CC |  | AUH_E2469Q_10288_001002002 | in |  | On Air | On Air |  | Nokia | 3G+4G | NSN U900 F1 | NSN L18 F1/F2 (20+15M) |  | 2 |  |  | IIB
Aug 2020 Update | IAD5608 | Parking 11 Block |  | IAD0608 | IADL5608 |  | AUH | 24.4845 | 54.375855 | ETC | Parking | IBS | Abu Dhabi | ABU DHABI_Madinat Zayed(AD) | 2501200 | 2CC |  | AUH_E2271Y_11354_001020005 | in |  | On Air | On Air |  | Nokia | 3G+4G | NSN U900 F1 | NSN L18 F1/F2 (20+15M) |  | 2 |  |  | MW
July 2020 add | IDX5863 | Damac Hills - Artesia Towers C |  | IDX0863 | IDXL5863 |  | DXB | 25.0196 | 55.2449 | du | Residential | IBS | Dubai South | DUBAI_AL HEBIAH THIRD (DUBAI LAND) | 1067600 | 1CC |  | DXB_E3176D_10098_001001006 | in |  | On Air | On Air |  | Huawei | 3G+4G | HW U900 F1 | HW L1.8 F1 (20M) |  | 3/3 |  |  | IIB
Sep 2021 Update | DXN0366 | Dubai Metro Red Line_Expo Link R73 Station (Underground) & Tunnel |  | DXN5366 | DXNL0366 | DXNNR0366 | DXB | 25.0178 | 55.1634 | du | Metro Station | IBS | Dubai South | Dubai_Meaisem First (Jumeirah Golf Estate) | 1068500 | 3CC | Yes | DXB_E3076E_11275_001001006 | in |  | On Air | On Air | On Air | Huawei | 3G+4G+5G | HW U900 F1 | HW L1.8 F1/F2 (20+15M) + L800 F1 (15M) | 1CC | 10/5 | 3/63 | N41+N78 F1 | IIB
July 2020 add | IAD5555 | E118 MANA AL OTAIBA Bldg |  | IAD0555 | IADL5555 |  | AUH | 24.4864 | 54.373835 | ETC | Residential | IBS | Abu Dhabi | ABU DHABI_Madinat Zayed(AD) | 2501200 | 4CC |  | AUH_E2271Y_11346_001020007 | in |  | On Air | On Air |  | Nokia | 3G+4G | NSN U900 F1 | NSN L18 F1/F2 (20+15M) + L800 F1 (15M) + L21 F1 (15M) |  | 4 |  |  | IIB
July 2020 add | DXN0911 | Italian Jewellery JLT |  | DXN5911 | DXNL0911 |  | DXB | 25.0722 | 55.146966 | du | Commercial | IBS | Dubai South | DUBAI_Jumeirah Lakes Towers (JLT) | 1039301 | 2CC |  | DXB_E3077O_11018_003005006 | in |  | On Air | On Air |  | Huawei | 3G+4G | HW U900 F1 | HW L1.8 F1/F2 (20+10M) |  | 1/1 |  |  | IIB
July 2020 add | UAQ0779 | H.H. Shk Hamdan Bin Rashid Palace-UAQ |  | UAQ5779 | UAQL0779 |  | NE | 25.6278 | 55.695793 | ETC | Residential | IBS | Umm al Quwain | UMM AL QUWAIN_KHOR AL SHARQI | 5000300 | 1CC |  | UAQ_E3683M_10002_001001001 | in |  | On Air | On Air |  | Huawei | 3G+4G | HW U900 F1 | HW L800 F1 (15M) |  | 1/1 |  |  | IIB
July 2020 add | DXN0107 | Neuro Spinal Hospital and Radiosurgery Center |  | DXN5107 | DXNL0107 |  | DXB | 25.0756 | 55.2467 | du | Hospital | IBS | Dubai South | DUBAI_AL BARSHA SOUTH SECOND | 1067200 | 2CC |  | DXB_E3177O_10234_001001002 | in |  | On Air | On Air |  | Huawei | 3G+4G | HW U900 F1 | HW L1.8 F1/F2 (20+10M) |  | 2/2 |  |  | IIB
July 2020 add | AUH0732 | Al Sawari Tower B |  | AUH5732 | AUHL0732 |  | AUH | 24.4753 | 54.344909 | ETC | Residential | IBS | Abu Dhabi | ABU DHABI_Al Khalidiya | 2501300 | 2CC | Yes | AUH_E2270C_10726_001001004 | in |  | On Air | On Air |  | Nokia | 3G+4G | NSN U900 F1 | NSN L18 F1/F2 (20+15M) |  | 4 |  |  | IIB
Sep 2021 Update | DXN0621 | Dubai Metro Red Line_Expo Link Tunnel (Leaky Feeder) |  | DXN5621 | DXNL0621 | DXNNR0621 | DXB | 25.0269 | 55.157 | du | Tunnel | IBS | Dubai South | Dubai_Discovery Gardens | 1059101 | 3CC | Yes | DXB_E3076E_11276_001001001 | in |  | On Air | On Air | On Air | Huawei | 3G+4G+5G | HW U900 F1 | HW L1.8 F1/F2 (20+15M) + L800 F1 (15M) | 1CC | 10/5 | 3/0 | N41 | IIB
July 2020 add | IAD5562 | EI_AE_G_6431_E11C42ALHASHIMITWR |  | IAD0562 | IADL5562 |  | AUH | 24.4918 | 54.3729 | ETC | Residential | IBS | Abu Dhabi | ABU DHABI_Madinat Zayed(AD) | 2501200 | 2CC |  | AUH_E2271Y_11431_001001003 | in |  | On Air | On Air |  | Nokia | 3G+4G | NSN U900 F1 | NSN L18 F1/F2 (20+15M) |  | 2 |  |  | MW
July 2020 add | IAD5620 | Dhabi Tower |  | IAD0620 | IADL5620 |  | AUH | 24.4927 | 54.366828 | ETC | Hotel | IBS | Abu Dhabi | ABU DHABI_Al Markaziyah | 2500200 | 2CC |  | AUH_E2271Y_11832_001001002 | in |  | On Air | On Air |  | Nokia | 3G+4G | NSN U900 F1 | NSN L18 F1/F2 (20+15M) |  | 2 |  |  | MW
July 2020 add | AUH0731 | Al Sawari Tower C |  | AUH5731 | AUHL0731 |  | AUH | 24.4765 | 54.345967 | ETC | Commercial | IBS | Abu Dhabi | ABU DHABI_Al Khalidiya | 2501300 | 2CC |  | AUH_E2270C_10735_001001004 | in |  | On Air | On Air |  | Nokia | 3G+4G | NSN U900 F1 | NSN L18 F1/F2 (20+15M) |  | 4 |  |  | IIB
July 2020 add | IAD5612 | E4/02 C105 Etihad Airways |  | IAD0612 | IADL5612 |  | AUH | 24.4828 | 54.36826 | ETC | Mixed Use | IBS | Abu Dhabi | ABU DHABI_Madinat Zayed(AD) | 2501200 | 2CC |  | AUH_E2271Y_10027_001017002 | in |  | On Air | On Air |  | Nokia | 3G+4G | NSN U900 F1 | NSN L18 F1/F2 (20+15M) |  | 2 |  |  | IIB
July 2020 add | IAD5508 | Al Sawari Tower A |  | IAD0508 | IADL5508 |  | AUH | 24.4755 | 54.344963 | ETC | Commercial & Residential | IBS | Abu Dhabi | ABU DHABI_Al Khalidiya | 2501300 | 2CC |  | AUH_E2270C_10208_001021001 | in |  | On Air | On Air |  | Nokia | 3G+4G | NSN U900 F1 | NSN L18 F1/F2 (20+15M) |  | 4 |  |  | IIB
July 2020 add | IAD5506 | Marasy Bateen Apartments 1 |  | IAD0506 | IADL5506 |  | AUH | 24.4513 | 54.33303 | ETC | Residential | IBS | Abu Dhabi | ABU DHABI_Al Bateen | 2500600 | 3CC |  | AUH_E2270H_11231_001002001 | in |  | On Air | On Air |  | Nokia | 3G+4G | NSN U900 F1 | NSN L1800 F1/F2 (20+15M) + L800 F1 (15M) |  | 12 |  |  | MW
Aug 2020 Update | IAD5407 | Yasmina Residences S5-C05 |  | IAD0407 | IADL5407 |  | AUH | 24.4991 | 54.40905 | ETC | Residential | IBS | Abu Dhabi | Abu Dhabi_Al Reem Island | 2045700 | 2CC |  | AUH_E2371V_10033_001001001 | in |  | On Air | On Air |  | Nokia | 3G+4G | NSN U900 F1 | NSN L18 F1/F2 (20+15M) |  | 4 |  |  | MW
Aug 2020 Update | IAD5405 | Najmat Residential RR4_C1 |  | IAD0405 | IADL5405 |  | AUH | 24.483 | 54.406186 | ETC | Residential | IBS | Abu Dhabi | Abu Dhabi_Al Reem Island | 2045700 | 4CC |  | AUH_E2371V_10028_001001001 | in |  | On Air | On Air |  | Nokia | 3G+4G | NSN U900 F1 | NSN L18 F1/F2 (20+15M) + L800 F1 (15M) + L21 F1 (15M) |  | 4 |  |  | MW
Aug 2020 Update | IAD5597 | Emirates Driving school |  | IAD0597 | IADL5597 |  | AUH | 24.3441 | 54.519374 | ETC | Commercial | IBS | Abu Dhabi | ABU DHABI_Mussafah | 2600200 | 2CC |  | AUH_E2469L_10588_001001002 | in |  | On Air | On Air |  | Nokia | 3G+4G | NSN U900 F1 | NSN L18 F1/F2 (20+15M) |  | 2 |  |  | IIB
Sep 2020 Update | IAD5356 | Al Arabia Building C66 W10 |  | IAD0356 | IADL5356 |  | AUH | 24.468 | 54.339096 | ETC | Residential | IBS | Abu Dhabi | ABU DHABI_Al Khebeirah | 2500400 | 3CC |  | AUH_E2270C_10630_001003001 | in |  | On Air | On Air |  | Nokia | 3G+4G | NSN U900 F1 | NSN L1800 F1/F2 (20+15M) + L800 F1 (15M) |  | 4 |  |  | IIB
Aug 2020 Update | IAD5425 | Saadiyat Beach Apartment 1 - 4,5&6 |  | IAD0425 | IADL5425 |  | AUH | 24.5506 | 54.45188 | ETC | Hotel | IBS | Abu Dhabi | ABU DHABI_SADIYAT ISLAND | 2046700 | 4CC |  | AUH_E2371I_10042_001001001 | in |  | On Air | On Air |  | Nokia | 3G+4G | NSN U900 F1 | NSN L18 F1/F2 (20+15M) + L800 F1 (15M) + L21 F1 (15M) |  | 12 |  |  | IIB
Aug 2020 Update | IAD5387 | Parkview SDW4_Saadyat Island |  | IAD0387 | IADL5387 |  | AUH | 24.5229 | 54.4332201 | ETC | Hotel | IBS | Abu Dhabi | ABU DHABI_SADIYAT ISLAND | 2046700 | 4CC |  | AUH_E2371M_10078_001001001 | in |  | On Air | On Air |  | Nokia | 3G+4G | NSN U900 F1 | NSN L18 F1/F2 (20+15M) + L800 F1 (15M) + L21 F1 (15M) |  | 4 |  |  | MW
Sep 2020 Update | DXN0872 | Nshama Town Square_BLOCK C & D |  | DXN5872 | DXNL0872 |  | DXB | 25.0012 | 55.287571 | ETC | Residential | IBS | Dubai South | Dubai_Al Yalayis 2 (Dubai land) | 1092200 | 3CC |  | DXB_E3276G_13249_001005035 | in |  | On Air | On Air |  | Huawei | 3G+4G | HW U900 F1 | HW L1.8 F1/F2 (20+10M) + L800 F1 (15M) |  | 8/4 |  |  | IIB
Aug 2020 add | DXN0875 | The Gate Residences_Dubai Land |  | DXN5875 | DXNL0875 |  | DXB | 25.0936 | 55.383949 | ETC | Residential | IBS | Dubai South | DUBAI_WADI AL SAFA 5 (DUBAI LAND) | 1064800 | 3CC |  | DXB_E3377G_10055_001001001 | in |  | On Air | On Air |  | Huawei | 3G+4G | HW U900 F1 | HW L1.8 F1/F2 (20+10M) + L800 F1 (15M) |  | 4/2 |  |  | IIB
Aug 2020 add | IAD5647 | MUSSAFAH GARDENS BUILDING 1 |  | IAD0647 | IADL5647 |  | AUH | 24.3844 | 54.522486 | ETC | Residential | IBS | Abu Dhabi | ABU DHABI_Mussafah | 2600200 | 3CC |  | AUH_E2469B_10635_001002001 | in |  | On Air | On Air |  | Nokia | 3G+4G | NSN U900 F1 | NSN L1800 F1/F2 (20+15M) + L800 F1 (15M) |  | 2 |  |  | IIB
Aug 2020 add | SHJ0745 | Al Faya Business Park Tower_Sharjah |  | SHJ5745 | SHJL0745 |  | NE | 25.3293 | 55.391511 | ETC | Residential | IBS | Sharjah | SHARJAH_AL MAZAJ SECOND | 3010700 | 2CC |  | SHJ_E3380Q_10062_001027001 | in |  | On Air | On Air |  | Huawei | 3G+4G | HW U900 F1 | HW L1.8 F1/F2 (20+10M) |  | 2/2 |  |  | IIB
Aug 2020 add | DXN0095 | Union Cooperative Abu Hail |  | DXN5095 | DXNL0095 |  | DXB | 25.2869 | 55.323419 | du | Mall | IBS | Dubai North | DUBAI_ABU HAIL | 1012600 | 2CC |  | DXB_E3279I_15728_001001002 | in |  | On Air | On Air |  | Huawei | 3G+4G | HW U900 F1 | HW L1.8 F1/F2 (20+10M) |  | 1/1 |  |  | IIB
Aug 2020 add | DXN0539 | Seasons Community Buildings - Summer 2 |  | DXN5539 | DXNL0539 |  | DXB | 25.0601 | 55.201952 | du | Residential | IBS | Dubai South | Dubai_Al Barsha South Fourth (Jumeirah Village South) | 1068100 | 3CC |  | DXB_E3177Q_11662_001006001 | in |  | On Air | On Air |  | Huawei | 3G+4G | HW U900 F1 | HW L1.8 F1/F2 (20+10M) + L800 F1 (15M) |  | 2/1 |  |  | IIB
Aug 2020 add | IAD5395 | Al Fardan Tower Danat AUH (The View Tower) |  | IAD0395 | IADL5395 |  | AUH | 24.4321 | 54.433221 | ETC | Commercial & Residential | IBS | Abu Dhabi | ABU DHABI_Al Zahra | 2501800 | 2CC |  | AUH_E2370M_12408_001001001 | in |  | On Air | On Air |  | Nokia | 3G+4G | NSN U900 F1 | NSN L18 F1/F2 (20+15M) |  | 6 |  |  | MW
Sep 2020 Update | DXN0965 | Al Barsha 929 |  | DXN5965 | DXNL0965 |  | DXB | 25.0572 | 55.227155 | ETC | Residential | IBS | Dubai South | DUBAI_AL BARSHA SOUTH THIRD | 1067300 | 2CC |  | DXB_E3177S_10259_001001014 | in |  | On Air | On Air |  | Huawei | 3G+4G | HW U900 F1 | HW L1.8 F1/F2 (20+10M) |  | 2/2 |  |  | IIB
Aug 2020 add | DXN0533 | Seasons Community Buildings - Autumn 1 |  | DXN5533 | DXNL0533 |  | DXB | 25.0588 | 55.20279 | du | Residential | IBS | Dubai South | Dubai_Al Barsha South Fourth (Jumeirah Village South) | 1068100 | 2CC |  | DXB_E3177Q_11710_001006001 | in |  | On Air | On Air |  | Huawei | 3G+4G | HW U900 F1 | HW L1.8 F1/F2 (20+10M) |  | 1/1 |  |  | IIB
Aug 2020 add | IAD5661 | Al Bustan Specialty Hospital |  | IAD0661 | IADL5661 |  | AUH | 24.3339 | 54.530503 | ETC | Hospital | IBS | Abu Dhabi | ABU DHABI_Mussafah East | 2044802 | 2CC |  | AUH_E2469R_10931_001001001 | in |  | On Air | On Air |  | Nokia | 3G+4G | NSN U900 F1 | NSN L18 F1/F2 (20+15M) |  | 2 |  |  | MW
Aug 2020 add | IAD5548 | E4/02-C81-Al Serkel Tower |  | IAD0548 | IADL5548 |  | AUH | 24.4876 | 54.3727 | ETC | Commercial | IBS | Abu Dhabi | ABU DHABI_Madinat Zayed(AD) | 2501200 | 4CC |  | AUH_E2271Y_11345_001001005 | in |  | On Air | On Air |  | Nokia | 3G+4G | NSN U900 F1 | NSN L18 F1/F2 (20+15M) + L800 F1 (15M) + L21 F1 (15M) |  | 2 |  |  | IIB
Aug 2020 add | IDX5506 | Meraas HQ & Engineers Office |  | IDX0506 | IDXL5506 |  | DXB | 25.2165 | 55.2753 | ETC | Commercial | IBS | Dubai North | Dubai_AL SATWA | 1033400 | 1CC |  | DXB_E3279U_16066_001001001 | in |  | On Air | On Air |  | Huawei | 3G+4G | HW U2.1 F2 | HW L1.8 F1 (20M) |  | 2/2 |  |  | MW
Aug 2020 add | SHJ0674 | Zaabi Tower_ Sharjah |  | SHJ5674 | SHJL0674 |  | NE | 25.315 | 55.359974 | ETC | Residential | IBS | Sharjah | SHARJAH_AL KHAN | 3010300 | 2CC |  | SHJ_E3280Y_10289_001001001 | in |  | On Air | On Air |  | Huawei | 3G+4G | HW U900 F1 | HW L1.8 F1/F2 (20+10M) |  | 4/4 |  |  | IIB
Aug 2020 add | IAD5564 | E20C11 Residential and Commercial Building(MIRAGE TOWER) |  | IAD0564 | IADL5564 |  | AUH | 24.4603 | 54.38077 | ETC | Commercial | IBS | Abu Dhabi | ABU DHABI_Al Nahyan | 2501000 | 2CC |  | AUH_E2270J_12087_001001001 | in |  | On Air | On Air |  | Nokia | 3G+4G | NSN U900 F1 | NSN L18 F1/F2 (20+15M) |  | 2 |  |  | IIB
Aug 2020 add | DXN0234 | PARK HEIGHTS_Dubai Hills_R04 & R05 |  | DXN5234 | DXNL0234 |  | DXB | 25.1137 | 55.246336 | ETC | Residential | IBS | Dubai South | DUBAI_HADAEQ SHEIKH MOHAMMED BIN RASHID (RANCHES) | 1063100 | 3CC |  | DXB_E3177E_10634_001020002 | in |  | On Air | On Air |  | Huawei | 3G+4G | HW U900 F1 | HW L1.8 F1/F2 (20+10M) + L800 F1 (15M) |  | 8/4 |  |  | IIB
Aug 2020 add | IAD5557 | E10 C18 AL REEM PLAZA |  | IAD0557 | IADL5557 |  | AUH | 24.4925 | 54.371389 | ETC | Commercial | IBS | Abu Dhabi | ABU DHABI_Al Markaziyah | 2500200 | 2CC |  | AUH_E2271Y_11842_001014001 | in |  | On Air | On Air |  | Nokia | 3G+4G | NSN U900 F1 | NSN L18 F1/F2 (20+15M) |  | 2 |  |  | MW
Aug 2020 add | DXN0213 | Al Falasi Tower_Al Mankhool |  | DXN5213 | DXNL0213 |  | DXB | 25.251 | 55.300869 | ETC | Residential | IBS | Dubai North | DUBAI_MANKHOOL | 1031700 | 1CC |  | DXB_E3279Q_12300_001001001 / DXB_E3279Q_12300_001002001 | in |  | On Air | On Air |  | Huawei | 3G+4G | HW U900 F1 | HW L1.8 F1 (20M) |  | 3/3 |  |  | MW
Aug 2020 add | DXN0235 | PARK HEIGHTS_Dubai Hills_R01 |  | DXN5235 | DXNL0235 |  | DXB | 25.1137 | 55.246336 | ETC | Residential | IBS | Dubai South | DUBAI_HADAEQ SHEIKH MOHAMMED BIN RASHID (RANCHES) | 1063100 | 2CC |  | DXB_E3177E_10632_001001002 | in |  | On Air | On Air |  | Huawei | 3G+4G | HW U900 F1 | HW L1.8 F1/F2 (20+10M) |  | 2/2 |  |  | IIB
Aug 2020 add | DXN0141 | Hyatt Place Dubai Jumeirah Residences |  | DXN5141 | DXNL0141 |  | DXB | 25.2465 | 55.277079 | ETC | Hotel | IBS | Dubai North | DUBAI_MADINAT DUBAI AL MELAHEYAH (AL MINA) | 1032100 | 1CC |  | DXB_E3279P_10889_001004020 | in |  | On Air | On Air |  | Huawei | 3G+4G | HW U900 F1 | HW L1.8 F1 (20M) |  | 3/3 |  |  | IIB
Aug 2020 add | IAD5534 | W10 C65 Tower |  | IAD0534 | IADL5534 |  | AUH | 24.4677 | 54.339950 | ETC | Mixed Use | IBS | Abu Dhabi | ABU DHABI_Al Khalidiya | 2501300 | 2CC |  | AUH_E2270C_10723_001001002 | in |  | On Air | On Air |  | Nokia | 3G+4G | NSN U900 F1 | NSN L18 F1/F2 (20+15M) |  | 2 |  |  | IIB
Sep 2020 Update | IAD0996E | ATOM Beacon Red Building-AUH |  | IAD0996E | IADL5996V |  | AUH | 24.4169 | 54.49631 | du | Residential | ATOM | Abu Dhabi | ABU DHABI_AL MAQTA AREA | 2044000 | 1CC |  | AUH_E2470P_10275_001001001 | in |  | On Air | On Air |  | Nokia | 3G+4G | NSN U2.1 F1+F2 | NSN L18 F1 (20M) |  | 1 |  |  | IIB
Aug 2020 add | DXB5237H | ATOM 2B+G+2 SZR Showroom |  | DXB5237H | DXBL0237VIII |  | DXB | 25.1283 | 55.20766 | du | Commercial | ATOM | Dubai South | DUBAI_UMM AL SHEIF | 1036700 | 1CC |  | DXB_E3178W_11708_001003001 | in |  | On Air | On Air |  | Huawei | 3G+4G | HW U2.1 F2 | HW L1.8 F1 (20M) |  | 1 |  |  | IIB
Aug 2020 add | IAD5583 | E12-C34 -R14 SARAYA (AL REEF) Building |  | IAD0583 | IADL5583 |  | AUH | 24.5042 | 54.36977 | ETC | Residential | IBS | Abu Dhabi | ABU DHABI_Tourist Club Area | 2500100 | 3CC |  | AUH_E2271T_11090_001001001 | in |  | On Air | On Air |  | Nokia | 3G+4G | NSN U900 F1 | NSN L1800 F1/F2 (20+15M) + L800 F1 (15M) |  | 8 |  |  | MW
Aug 2020 add | DXN0644 | South Residences JVC |  | DXN5644 | DXNL0644 |  | DXB | 25.0478 | 55.212456 | du | Residential | IBS | Dubai South | Dubai_Al Barsha South Fourth (Jumeirah Village South) | 1068100 | 2CC |  | DXB_E3177W_11201_001001002 | in |  | On Air | On Air |  | Huawei | 3G+4G | HW U900 F1 | HW L1.8 F1/F2 (20+10M) |  | 2/2 |  |  | IIB
Aug 2020 add | DXN0049 | Jamil Tower Dubailand |  | DXN5049 | DXNL0049 |  | DXB | 25.0861 | 55.384782 | du | Residential | IBS | Dubai South | DUBAI_WADI AL SAFA 5 (DUBAI LAND) | 1064800 | 2CC |  | DXB_E3377L_10165_001002002 | in |  | On Air | On Air |  | Huawei | 3G+4G | HW U900 F1 | HW L1.8 F1/F2 (20+10M) |  | 1/1 |  |  | IIB
Aug 2020 add | IAD5648 | Mussafah Gardens 2 |  | IAD0648 | IADL5648 | IADNR5648 | AUH | 24.3844 | 54.522486 | ETC | Residential | IBS | Abu Dhabi | ABU DHABI_Mussafah | 2600200 | 4CC |  | AUH_E2469B_10634_001002001 | in |  | On Air | On Air | On Air | Nokia | 3G+4G+5G | NSN U900 F1 | NSN L18 F1/F2 (20+15M) + L800 F1 (15M) + L21 F1 (15M) | 1CC | 2 | 1 | N41 | IIB
Aug 2020 add | IAD5582 | E12 C35 Saraya Towers Abu Dhabi |  | IAD0582 | IADL5582 |  | AUH | 24.5042 | 54.36977 | ETC | Residential | IBS | Abu Dhabi | ABU DHABI_Tourist Club Area | 2500100 | 3CC |  | AUH_E2271T_11089_001001001 | in |  | On Air | On Air |  | Nokia | 3G+4G | NSN U900 F1 | NSN L1800 F1/F2 (20+15M) + L800 F1 (15M) |  | 4 |  |  | MW
Aug 2020 add | DXN0538 | Seasons Community Buildings - Summer 1 |  | DXN5538 | DXNL0538 |  | DXB | 25.0597 | 55.201665 | du | Residential | IBS | Dubai South | Dubai_Al Barsha South Fourth (Jumeirah Village South) | 1068100 | 2CC |  | DXB_E3177Q_11679_001006001 | in |  | On Air | On Air |  | Huawei | 3G+4G | HW U900 F1 | HW L1.8 F1/F2 (20+10M) |  | 1/1 |  |  | IIB
Aug 2020 add | SHJ0698 | Tiger 4 Tower |  | SHJ5698 | SHJL0698 |  | NE | 25.307 | 55.3684 | ETC | Hotel | IBS | Sharjah | SHARJAH_AL MAMZAR | 3010400 | 3CC |  | SHJ_E3379A_10261_001001001 | in |  | On Air | On Air |  | Huawei | 3G+4G | HW U900 F1 | HW L1.8 F1/F2 (20+10M) + L800 F1 (15M) |  | 6/3 |  |  | IIB
Aug 2020 add | DXN0910 | Al Noor Tower_Buisness Bay |  | DXN5910 | DXNL0910 |  | DXB | 25.1915 | 55.2858 | ETC | Commercial | IBS | Dubai North | DUBAI_BURJ KHALIFA (BUSINESS BAY) | 1034500 | 2CC |  | DXB_E3278G_10248_001021001 | in |  | On Air | On Air |  | Huawei | 3G+4G | HW U900 F1 | HW L1.8 F1/F2 (20+10M) |  | 2/2 |  |  | IIB
Aug 2020 add | IAD5532 | Al Jernain Tower |  | IAD0532 | IADL5532 |  | AUH | 24.4756 | 54.350279 | ETC | Mixed Use | IBS | Abu Dhabi | ABU DHABI_Al Khalidiya | 2501300 | 2CC |  | AUH_E2270D_11956_001001001 | in |  | On Air | On Air |  | Nokia | 3G+4G | NSN U900 F1 | NSN L18 F1/F2 (20+15M) |  | 2 |  |  | MW
Aug 2020 add | IAD5448 | W10 C64 Hamdan Almazouri Tower |  | IAD0448 | IADL5448 |  | AUH | 24.4683 | 54.340811 | ETC | Mixed Use | IBS | Abu Dhabi | ABU DHABI_Al Khalidiya | 2501300 | 3CC |  | AUH_E2270C_10666_001002001 | in |  | On Air | On Air |  | Nokia | 3G+4G | NSN U900 F1 | NSN L1800 F1/F2 (20+15M) + L800 F1 (15M) |  | 4 |  |  | MW
Aug 2020 add | IAD5590 | Dhafra Tower |  | IAD0590 | IADL5590 |  | AUH | 24.49 | 54.371218 | ETC | Residential | IBS | Abu Dhabi | ABU DHABI_Madinat Zayed(AD) | 2501200 | 2CC |  | AUH_E2271Y_11446_001007003 | in |  | On Air | On Air |  | Nokia | 3G+4G | NSN U900 F1 | NSN L18 F1/F2 (20+15M) |  | 2 |  |  | IIB
Sep 2020 Update | IAD5355 | Al Dhafra Tower at Al Karama |  | IAD0355 | IADL5355 |  | NE | 24.459 | 54.380464 | du | Residential | IBS | Abu Dhabi | Abu Dhabi_Al Karamah | 2501400 | 3CC |  | AUH_E2270J_10821_001001002 | in |  | On Air | On Air |  | Huawei | 3G+4G | NSN U900 F1 | NSN L1800 F1/F2 (20+15M) + L800 F1 (15M) |  | 1 |  |  | MW
Sep 2020 Update | AUH0726 | FAB _ADNEC Office |  | AUH5726 | AUHL0726 |  | AUH | 24.4201 | 54.441 | ETC | Commercial | IBS | Abu Dhabi | Abu Dhabi_Al Safarat | 2501901 | 2CC |  | AUH_E2370R_10104_001005001 | in |  | On Air | On Air |  | Nokia | 3G+4G | NSN U900 F1 | NSN L18 F1/F2 (20+15M) |  | 2 |  |  | IIB
Aug 2020 add | IAD5567 | DANA TOWER C26 |  | IAD0567 | IADL5567 |  | AUH | 24.4677 | 54.37368 | ETC | Commercial | IBS | Abu Dhabi | ABU DHABI_Al Nahyan | 2501000 | 2CC |  | AUH_E2270E_12859_001001001 | in |  | On Air | On Air |  | Nokia | 3G+4G | NSN U900 F1 | NSN L18 F1/F2 (20+15M) |  | 2 |  |  | IIB
Aug 2020 add | DXN0273 | City Seasons Hotel Dubai |  | DXN5273 | DXNL0273 |  | DXB | 25.2542 | 55.332165 | ETC | Hotel | IBS | Dubai North | Dubai_PORT SAEED | 1012900 | 3CC |  | DXB_E3279N_10980_001001002 | in |  | On Air | On Air |  | Huawei | 3G+4G | HW U900 F1 | HW L1.8 F1/F2 (20+10M) + L800 F1 (15M) |  | 2/1 |  |  | IIB
Aug 2020 add | IAD5630 | Zayed Complex for Herbal research & Traditional Medicine |  | IAD0630 | IADL5630 |  | AUH | 24.3305 | 54.618509 | ETC | Hospital | IBS | Abu Dhabi | ABU DHABI_SHAKHBOUT CITY | 2004500 | 2CC |  | AUH_E2569Q_10141_001001001 | in |  | On Air | On Air |  | Nokia | 3G+4G | NSN U900 F1 | NSN L18 F1/F2 (20+15M) |  | 2 |  |  | IIB
Aug 2020 add | SHJ0675 | Al Qasimi Building 147 |  | SHJ5675 | SHJL0675 |  | NE | 25.3153 | 55.359418 | ETC | Residential | IBS | Sharjah | SHARJAH_AL KHAN | 3010300 | 2CC |  | SHJ_E3280Y_10290_001001001 / SHJ_E3280Y_10290_001013010 / SHJ_E3280Y_10290_001027010 / SHJ_E3280Y_10290_001038010 / SHJ_E3280Y_10290_001051008 | in |  | On Air | On Air |  | Huawei | 3G+4G | HW U900 F1 | HW L1.8 F1/F2 (20+10M) |  | 5/5 |  |  | IIB
Sep 2020 Update | IAD5584 | AEE0402 C96 TASHEEL BUILDING |  | IAD0584 | IADL5584 |  | AUH | 24.4862 | 54.366155 | ETC | Residential | IBS | Abu Dhabi | ABU DHABI_Madinat Zayed(AD) | 2501200 | 2CC |  | AUH_E2271Y_11996_001001001 | in |  | On Air | On Air |  | Nokia | 3G+4G | NSN U900 F1 | NSN L18 F1/F2 (20+15M) |  | 2 |  |  | MW
Aug 2020 add | AAN5397E | Safeer Mall – Al Ain |  | AAN5397E | AANL0397V |  | AUH | 24.2707 | 55.746955 | du | Mall | ATOM | Al Ain | ABU DHABI_AL MASOUDI | 8000300 | 1CC |  | AAN_E3668N_10005_001001001 | in |  | On Air | On Air |  | Ericsson | 3G+4G | E/// U900 F1 | E/// L1.8 F1 (20M) |  |  |  |  | IIB
Aug 2020 add | AAN0097 | Shk.Saif Zakher Villa_Al Ain |  | AAN5097 | AANL0097 |  | AUH | 24.1204 | 55.652471 | ETC | VIP | IBS | Al Ain | ABU DHABI_ZAKHIR | 8002900 | 2CC |  | AAN_E3566E_10002_001001001 | in |  | On Air | On Air |  | Ericsson | 3G+4G | E/// U900 F1 | E/// L1.8 F1 (20M) + L800 F1 (15M) |  |  |  |  | IIB
Aug 2020 add | SHJ0680 | Sharjah Performance Art Academy |  | SHJ5680 | SHJL0680 |  | NE | 25.2896 | 55.460165 | ETC | University/School | IBS | Sharjah | SHARJAH_MUWAILEH COMMERCIAL | 3009900 | 2CC |  | SHJ_E3379J_10526_001001001 | in |  | On Air | On Air |  | Huawei | 3G+4G | HW U900 F1 | HW L1.8 F1/F2 (20+10M) |  | 1/1 |  |  | IIB
Sep 2020 Update | DXN0372 | Dubai Marina - Yacht Bay Amlak |  | DXN5372 | DXNL0372 |  | DXB | 25.0714 | 55.13687 | ETC | Residential | IBS | Dubai South | Dubai_Marsa Dubai | 1039200 | 2CC |  | DXB_E3077N_10037_001007023 | in |  | On Air | On Air |  | Huawei | 3G+4G | HW U900 F1 | HW L1.8 F1/F2 (20+10M) |  | 2/2 |  |  | IIB
Aug 2020 add | IAD5501 | Parsons Regional HQ_ZAYED CITY |  | IAD0501 | IADL5501 |  | AUH | 24.3961 | 54.590777 | ETC | Commercial | IBS | Abu Dhabi | ABU DHABI_ZAYED CITY | 2440000 | 2CC |  | AUH_E2570U_10266_001008012 | in |  | On Air | On Air |  | Nokia | 3G+4G | NSN U900 F1 | NSN L18 F1/F2 (20+15M) |  | 4 |  |  | IIB
Aug 2020 add | DXN0870 | Al Khoory Atrium Hotel_Al Barsha |  | DXN5870 | DXNL0870 |  | DXB | 25.1112 | 55.1958 | ETC | Hotel | IBS | Dubai South | DUBAI_AL BARSHA FIRST | 1037300 | 2CC |  | DXB_E3177B_10816_001001001 | in |  | On Air | On Air |  | Huawei | 3G+4G | HW U900 F1 | HW L1.8 F1/F2 (20+10M) |  | 1/1 |  |  | IIB
Aug 2020 add | DXN0084 | Al Waleed Beach Hotel |  | DXN5084 | DXNL0084 |  | DXB | 25.1738 | 55.218666 | du | Hotel | IBS | Dubai South | DUBAI_UMM SUQEIM FIRST | 1035600 | 2CC |  | DXB_E3178M_12552_001006001 | in |  | On Air | On Air |  | Huawei | 3G+4G | HW U900 F1 | HW L1.8 F1/F2 (20+10M) |  | 1/1 |  |  | MW
Aug 2020 add | IAD5497 | BURJEEL HOSPITAL – MOHD BIN ZAYED HEALTH CARE CITY |  | IAD0497 | IADL5497 |  | AUH | 24.3546 | 54.538745 | ETC | Hospital | IBS | Abu Dhabi | ABU DHABI_Mussafah East | 2044802 | 2CC | Yes | AUH_E2469M_10522_001010001 | in |  | On Air | On Air |  | Nokia | 3G+4G | NSN U900 F1 | NSN L18 F1/F2 (20+15M) |  | 12 |  |  | MW
Aug 2020 add | IAD5473 | W37 C31C Building |  | IAD0473 | IADL5473 |  | AUH | 24.4659 | 54.339502 | ETC | Mixed Use | IBS | Abu Dhabi | ABU DHABI_Al Khebeirah | 2500400 | 2CC |  | AUH_E2270C_11023_001001001 | in |  | On Air | On Air |  | Nokia | 3G+4G | NSN U900 F1 | NSN L18 F1/F2 (20+15M) |  | 4 |  |  | MW
Aug 2020 add | IAD5474 | Al Sayegh Tower |  | IAD0474 | IADL5474 |  | AUH | 24.4862 | 54.358482 | ETC | Mixed Use | IBS | Abu Dhabi | ABU DHABI_Al Markaziyah | 2500200 | 2CC |  | AUH_E2271X_10518_001001001 | in |  | On Air | On Air |  | Nokia | 3G+4G | NSN U900 F1 | NSN L18 F1/F2 (20+15M) |  | 4 |  |  | MW
Aug 2020 add | DXN0313 | Australian International School |  | DXN5313 | DXNL0313 |  | DXB | 25.0602 | 55.232728 | du | University/School | IBS | Dubai South | Dubai_Al Barsha South Third | 1067300 | 2CC |  | DXB_E3177S_10254_001004001 | in |  | On Air | On Air |  | Huawei | 3G+4G | HW U900 F1 | HW L1.8 F1/F2 (20+10M) |  | 2/2 |  |  | IIB
Aug 2020 add | DXN0088 | PT-225-2 Office at Al Sufouh 2 |  | DXN5088 | DXNL0088 |  | DXB | 25.103 | 55.166885 | du | Commercial | IBS | Dubai South | Dubai_Al Safouh Second | 1038200 | 2CC |  | DXB_E3177F_10118_001006001 | in |  | On Air | On Air |  | Huawei | 3G+4G | HW U900 F1 | HW L1.8 F1/F2 (20+10M) |  | 1/1 |  |  | IIB
Aug 2020 add | IAD5606 | E18/01 C81 HMD AL SUWADI |  | IAD0606 | IADL5606 |  | AUH | 24.4754 | 54.372818 | ETC | Residential | IBS | Abu Dhabi | ABU DHABI_Madinat Zayed(AD) | 2501200 | 3CC |  | AUH_E2270E_10354_001001001 | in |  | On Air | On Air |  | Nokia | 3G+4G | NSN U900 F1 | NSN L1800 F1/F2 (20+15M) + L800 F1 (15M) |  | 2 |  |  | MW
Aug 2020 add | DXN0947 | Proposed Mudon P04 Apartments |  | DXN5947 | DXNL0947 |  | DXB | 25.0236 | 55.26522 | du | Residential | IBS | Dubai South | Dubai_Al Hebiah Third (Dubai Land) | 1067600 | 2CC |  | DXB_E3176E_11733_001009002 | in |  | On Air | On Air |  | Huawei | 3G+4G | HW U900 F1 | HW L1.8 F1/F2 (20+10M) |  | 2/2 |  |  | IIB
Aug 2020 add | IAD5426 | Al Wathba Tower |  | IAD0426 | IADL5426 |  | AUH | 24.4901 | 54.356933 | ETC | Residential | IBS | Abu Dhabi | ABU DHABI_Al Markaziyah | 2500200 | 2CC |  | AUH_E2271X_10203_001001001 | in |  | On Air | On Air |  | Nokia | 3G+4G | NSN U900 F1 | NSN L18 F1/F2 (20+15M) |  | 4 |  |  | MW
Aug 2020 add | IAD5627 | Amwaj 2 Al Raha |  | IAD0627 | IADL5627 |  | AUH | 24.4498 | 54.613396 | ETC | Residential | IBS | Abu Dhabi | ABU DHABI_SHATIE AL RAHA | 2042400 | 3CC |  | AUH_E2570G_10056_001001001 | in |  | On Air | On Air |  | Nokia | 3G+4G | NSN U900 F1 | NSN L1800 F1/F2 (20+15M) + L800 F1 (15M) |  | 4 |  |  | MW
Aug 2020 add | IDX5572 | Bvlgari Residences Block at Jumeirah Bay |  | IDX0572 | IDXL5572 |  | DXB | 25.2094 | 55.2332 | ETC | Residential | IBS | Dubai North | DUBAI_JUMEIRA ISLAND ONE | 1030100 | 2CC |  | DXB_E3178D_10366_001005007 | in |  | On Air | On Air |  | Huawei | 3G+4G | HW U2.1 F2 / U900 F1 | HW L1.8 F1 (20M) + L800 F1 (15M) |  | 6 |  |  | IIB
Oct 2020 update | IAD5578 | E09 C28 SOROUH TOWER |  | IAD0578 | IADL5578 | IADNR5578 | AUH | 24.4951 | 54.366429 | ETC | Residential | IBS | Abu Dhabi | ABU DHABI_Al Markaziyah | 2500200 | 3CC |  | AUH_E2271Y_11818_001021005 | in |  | On Air | On Air | On Air | Nokia | 3G+4G+5G | NSN U900 F1 | NSN L1800 F1/F2 (20+15M) + L800 F1 (15M) | 1CC | 2 | 1 | N41 | IIB
Aug 2020 add | IDX5864 | Damac Hills - Artesia Towers D |  | IDX0864 | IDXL5864 |  | DXB | 25.0185 | 55.246046 | du | Residential | IBS | Dubai South | DUBAI_AL HEBIAH THIRD (DUBAI LAND) | 1067600 | 2CC |  | DXB_E3176E_11761_001001005 | in |  | On Air | On Air |  | Huawei | 3G+4G | HW U900 F1 | HW L1.8 F1/F2 (20+10M) |  | 2/2 |  |  | IIB
Aug 2020 add | IAD5410 | Kite Residences Bldg C12 (S1-C25) |  | IAD0410 | IADL5410 |  | AUH | 24.5057 | 54.406715 | ETC | Residential | IBS | Abu Dhabi | ABU DHABI_AL REEM ISLAND | 2045700 | 2CC |  | AUH_E2371Q_10023_001001001 | in |  | On Air | On Air |  | Nokia | 3G+4G | NSN U900 F1 | NSN L18 F1/F2 (20+15M) |  | 4 |  |  | MW
Aug 2020 add | DXN0952 | Intercity 2 Hotel Al Jaddaf |  | DXN5952 | DXNL0952 |  | DXB | 25.2269 | 55.340117 | du | Hotel | IBS | Dubai North | Dubai_Al Jadaf | 1032600 | 2CC |  | DXB_E3279X_10656_001003004 | in |  | On Air | On Air |  | Huawei | 3G+4G | HW U900 F1 | HW L1.8 F1/F2 (20+10M) |  | 1/1 |  |  | IIB
Aug 2020 add | AAN5397A | ATOM Bin Amar Complex 1 |  | AAN5397A |  |  | AUH | 24.2213 | 55.7108 | du | Residential | ATOM | Al Ain | Abu Dhabi_AL MUWAIJI | 8001400 |  |  | AAN_E3667C_10003_001001001 | in |  | On Air |  |  | Ericsson | 3G | 3G 2100 | [5 empty] | IIB
Aug 2020 add | DXN0500 | DT1 Residence Tower Downtown |  | DXN5500 | DXNL0500 |  | DXB | 25.1917 | 55.269454 | du | Residential | IBS | Dubai North | Dubai_Burj Khalifa (Business Bay) | 1034500 | 2CC |  | DXB_E3278F_10705_001002002 | in |  | On Air | On Air |  | Huawei | 3G+4G | HW U900 F1 | HW L1.8 F1/F2 (20+10M) |  | 1/1 |  |  | IIB
Aug 2020 add | IAD5544 | DAUGHTERS AL OTAIBA |  | IAD0544 | IADL5544 |  | AUH | 24.4923 | 54.371292 | ETC | Residential | IBS | Abu Dhabi | ABU DHABI_Al Markaziyah | 2500200 | 2CC |  | AUH_E2271Y_11628_001001003 | in |  | On Air | On Air |  | Nokia | 3G+4G | NSN U900 F1 | NSN L18 F1/F2 (20+15M) |  | 2 |  |  | MW
Nov 2020 update | DXN0296 | (Oriental Gate)Building – JVC (G+3P+16+R) |  | DXN5296 | DXNL0296 |  | DXB | 25.0599 | 55.21613 | du | Residential | IBS | Dubai South | Dubai_Al Barsha South Fourth (Jumeirah Village South) | 1068100 | 2CC |  | DXB_E3177R_11405_001006008 | in |  | On Air | On Air |  | Huawei | 3G+4G | HW U900 F1 | HW L1.8 F1/F2 (20+10M) |  | 1/1 |  |  | IIB
Aug 2020 add | IAD5576 | E48C59 RAWDHAT |  | IAD0576 | IADL5576 |  | AUH | 24.4202 | 54.461811 | ETC | Commercial | IBS | Abu Dhabi | ABU DHABI_Al Matar | 2501600 | 3CC |  | AUH_E2370S_10435_001001001 | in |  | On Air | On Air |  | Nokia | 3G+4G | NSN U900 F1 | NSN L1800 F1/F2 (20+15M) + L800 F1 (15M) |  | 2 |  |  | MW
Aug 2020 add | IAD5446 | E16/01 C68 KINGS GATE Hotel |  | IAD0446 | IADL5446 |  | AUH | 24.4916 | 54.379202 | ETC | Hotel | IBS | Abu Dhabi | ABU DHABI_Tourist Club Area | 2500100 | 2CC |  | AUH_E2271Y_11294_001002001 | in |  | On Air | On Air |  | Nokia | 3G+4G | NSN U900 F1 | NSN L18 F1/F2 (20+15M) |  | 2 |  |  | MW
Aug 2020 add | IAD5652 | Tryp by Wyndham Hotel |  | IAD0652 | IADL5652 |  | AUH | 24.4957 | 54.366445 | ETC | Hotel | IBS | Abu Dhabi | ABU DHABI_Al Markaziyah | 2500200 | 2CC |  | AUH_E2271Y_11611_001002001 | in |  | On Air | On Air |  | Nokia | 3G+4G | NSN U900 F1 | NSN L18 F1/F2 (20+15M) |  | 4 |  |  | MW
Aug 2020 add | SHJ0783 | union national bank building-Sharjah |  | SHJ5783 | SHJL0783 |  | NE | 25.3163 | 55.37688 | ETC | Commercial | IBS | Sharjah | SHARJAH_AL MAMZAR | 3010400 | 2CC |  | SHJ_E3380U_10117_001001001 | in |  | On Air | On Air |  | Huawei | 3G+4G | HW U900 F1 | HW L1.8 F1/F2 (20+10M) |  | 2/2 |  |  | IIB
Aug 2020 add | IAD5419 | Saadiyat Beach Apartment 1 - 1,2&3 |  | IAD0419 | IADL5419 |  | AUH | 24.5506 | 54.45188 | ETC | Hotel | IBS | Abu Dhabi | ABU DHABI_SADIYAT ISLAND | 2046700 | 2CC |  | AUH_E2371I_10042_001002001 | in |  | On Air | On Air |  | Nokia | 3G+4G | NSN U900 F1 | NSN L18 F1/F2 (20+15M) |  | 12 |  |  | MW
Aug 2020 add | DXN0997 | Burj Al Arab |  | DXN5997 | DXNL0997 | DXNNR0997A | DXB | 25.1414 | 55.18525 | ETC | Hotel | IBS | Dubai South | Dubai_UMM SUQEIM THIRD | 1036600 | 3CC |  | DXB_E3178V_10915_001018002 | in |  | On Air | On Air | On Air | Huawei | 3G+4G+5G | HW U900 F1 | HW L1.8 F1/F2 (20+10M) + L800 F1 (15M) | 2CC | 8/4 | 0/144 | N78 F1 + N78 F2 | IIB
Oct 2020 update | SHJ0746 | Future 3 Tower_Sharjah |  | SHJ5746 | SHJL0746 |  | NE | 25.3285 | 55.3701551 | ETC | Residential | IBS | Sharjah | SHARJAH_AL KHAN | 3010300 | 3CC |  | SHJ_E3380P_10095_001008001 | in |  | On Air | On Air |  | Huawei | 3G+4G | HW U900 F1 | HW L1.8 F1/F2 (20+10M) + L800 F1 (15M) |  | 6/3 |  |  | IIB
Mar 2021 update | DXN0604 | Expo - Al Wasl Plaza Office C (Parcel C) |  | DXN5604 | DXNL0604 | DXNNR0604 | DXB | 24.9606 | 55.151297 | ETC | Exhibition | IBS | Dubai South | Dubai_Madinat Al Mataar | 1052100 | 3CC | Yes | DXB_E3076Y_10007_001001001 | in |  | On Air | On Air | On Air | Huawei | 3G+4G+5G | HW U900 F1 | HW L1.8 F1/F2 (20+15M) + L800 F1 (15M) | 1CC | 2/1 | 0/48 | N78 F1 | IIB
Sep 2020 Update | IAD5318 | MEERA SHAMS DEVELOPMENT_RS3-C24_25 |  | IAD0318 | IADL5318 |  | AUH | 24.5037 | 54.409917 | ETC | Hotel | IBS | Abu Dhabi | ABU DHABI_AL REEM ISLAND | 2045700 | 4CC |  | AUH_E2371Q_10019_001001001 | in |  | On Air | On Air |  | Nokia | 3G+4G | NSN U900 F1 | NSN L18 F1/F2 (20+15M) + L800 F1 (15M) + L21 F1 (15M) |  | 8 |  |  | MW
Oct 2020 update | IAD5408 | Mangrove Palace Tower S6-C08 |  | IAD0408 | IADL5408 |  | AUH | 24.4971 | 54.408762 | ETC | Residential | IBS | Abu Dhabi | Abu Dhabi_Al Reem Island | 2045700 | 3CC |  | AUH_E2371V_10030_001001001 | in |  | On Air | On Air |  | Nokia | 3G+4G | NSN U900 F1 | NSN L1800 F1/F2 (20+15M) + L800 F1 (15M) |  | 8 |  |  | MW
Sep 2020 Update | IAD5406 | Najmat Residential RR4-C4 |  | IAD0406 | IADL5406 |  | AUH | 24.4821 | 54.407430 | ETC | Residential | IBS | Abu Dhabi | Abu Dhabi_Al Reem Island | 2045700 | 3CC |  | AUH_E2371V_10027_001001001 | in |  | On Air | On Air |  | Nokia | 3G+4G | NSN U900 F1 | NSN L1800 F1/F2 (20+15M) + L800 F1 (15M) |  | 4 |  |  | MW
Jan 2021 update | IAD5337 | LuLu Hypermarket Madinat Zayed |  | IAD0337 | IADL5337 |  | AUH | 23.6392 | 53.708419 | ETC | Hotel | IBS | WR | ABU DHABI_MADINAT ZAYED(WR) | 2031200 | 2CC |  | AUH_E1561E_10799_001001001 | in |  | On Air | On Air |  | Nokia | 3G+4G | NSN U2.1 F1+F2 | NSN L18 F1/F2 (20+15M) |  | 1 |  |  | IIB
Sep 2020 Update | IAD5629 | W10 C68 Burooj Tower |  | IAD0629 | IADL5629 |  | AUH | 24.469 | 54.3395628 | ETC | Residential | IBS | Abu Dhabi | ABU DHABI_Al Khalidiya | 2501300 | 3CC |  | AUH_E2270C_11000_001001001 | in |  | On Air | On Air |  | Nokia | 3G+4G | NSN U900 F1 | NSN L1800 F1/F2 (20+15M) + L800 F1 (15M) |  | 6 |  |  | MW
Sep 2020 Update | IAD5553 | E16 C60 ARZANAH TOWER |  | IAD0553 | IADL5553 |  | AUH | 24.4945 | 54.376913 | ETC | Residential | IBS | Abu Dhabi | ABU DHABI_Tourist Club Area | 2500100 | 3CC |  | AUH_E2271Y_11332_001020007 | in |  | On Air | On Air |  | Nokia | 3G+4G | NSN U900 F1 | NSN L1800 F1/F2 (20+15M) + L800 F1 (15M) |  | 2 |  |  | MW
Oct 2020 update | IAD5393 | Abu Dhabi Marina City |  | IAD0393 | IADL5393 |  | AUH | 24.4802 | 54.320011 | ETC | Residential | IBS | Abu Dhabi | ABU DHABI_Al Ras Al Akhdar | 2500500 | 2CC |  | AUH_E2271V_10052_001002001 | in |  | On Air | On Air |  | Nokia | 3G+4G | NSN U900 F1 | NSN L18 F1/F2 (20+15M) |  | 8 |  |  | MW
Sep 2020 Update | IAD5440 | MBZ University |  | IAD0440 | IADL5440 |  | AUH | 24.3149 | 54.560826 | ETC | Commercial | IBS | Abu Dhabi | ABU DHABI_Mohammed Bin Zayed City | 2044801 | 2CC |  | AUH_E2469X_10012_001001001 | in |  | On Air | On Air |  | Nokia | 3G+4G | NSN U900 F1 | NSN L18 F1/F2 (20+15M) |  | 8 |  |  | IIB
Sep 2020 Update | IAD5573 | Sh Khalid Bin Mohamed Al Nahyan Villa |  | IAD0573 | IADL5573 |  | AUH | 24.4715 | 54.408004 | ETC | Residential | IBS | Abu Dhabi | ABU DHABI_Qaser Al Bahar | 2501100 | 2CC |  | AUH_E2370B_10079_001001001 | in |  | On Air | On Air |  | Nokia | 3G+4G | NSN U900 F1 | NSN L18 F1/F2 (20+15M) |  | 2 |  |  | MW
Sep 2020 Update | IAD5604 | E12 C16 Hamed Al Khaily Tower |  | IAD0604 | IADL5604 |  | AUH | 24.5005 | 54.370866 | ETC | Residential | IBS | Abu Dhabi | ABU DHABI_Al Zahiya (Tourist Club Extention) | 2500002 | 3CC |  | AUH_E2271T_10233_001001001 / AUH_E2271T_10233_001002001 | in |  | On Air | On Air |  | Nokia | 3G+4G | NSN U900 F1 | NSN L1800 F1/F2 (20+15M) + L800 F1 (15M) |  | 4 |  |  | MW
Sep 2020 Update | IAD5518 | W35_C3,4,5 |  | IAD0518 | IADL5518 |  | AUH | 24.4557 | 54.338391 | ETC | Mixed Use | IBS | Abu Dhabi | ABU DHABI_Al Bateen | 2500600 | 2CC |  | AUH_E2270H_10950_001003001 | in |  | On Air | On Air |  | Nokia | 3G+4G | NSN U900 F1 | NSN L18 F1/F2 (20+15M) |  | 8 |  |  | MW
Sep 2020 add | DXN0703 | MUT658 Building by Al Ghurair Properties |  | DXN5703 | DXNL0703 |  | DXB | 25.2718 | 55.322645 | du | Residential | IBS | Dubai North | DUBAI_AL MUTEENA | 1012300 | 3CC |  | DXB_E3279I_16403_001002001 | in |  | On Air | On Air |  | Huawei | 3G+4G | HW U900 F1 | HW L1.8 F1/F2 (20+10M) + L800 F1 (15M) |  | 4/2 |  |  | MW
Sep 2020 add | DXN0133 | NBAD Jadaf |  | DXN5133 | DXNL0133 | DXNNR0133 | DXB | 25.2165 | 55.32395 | ETC | Commercial | IBS | Dubai North | Dubai_Al Jadaf | 1032600 | 2CC |  | DXB_E3278D_10289_001006001 | in |  | On Air | On Air | On Air | Huawei | 3G+4G+5G | HW U900 F1 | HW L1.8 F1/F2 (20+10M) | 1CC | 2/2 | 2/0 | N41 | IIB
Sep 2020 add | IAD5602 | Emirates National School( Staff Accommodation ) |  | IAD0602 | IADL5602 |  | AUH | 24.4552 | 54.3598 | ETC | Residential | IBS | Abu Dhabi | ABU DHABI_Al Rowdah | 2500800 | 4CC |  | AUH_E2270I_12332_001001001 | in |  | On Air | On Air |  | Nokia | 3G+4G | NSN U900 F1 | NSN L18 F1/F2 (20+15M) + L800 F1 (15M) + L21 F1 (15M) |  | 4 |  |  | MW
Sep 2020 add | DXN0429 | Umm Hurair Hospital (Medeor 24x7) |  | DXN5429 | DXNL0429 |  | DXB | 25.2572 | 55.306769 | ETC | Hospital | IBS | Dubai North | Dubai_UMM HURAIR FIRST | 1031400 | 2CC |  | DXB_E3279M_11440_001001001 | in |  | On Air | On Air |  | Huawei | 3G+4G | HW U900 F1 | HW L1.8 F1/F2 (20+10M) |  | 1/1 |  |  | MW
Sep 2020 add | DXN0113 | Burj Al Nojoom |  | DXN5113 | DXNL0113 |  | DXB | 25.1911 | 55.281969 | ETC | Residential | IBS | Dubai North | Dubai_Burj Khalifa (Business Bay) | 1034500 | 3CC |  | DXB_E3278F_10394_001002015 | in |  | On Air | On Air |  | Huawei | 3G+4G | HW U900 F1 | HW L1.8 F1/F2 (20+10M) + L800 F1 (15M) |  | 4/2 |  |  | IIB
Sep 2020 add | RAK0561 | RAK Tower |  | RAK5561 | RAKL0561 |  | NE | 25.7973 | 55.969044 | du | Mixed Use | IBS | Ras Al Khaimah | RAS AL-KHAIMAH_NAKHEEL | 7031200 | 3CC |  | RKT_E3985P_10010_001001006 | in |  | On Air | On Air |  | Huawei | 3G+4G | HW U900 F1 | HW L1.8 F1/F2 (20+10M) + L800 F1 (15M) |  | 4/2 |  |  | IIB
Sep 2020 add | AJM0994 | FEWA Building Ajman |  | AJM5994 | AJML0994 |  | NE | 25.4037 | 55.451568 | du | Government | IBS | Ajman | AJMAN_RASHIDEYA 1 | 4000200 | 2CC |  | AJM_E3381Y_10304_001001003 | in |  | On Air | On Air |  | Huawei | 3G+4G | HW U900 F1 | HW L1.8 F1/F2 (20+10M) |  | 1/1 |  |  | IIB
Sep 2020 add | DXN0064 | Seven Towers_DSO_T3_T4_T5 |  | DXN5064 | DXNL0064 |  | DXB | 25.1136 | 55.373035 | ETC | Residential | IBS | Dubai North | Dubai_Nadd Hessa (Dubai Silicon Oasis) | 1062600 | 2CC |  | DXB_E3377A_10202_001002001 | in |  | On Air | On Air |  | Huawei | 3G+4G | HW U900 F1 | HW L1.8 F1/F2 (20+10M) |  | 6/6 |  |  | IIB
Sep 2020 add | IDX5524 | W. Residences building _ Palm Jumeirah |  | IDX0524 | IDXL5524 |  | DXB | 25.1077 | 55.11111 | du | Residential | IBS | Dubai South | Dubai_Nakhlat Jumeira (The Palm Jumeirah) | 1038100 | 2CC |  | DXB_E3077C_10305_001001004 | in |  | On Air | On Air |  | Huawei | 3G+4G | HW U2.1 F2 / U900 F1 | HW L1.8 F1 (20M) + L800 F1 (15M) |  | 10/10 |  |  | IIB
Sep 2020 add | DXN0873 | Binghatti Views DSO |  | DXN5873 | DXNL0873 |  | DXB | 25.123 | 55.376320 | ETC | Residential | IBS | Dubai North | DUBAI_NADD HESSA (DUBAI SILICON OASIS) | 1062600 | 3CC |  | DXB_E3377A_10190_001002009 | in |  | On Air | On Air |  | Huawei | 3G+4G | HW U900 F1 | HW L1.8 F1/F2 (20+10M) + L800 F1 (15M) |  | 2/1 |  |  | IIB
Sep 2020 add | DXN0704 | MUT442 Building by Al Ghurair Properties |  | DXN5704 | DXNL0704 |  | DXB | 25.2755 | 55.326869 | du | Residential | IBS | Dubai North | DUBAI_AL MUTEENA | 1012300 | 2CC |  | DXB_E3279I_16405_001002002 | in |  | On Air | On Air |  | Huawei | 3G+4G | HW U900 F1 | HW L1.8 F1/F2 (20+10M) |  | 1/1 |  |  | MW
Sep 2020 add | DXN0975 | Al Barsha 930 |  | DXN5975 | DXNL0975 |  | DXB | 25.0572 | 55.227155 | ETC | Residential | IBS | Dubai South | DUBAI_AL BARSHA SOUTH THIRD | 1067300 | 3CC |  | DXB_E3177S_10270_001001013 | in |  | On Air | On Air |  | Huawei | 3G+4G | HW U900 F1 | HW L1.8 F1/F2 (20+10M) + L800 F1 (15M) |  | 4/2 |  |  | IIB
Sep 2020 add | DXN0115 | JLT_Concorde Tower Plot H2 |  | DXN5115 | DXNL0115 |  | DXB | 25.0699 | 55.14439 | ETC | Residential | IBS | Dubai South | DUBAI_Jumeirah Lakes Towers (JLT) | 1039301 | 2CC |  | DXB_E3077S_10016_001014015 | in |  | On Air | On Air |  | Huawei | 3G+4G | HW U900 F1 | HW L1.8 F1/F2 (20+10M) |  | 2/2 |  |  | IIB
Sep 2020 add | IDX5805 | Al Raffa C Building |  | IDX0805 | IDXL5805 |  | DXB | 25.2518 | 55.288421 | du | Residential | IBS | Dubai North | Dubai_Al Raffa | 1031600 | 2CC |  | DXB_E3279Q_12288_001008014 | in |  | On Air | On Air |  | Huawei | 3G+4G | HW U900 F1 | HW L1.8 F1/F2 (20+10M) |  | 1/1 |  |  | IIB
Sep 2020 add | DXN0944 | Zee Zee Tower_Al Barsha |  | DXN5944 | DXNL0944 |  | DXB | 25.1145 | 55.199804 | ETC | Residential | IBS | Dubai South | DUBAI_AL BARSHA FIRST | 1037300 | 2CC |  | DXB_E3177B_10762_001015007 | in |  | On Air | On Air |  | Huawei | 3G+4G | HW U900 F1 | HW L1.8 F1/F2 (20+10M) |  | 2/2 |  |  | IIB
Sep 2020 add | IAD5599 | CORNICHE TOWERS A-B-D |  | IAD0599 | IADL5599 | IADNR5599 | AUH | 24.4706 | 54.34008 | ETC | Residential | IBS | Abu Dhabi | ABU DHABI_Al Khalidiya | 2501300 | 4CC |  | AUH_E2270C_10671_001002001 | in |  | On Air | On Air | On Air | Nokia | 3G+4G+5G | NSN U900 F1 | NSN L18 F1/F2 (20+15M) + L800 F1 (15M) + L21 F1 (15M) | 1CC | 6 | 3 | N41 | IIB
Sep 2020 add | FUJ0648 | City Center Tower Fujairah |  | FUJ5648 | FUJL0648 |  | NE | 25.1235 | 56.322533 | du | Residential | IBS | Fujairah | Fujairah_Al Mudhannab - Town Center | 6081203 | 2CC |  | FJR_E4277D_10464_001002001 | in |  | On Air | On Air |  | Huawei | 3G+4G | HW U900 F1 | HW L1.8 F1/F2 (20+10M) |  | 2/2 |  |  | IIB
Sep 2020 add | IDX5483 | JLT - O3 Madina Tower |  | IDX0483 | IDXL5483 |  | DXB | 25.0746 | 55.14393 | ETC | Residential | IBS | Dubai South | Dubai_Jumeirah Lakes Towers (JLT) | 1039301 | 2CC |  | DXB_E3077N_10400_001021009 | in |  | On Air | On Air |  | Huawei | 3G+4G | HW U900 F1 | HW L1.8 F1/F2 (20+10M) |  | 2/2 |  |  | IIB
Sep 2020 add | IDX5259 | American School of Dubai (ASD) Al Barsha |  | IDX0259 | IDXL5259 |  | DXB | 25.1007 | 55.183836 | du | University/School | IBS | Dubai South | Dubai_Al Barsha First | 1037300 | 2CC |  | DXB_E3177F_11000_001001001 | in |  | On Air | On Air |  | Huawei | 3G+4G | HW U900 F1 | HW L1.8 F1/F2 (20+10M) |  | 4/4 |  |  | IIB
Sep 2020 add | IAD5463 | Mamsha Al Saadiyat |  | IAD0463 | IADL5463 |  | AUH | 24.5388 | 54.410286 | ETC | Residential | IBS | Abu Dhabi | ABU DHABI_SADIYAT ISLAND | 2046700 | 2CC |  | AUH_E2371G_10004_001001001 | in |  | On Air | On Air |  | Nokia | 3G+4G | NSN U900 F1 | NSN L18 F1/F2 (20+15M) |  | 6 |  |  | MW
Sep 2020 add | DXN0051 | Four Points Sheraton_SZR |  | DXN5051 | DXNL0051 |  | DXB | 25.214 | 55.276042 | ETC | Hotel | IBS | Dubai North | Dubai_TRADE CENTER FIRST | 1033500 | 2CC |  | DXB_E3278A_11578_001035007 | in |  | On Air | On Air |  | Huawei | 3G+4G | HW U900 F1 | HW L1.8 F1/F2 (20+10M) |  | 2/2 |  |  | IIB
Nov 2020 update | AUH0955 | Golden Towers A & B |  | AUH5955 | AUHL0955 | AUHNR0955 | AUH | 24.4649 | 54.387339 | ETC | Residential | IBS | Abu Dhabi | ABU DHABI_Al Nahyan | 2501000 | 4CC | Yes | AUH_E2370A_10516_001001001 | in |  | On Air | On Air | On Air | Nokia | 3G+4G+5G | NSN U900 F1 | NSN L18 F1/F2 (20+15M) + L800 F1 (15M) + L21 F1 (15M) | 1CC | 4 | 2 | N41 | IIB
Sep 2020 add | DXN0651 | Expo - Saudi Arabia Pavilion |  | DXN5651 | DXNL0651 | DXNNR0651 | DXB | 24.9631 | 55.153191 | ETC | Self-Built Pavilion | IBS | Dubai South | Dubai_Madinat Al Mataar | 1052100 | 3CC | Yes | DXB_E3076T_10160_001001001 | in |  | On Air | On Air | On Air | Huawei | 3G+4G+5G | HW U900 F1 | HW L1.8 F1/F2 (20+15M) + L800 F1 (15M) | 1CC | 2/1 | 0/32 | N78 F1 | IIB
Sep 2020 add | IAD5290 | New Project for EPICO at W6-C2 |  | IAD0290 | IADL5290 |  | AUH | 24.4787 | 54.35352 | du | Mixed Use | IBS | Abu Dhabi | ABU DHABI_Al Hosn | 2500300 | 2CC |  | AUH_E2270D_12256_001001001 | in |  | On Air | On Air |  | Nokia | 3G+4G | NSN U900 F1 | NSN L18 F1/F2 (20+15M) |  | 2 |  |  | MW
Sep 2020 add | DXN0694 | MUT226 Building by Al Ghurair Properties |  | DXN5694 | DXNL0694 |  | DXB | 25.2716 | 55.323275 | du | Residential | IBS | Dubai North | DUBAI_AL MUTEENA | 1012300 | 2CC |  | DXB_E3279I_16404_001001001 | in |  | On Air | On Air |  | Huawei | 3G+4G | HW U900 F1 | HW L1.8 F1/F2 (20+10M) |  | 1/1 |  |  | MW
Sep 2020 add | DXN0258 | EMIRATES NBD BUILDING |  | DXN5258 | DXNL0258 |  | DXB | 25.2677 | 55.301294 | ETC | Commercial | IBS | Dubai North | Dubai_AL BUTEEN | 1011400 | 3CC |  | DXB_E3279L_12771_001001001 | in |  | On Air | On Air |  | Huawei | 3G+4G | HW U900 F1 | HW L1.8 F1/F2 (20+10M) + L800 F1 (15M) |  | 2/1 |  |  | MW
Sep 2020 add | IAD5496 | Yasat Tower |  | IAD0496 | IADL5496 |  | AUH | 24.4899 | 54.3708 | ETC | Commercial | IBS | Abu Dhabi | ABU DHABI_Madinat Zayed(AD) | 2501200 | 4CC |  | AUH_E2271Y_11445_001020001 | in |  | On Air | On Air |  | Nokia | 3G+4G | NSN U900 F1 | NSN L18 F1/F2 (20+15M) + L800 F1 (15M) + L21 F1 (15M) |  | 2 |  |  | MW
Sep 2020 add | IAD5581 | Burj Al Arab Building Abu Dhabi |  | IAD0581 | IADL5581 |  | AUH | 24.4928 | 54.3721 | ETC | Residential | IBS | Abu Dhabi | ABU DHABI_Al Markaziyah | 2500200 | 2CC |  | AUH_E2271Y_11647_001001001 | in |  | On Air | On Air |  | Nokia | 3G+4G | NSN U900 F1 | NSN L18 F1/F2 (20+15M) |  | 4 |  |  | IIB
Sep 2020 add | IDX5650 | Uniestate Sports Tower DSC |  | IDX0650 | IDXL5650 |  | DXB | 25.0396 | 55.203874 | du | Residential | IBS | Dubai South | Dubai_Al Hebiah Fourth (Dubai Sports City) | 1068200 | 2CC |  | DXB_E3177V_10018_001002002 | in |  | On Air | On Air |  | Huawei | 3G+4G | HW U900 F1 | HW L1.8 F1/F2 (20+10M) |  | 1/1 |  |  | IIB
Sep 2020 add | IAD5561 | E6 C14 BURJ ABU DHABI (Al Ahalia Hospital ) |  | IAD0561 | IADL5561 |  | AUH | 24.4881 | 54.360202 | ETC | Residential | IBS | Abu Dhabi | ABU DHABI_Al Markaziyah | 2500200 | 2CC |  | AUH_E2271X_10610_002021004 | in |  | On Air | On Air |  | Nokia | 3G+4G | NSN U900 F1 | NSN L18 F1/F2 (20+15M) |  | 2 |  |  | IIB
Sep 2020 add | IDX5012 | Element Hotel Al Safouh |  | IDX0012 | IDXL5012 |  | DXB | 25.1112 | 55.178751 | du | Hotel | IBS | Dubai South | Dubai_AL SAFOUH FIRST | 1037200 | 1CC |  | DXB_E3177A_11083_001001001 | in |  | On Air | On Air |  | Huawei | 3G+4G | HW U900 F1 | HW L1.8 F1 (20M) |  | 3/3 |  |  | IIB
Sep 2020 add | IAD5665 | TIME PEARL RESIDENCE |  | IAD0665 | IADL5665 |  | AUH | 24.4925 | 54.360539 | ETC | Hotel | IBS | Abu Dhabi | ABU DHABI_Al Markaziyah | 2500200 | 2CC |  | AUH_E2271X_10462_001001001 | in |  | On Air | On Air |  | Nokia | 3G+4G | NSN U900 F1 | NSN L18 F1/F2 (20+15M) |  | 2 |  |  | IIB
Sep 2020 add | IAD5321 | Sheikh Zayed Grand Mosque |  | IAD0321 | IADL5321 |  | AUH | 24.4113 | 54.473855 | ETC | Mosque | IBS | Abu Dhabi | ABU DHABI_Al Madina Al Riyadiya | 2501700 | 2CC |  | AUH_E2370T_10222_001003001 | in |  | On Air | On Air |  | Nokia | 3G+4G | NSN U900 F1 | NSN L18 F1/F2 (20+15M) |  | 6 |  |  | MW
Sep 2020 add | IAD5684 | Baniyas Court & Prosecution |  | IAD0684 | IADL5684 |  | AUH | 24.3162 | 54.61018 | ETC | Government | IBS | Abu Dhabi | ABU DHABI_BANIYAS | 2046100 | 2CC |  | AUH_E2569V_10734_001001001 | in |  | On Air | On Air |  | Nokia | 3G+4G | NSN U900 F1 | NSN L18 F1/F2 (20+15M) |  | 2 |  |  | MW
Sep 2020 add | IAD5699 | Samaya Hospital_KHALIFA CITY |  | IAD0699 | IADL5699 |  | AUH | 24.4159 | 54.573482 | ETC | Hospital | IBS | Abu Dhabi | ABU DHABI_SADIYAT ISLAND | 2046700 | 2CC |  | AUH_E2470T_10703_001002002 | in |  | On Air | On Air |  | Nokia | 3G+4G | NSN U900 F1 | NSN L18 F1/F2 (20+15M) |  | 2 |  |  | MW
Sep 2020 add | DXB5153A | ATOM Asmak New Sea Food Manufacturing Facility |  | DXB5153A | DXBL0153I |  | DXB | 24.8723 | 55.074260 | du | Commercial | ATOM | Dubai South | DUBAI_SAIH SHUAIB 2 | 1053100 | 1CC |  | DXB_E3075P_10050_001003002 | in |  | On Air | On Air |  | Huawei | 3G+4G | HW U2.1 F2 | HW L1.8 F1 (20M) |  | 1 |  |  | IIB
Sep 2020 add | IDX5485 | Arenco Palm Resort |  | IDX0485 | IDXL5485 | IDXNR5485 | DXB | 25.1244 | 55.153776 | du | Hotel | IBS | Dubai South | Dubai_Nakhlat Jumeira (The Palm Jumeirah) | 1038100 | 2CC | Yes | DXB_E3077E_10220_001001003 | in |  | On Air | On Air | On Air | Huawei | 3G+4G+5G | HW U900 F1 | HW L1.8 F1/F2 (20+10M) | 1CC | 5/5 | 5/0 | N41 | IIB
Oct 2020 update | IAD5696 | Dalma Bldg Sh. Fatima Bint Mubarak |  | IAD0696 | IADL5696 |  | AUH | 24.4869 | 54.358850 | ETC | Residential | IBS | Abu Dhabi | ABU DHABI_Al Markaziyah | 2500200 | 2CC |  | AUH_E2271X_10500_001001002 | in |  | On Air | On Air |  | Nokia | 3G+4G | NSN U900 F1 | NSN L18 F1/F2 (20+15M) |  | 2 |  |  | IIB
Oct 2020 update | IAD5658 | W6 C10 Saeed AL Khaily Tower |  | IAD0658 | IADL5658 |  | AUH | 24.4812 | 54.351893 | ETC | Residential | IBS | Abu Dhabi | ABU DHABI_Al Hosn | 2500300 | 2CC |  | AUH_E2271X_10019_001001001 | in |  | On Air | On Air |  | Nokia | 3G+4G | NSN U900 F1 | NSN L18 F1/F2 (20+15M) |  | 2 |  |  | IIB
Sep 2020 add | IDX5488 | The Pad |  | IDX0488 | IDXL5488 |  | DXB | 25.1846 | 55.28196 | du | Mixed Use | IBS | Dubai North | Dubai_Burj Khalifa (Business Bay) | 1034500 | 1CC |  | DXB_E3278F_10388_001004015 | in |  | On Air | On Air |  | Huawei | 3G+4G | HW U900 F1 | HW L1.8 F1 (20M) |  | 3/3 |  |  | IIB
Sep 2020 add | DXN0747 | LÁvenue Building at Liwan |  | DXN5747 | DXNL0747 |  | DXB | 25.1071 | 55.372399 | du | Residential | IBS | Dubai South | Dubai_Wadi Al Safa 2 (Ranches) | 1064300 | 3CC |  | DXB_E3377F_10459_001012002 | in |  | On Air | On Air |  | Huawei | 3G+4G | HW U900 F1 | HW L1.8 F1/F2 (20+10M) + L800 F1 (15M) |  | 2/1 |  |  | IIB
Sep 2020 add | IAD5667 | BLUE Tower |  | IAD0667 | IADL5667 |  | AUH | 24.4903 | 54.359818 | ETC | Commercial | IBS | Abu Dhabi | ABU DHABI_Al Markaziyah | 2500200 | 3CC |  | AUH_E2271X_10654_001001002 | in |  | On Air | On Air |  | Nokia | 3G+4G | NSN U900 F1 | NSN L1800 F1/F2 (20+15M) + L800 F1 (15M) |  | 2 |  |  | IIB
Sep 2020 add | FUJ0645 | FUJAIRAH ROSTAMANI TOWERS |  | FUJ5645 | FUJL0645 |  | NE | 25.1216 | 56.326889 | ETC | Residential | IBS | Fujairah | FUJAIRAH_MERAISHID - Town Center | 6081101 | 2CC |  | FJR_E4277D_10466_001001001 | in |  | On Air | On Air |  | Huawei | 3G+4G | HW U900 F1 | HW L1.8 F1/F2 (20+10M) |  | 6/6 |  |  | IIB
Sep 2020 add | DXN0325 | Dubai Metro Red Line_Expo Link NHT Station (Elevated) |  | DXN5325 | DXNL0325 | DXNNR0325 | DXB | 25.0578 | 55.127453 | du | Metro | IBS | Dubai South | Dubai_Discovery Gardens | 1059101 | 3CC | Yes | DXB_E3077S_10416_001001003 | in |  | On Air | On Air | On Air | Huawei | 3G+4G+5G | HW U900 F1 | HW L1.8 F1/F2 (20+10M) + L800 F1 (15M) | 1CC | 4/2 | 0/67 | N78 F1 | IIB
Sep 2020 add | IAD5482 | E18/02 C182 Bldgs |  | IAD0482 | IADL5482 |  | AUH | 24.4779 | 54.371821 | ETC | Residential | IBS | Abu Dhabi | ABU DHABI_Madinat Zayed(AD) | 2501200 | 4CC |  | AUH_E2270E_12652_001001001 | in |  | On Air | On Air |  | Nokia | 3G+4G | NSN U900 F1 | NSN L18 F1/F2 (20+15M) + L800 F1 (15M) + L21 F1 (15M) |  | 2 |  |  | MW
Sep 2020 add | IAD5513 | EVISION HOTEL |  | IAD0513 | IADL5513 |  | AUH | 24.5032 | 54.376525 | ETC | Hotel | IBS | Abu Dhabi | ABU DHABI_Al Zahiya (Tourist Club Extention) | 2500002 | 2CC | Yes | AUH_E2271T_11046_001001001 | in |  | On Air | On Air |  | Nokia | 3G+4G | NSN U900 F1 | NSN L18 F1/F2 (20+15M) |  | 2 |  |  | IIB
July 2021 update | DXN0361 | Dubai Metro Red Line_Expo Link R71 Station (Elevated) |  | DXN5361 | DXNL0361 | DXNNR0361 | DXB | 25.0353 | 55.145268 | du | Metro | IBS | Dubai South | Dubai_Discovery Gardens | 1059101 | 3CC | Yes | DXB_E3077X_10766_001001003 | in |  | On Air | On Air | On Air | Huawei | 3G+4G+5G | HW U900 F1 | HW L1.8 F1/F2 (20+15M) + L800 F1 (15M) | 1CC | 2/1 | 0/43 | N78 F1 | IIB
July 2021 update | DXN0362 | Dubai Metro Red Line_Expo Link R72 Station (Elevated) |  | DXN5362 | DXNL0362 | DXNNR0362 | DXB | 25.0304 | 55.152263 | du | Metro | IBS | Dubai South | Dubai_Discovery Gardens | 1059101 | 3CC | Yes | DXB_E3076E_11274_001001018 | in |  | On Air | On Air | On Air | Huawei | 3G+4G+5G | HW U900 F1 | HW L1.8 F1/F2 (20+15M) + L800 F1 (15M) | 1CC | 2/1 | 0/41 | N78 F1 | IIB
Sep 2020 add | IAD5693 | Al Ferdous Tower |  | IAD0693 | IADL5693 |  | AUH | 24.4973 | 54.371666 | ETC | Commercial | IBS | Abu Dhabi | ABU DHABI_Al Markaziyah | 2500200 | 2CC |  | AUH_E2271Y_11782_001022002 | in |  | On Air | On Air |  | Huawei/Nokia | 3G+4G | HW U900 F1 | NSN L18 F1/F2 (20+15M) |  | 1 |  |  | MW
Sep 2020 add | DXN5054J | ATOM Kuehne & Nagel LLC |  | DXN5054J | DXNL0054X |  | DXB | 24.9177 | 55.120983 | du | Commercial | ATOM | Dubai South | DUBAI_MADINAT AL MATAAR | 1052100 | 1CC |  | DXB_E3075H_10033_001002001 | in |  | On Air | On Air |  | Huawei | 3G+4G | HW U2.1 F2 | HW L1.8 F1 (20M) |  | 1 |  |  | IIB
Sep 2020 add | DXN0430 | Dubai Medical College for Girls |  | DXN5430 | DXNL0430 |  | DXB | 25.247 | 55.41723 | ETC | University/School | IBS | Dubai North | DUBAI_MUHAISNAH FIRST | 1026100 | 2CC |  | DXB_E3379R_11354_001001001 | in |  | On Air | On Air |  | Huawei | 3G+4G | HW U900 F1 | HW L1.8 F1/F2 (20+10M) |  | 2/2 |  |  | MW
July 2021 update | DXN0345 | Dubai Metro Red Line_Expo Link R70 Station (Elevated) |  | DXN5345 | DXNL0345 | DXNNR0345 | DXB | 25.0435 | 55.135021 | du | Metro | IBS | Dubai South | Dubai_Discovery Gardens | 1059101 | 3CC | Yes | DXB_E3077X_10765_001001016 | in |  | On Air | On Air | On Air | Huawei | 3G+4G+5G | HW U900 F1 | HW L1.8 F1/F2 (20+15M) + L800 F1 (15M) | 1CC | 2/1 | 0/34 | N78 F1 | IIB
Sep 2020 add | IDX5113 | Azizi Mina at Palm Jumeirah |  | IDX0113 | IDXL5113 |  | DXB | 25.127 | 55.153493 | du | Hotel | IBS | Dubai South | Dubai_Nakhlat Jumeira (The Palm Jumeirah) | 1038100 | 2CC |  | DXB_E3078Y_10153_001002002 | in |  | On Air | On Air |  | Huawei | 3G+4G | HW U900 F1 | HW L1.8 F1/F2 (20+10M) |  | 2/2 |  |  | IIB
Sep 2020 add | IAD5649 | HAMDAN MARKET (BenKaram Tower) |  | IAD0649 | IADL5649 |  | AUH | 24.4944 | 54.3706 | ETC | Commercial | IBS | Abu Dhabi | ABU DHABI_Al Markaziyah | 2500200 | 2CC |  | AUH_E2271Y_11646_001022009 | in |  | On Air | On Air |  | Nokia | 3G+4G | NSN U900 F1 | NSN L1800 F1 (20MHz) + L800 F1 (15Mhz) |  | 2 |  |  | MW
Sep 2020 add | IAD5624 | E1802C184 BURJEEL ACCOMMODATION |  | IAD0624 | IADL5624 |  | AUH | 24.4789 | 54.3719 | ETC | Residential | IBS | Abu Dhabi | ABU DHABI_Madinat Zayed(AD) | 2501200 | 2CC |  | AUH_E2270E_12651_001001001 | in |  | On Air | On Air |  | Nokia | 3G+4G | NSN U900 F1 | NSN L18 F1/F2 (20+15M) |  | 2 |  |  | MW
Sep 2020 add | DXN0023 | Ginco Contracting Building |  | DXN5023 | DXNL0023 | DXNNR0023 | DXB | 25.077 | 55.24751 | du | Residential | IBS | Dubai South | DUBAI_AL BARSHA SOUTH SECOND | 1067200 | 2CC |  | DXB_E3177O_10236_001018002 | in |  | On Air | On Air | On Air | Huawei | 3G+4G+5G | HW U900 F1 | HW L1.8 F1/F2 (20+10M) | 1CC | 2/2 | 2/0 | N41 | IIB
Sep 2020 add | DXN0274 | DEWA ACADEMY_AL HUDAIBA |  | DXN5274 | DXNL0274 |  | DXB | 25.2436 | 55.280514 | ETC | Government | IBS | Dubai North | Dubai_Al Hudaiba | 1032200 | 2CC |  | DXB_E3279P_12100_001001003 | in |  | On Air | On Air |  | Huawei | 3G+4G | HW U900 F1 | HW L1.8 F1/F2 (20+10M) |  | 1/1 |  |  | IIB
Sep 2020 add | AAN0098 | I_Shk_Ahmed_Zakher_Villa |  | AAN5098 | AANL0098 |  | AUH | 24.1185 | 55.654338 | ETC | Villa | IBS | Al Ain | ABU DHABI_ZAKHIR | 8002900 | 2CC |  | AAN_E3566E_10003_001001001 | in |  | On Air | On Air |  | Ericsson | 3G+4G | E/// U900 F1 | E/// L1.8 F1 (20M) + L800 F1 (15M) |  |  |  |  | IIB
Sep 2020 add | DXN0146 | Injazat - Al Jadaf |  | DXN5146 | DXNL0146 |  | DXB | 25.2193 | 55.330634 | du | Residential | IBS | Dubai North | DUBAI_AL JADAF | 1032600 | 2CC |  | DXB_E3279X_10659_001001010 | in |  | On Air | On Air |  | Huawei | 3G+4G | HW U900 F1 | HW L1.8 F1/F2 (20+10M) |  | 1/1 |  |  | IIB
Oct 2020 update | AJM0977 | Rumaila 1 |  | AJM5977 | AJML0977 | AJMNR0977 | NE | 25.4049 | 55.4359 | du | Residential | IBS | Ajman | AJMAN_RUMAILA 1 | 4000500 | 3CC |  | AJM_E3381X_12083_001001014 | in |  | On Air | On Air | On Air | Huawei | 3G+4G | HW U900 F1 | HW L1.8 F1/F2 (20+10M) + L800 F1 (15M) | 1CC | 12/6 | 6 | N41 | IIB
Sep 2020 add | IAD5687 | E19/02 C114 Mohmd Khory Bld |  | IAD0687 | IADL5687 |  | AUH | 24.4723 | 54.378129 | ETC | Commercial | IBS | Abu Dhabi | ABU DHABI_Al Nahyan | 2501000 | 2CC |  | AUH_E2270E_10128_001001003 | in |  | On Air | On Air |  | Nokia | 3G+4G | NSN U900 F1 | NSN L18 F1/F2 (20+15M) |  | 2 |  |  | IIB
Sep 2020 add | DXN0178 | Residential Building 12 Al Jadaf |  | DXN5178 | DXNL0178 |  | DXB | 25.2295 | 55.336727 | du | Residential | IBS | Dubai North | DUBAI_AL JADAF | 1032600 | 2CC |  | DXB_E3279X_10658_001004006 | in |  | On Air | On Air |  | Huawei | 3G+4G | HW U900 F1 | HW L1.8 F1/F2 (20+10M) |  | 1/1 |  |  | IIB
Sep 2020 add | IAD5702 | MARIAM LAFI BLDG E6_C55 |  | IAD0702 | IADL5702 |  | AUH | 24.4901 | 54.360366 | ETC | Residential | IBS | Abu Dhabi | ABU DHABI_Al Markaziyah | 2500200 | 3CC |  | AUH_E2271X_10569_001001001 | in |  | On Air | On Air |  | Nokia | 3G+4G | NSN U900 F1 | NSN L1800 F1/F2 (20+15M) + L800 F1 (15M) |  | 2 |  |  | MW
Oct 2020 update | IAD5712 | W2_C23 ARAB BANK |  | IAD0712 | IADL5712 |  | AUH | 24.4833 | 54.353434 | ETC | Residential | IBS | Abu Dhabi | ABU DHABI_Al Hosn | 2500300 | 2CC |  | AUH_E2271X_10307_001001001 | in |  | On Air | On Air |  | Nokia | 3G+4G | NSN U900 F1 | NSN L18 F1/F2 (20+15M) |  | 2 |  |  | IIB
Sep 2020 add | DXN0414 | Dubai Customs Hamriya Building |  | DXN5414 | DXNL0414 |  | DXB | 25.2954 | 55.33081 | ETC | Government | IBS | Dubai North | Dubai_AL HAMRIYA PORT (HAMRIYA PORT) | 1013100 | 2CC |  | DXB_E3279D_12826_001001001 | in |  | On Air | On Air |  | Huawei | 3G+4G | HW U900 F1 | HW L1.8 F1/F2 (20+10M) |  | 1/1 |  |  | MW
Oct 2020 update | AUH5462E | Abu Dhabi Theatre at Breakwater The Marina, Abu Dhabi |  | AUH5462E | AUHL0462V |  | AUH | 24.478 | 54.332557 | du | Resort/Theme Park/Museum | ATOM | Abu Dhabi | Abu Dhabi_Al Ras Al Akhdar | 2500500 | 1CC |  | AUH_E2270C_10874_001001001 | in |  | On Air | On Air |  | Nokia | 3G+4G | NSN U2.1 F1+F2 | NSN L18 F1 (20M) |  | 1 |  |  | MW
Oct 2020 update | IAD5512 | E40_C28 - Friends Tower |  | IAD0512 | IADL5512 |  | AUH | 24.4289 | 54.43656 | ETC | Residential | IBS | Abu Dhabi | ABU DHABI_Al Zahra | 2501800 | 3CC | Yes | AUH_E2370M_12394_001001001 | in |  | On Air | On Air |  | Nokia | 3G+4G | NSN U900 F1 | NSN L1800 F1/F2 (20+15M) + L800 F1 (15M) |  | 4 |  |  | MW
Sep 2020 add | DXN0992 | Expo HQ Office Extension |  | DXN5992 | DXNL0992 | DXNNR0992 | DXB | 24.9676 | 55.156957 | ETC | Commercial | IBS | Dubai South | Dubai_Madinat Al Mataar | 1052100 | 3CC | Yes | DXB_E3076T_10176_001001001 | in |  | On Air | On Air | On Air | Huawei | 3G+4G+5G | HW U900 F1 | HW L1.8 F1/F2 (20+15M) + L800 F1 (15M) | 1CC | 2/1 | 0/21 | N78 F1 | IIB
Sep 2020 add | IAD5692 | Emirates Post E18/03_P64A |  | IAD0692 | IADL5692 |  | AUH | 24.481 | 54.37963 | ETC | Government | IBS | Abu Dhabi | ABU DHABI_Madinat Zayed(AD) | 2501200 | 2CC |  | AUH_E2271Y_10229_001001003 | in |  | On Air | On Air |  | Nokia | 3G+4G | NSN U900 F1 | NSN L18 F1/F2 (20+15M) |  | 2 |  |  | IIB
Sep 2020 add | IAD5626 | EI_AO_G_3965_AMWAJ1ALRAHA |  | IAD0626 | IADL5626 |  | AUH | 24.4494 | 54.612106 | ETC | Residential | IBS | Abu Dhabi | ABU DHABI_SHATIE AL RAHA | 2042400 | 4CC |  | AUH_E2570G_10055_001001001 | in |  | On Air | On Air |  | Nokia | 3G+4G | NSN U900 F1 | NSN L18 F1/F2 (20+15M) + L800 F1 (15M) + L21 F1 (15M) |  | 8 |  |  | MW
Sep 2020 add | DXN0579 | Garhoud Tower-1 |  | DXN5579 | DXNL0579 |  | DXB | 25.2507 | 55.344039 | ETC | Residential | IBS | Dubai North | DUBAI_AL GARHOUD | 1021400 | 3CC |  | DXB_E3279T_10307_001001001 | in |  | On Air | On Air |  | Huawei | 3G+4G | HW U900 F1 | HW L1.8 F1/F2 (20+10M) + L800 F1 (15M) |  | 4/2 |  |  | MW
Sep 2020 add | IAD5394 | E16/01 C19 LIWA EXECSUITES |  | IAD0394 | IADL5394 |  | AUH | 24.493 | 54.382047 | ETC | Hotel | IBS | Abu Dhabi | ABU DHABI_Tourist Club Area | 2500100 | 2CC |  | AUH_E2271Y_11239_001002001 | in |  | On Air | On Air |  | Nokia | 3G+4G | NSN U900 F1 | NSN L18 F1/F2 (20+15M) |  | 2 |  |  | IIB
Sep 2020 add | IAD5306 | S2E601-C14-Mixed used building for al hashim contracting |  | IAD0306 | IADL5306 |  | AUH | 24.4046 | 54.5968 | du | Mixed Use | IBS | Abu Dhabi | ABU DHABI_KHALIFA CITY | 2042600 | 2CC |  | AUH_E2570U_10267_001001001 | in |  | On Air | On Air |  | Nokia | 3G+4G | NSN U900 F1 | NSN L18 F1/F2 (20+15M) |  | 2 |  |  | IIB
Sep 2020 add | IAD5587 | Raha Theater |  | IAD0587 | IADL5587 |  | AUH | 24.4295 | 54.537165 | ETC | Commercial | IBS | Abu Dhabi | ABU DHABI_SHATIE AL RAHA | 2042400 | 2CC |  | AUH_E2470M_10001_001001001 | in |  | On Air | On Air |  | Nokia | 3G+4G | NSN U900 F1 | NSN L18 F1/F2 (20+15M) |  | 2 |  |  | MW
Sep 2020 add | IAD5551 | E13-C48 AL QUBAISI BUILDING |  | IAD0551 | IADL5551 |  | AUH | 24.4994 | 54.375739 | ETC | Residential | IBS | Abu Dhabi | ABU DHABI_Tourist Club Area | 2500100 | 2CC |  | AUH_E2271T_10765_001001001 | in |  | On Air | On Air |  | Nokia | 3G+4G | NSN U900 F1 | NSN L18 F1/F2 (20+15M) |  | 2 |  |  | MW
Sep 2020 add | IAD5637 | W2_C18 Falcon Tower |  | IAD0637 | IADL5637 |  | AUH | 24.4843 | 54.3547769 | ETC | Mixed Use | IBS | Abu Dhabi | ABU DHABI_Al Hosn | 2500300 | 2CC |  | AUH_E2271X_10194_001001001 | in |  | On Air | On Air |  | Nokia | 3G+4G | NSN U900 F1 | NSN L18 F1/F2 (20+15M) |  | 2 |  |  | IIB
Oct 2020 update | IAD5666 | E6 C2 NAEEM TOWER |  | IAD0666 | IADL5666 |  | AUH | 24.4898 | 54.358705 | ETC | Residential | IBS | Abu Dhabi | ABU DHABI_Al Markaziyah | 2500200 | 2CC |  | AUH_E2271X_10512_001024002 | in |  | On Air | On Air |  | Nokia | 3G+4G | NSN U900 F1 | NSN L18 F1/F2 (20+15M) |  | 2 |  |  | IIB
Oct 2020 update | IAD5676 | Amaya Tower C13/14 (S2_C8/9) |  | IAD0676 | IADL5676 |  | AUH | 24.5107 | 54.405842 | ETC | Residential | IBS | Abu Dhabi | Abu Dhabi_Al Reem Island | 2045700 | 4CC |  | AUH_E2371Q_10020_001001001 | in |  | On Air | On Air |  | Nokia | 3G+4G | NSN U900 F1 | NSN L18 F1/F2 (20+15M) + L800 F1 (15M) + L21 F1 (15M) |  | 6 |  |  | MW
Oct 2020 update | DXN0221 | Ibis Al Rigga |  | DXN5221 | DXNL0221 |  | DXB | 25.2652 | 55.321178 | ETC | Hotel | IBS | Dubai North | DUBAI_AL MURAQQABAT | 1012400 | 3CC |  | DXB_E3279M_11345_001001002 | in |  | On Air | On Air |  | Huawei | 3G+4G | HW U900 F1 | HW L1.8 F1/F2 (20+10M) + L800 F1 (15M) |  | 2/1 |  |  | IIB
Oct 2020 update | DXN0475 | Sheikh Marwan Tower SZR |  | DXN5475 | DXNL0475 |  | DXB | 25.2124 | 55.274914 | ETC | Residential | IBS | Dubai North | DUBAI_TRADE CENTER FIRST | 1033500 | 2CC |  | DXB_E3278A_10529_001021002 | in |  | On Air | On Air |  | Huawei | 3G+4G | HW U900 F1 | HW L1.8 F1/F2 (20+10M) |  | 1/1 |  |  | MW
Oct 2020 add | IDX5464 | Arabian Ranches Souk |  | IDX0464 | IDXL5464 |  | DXB | 25.0293 | 55.2705 | du | Mall | IBS | Dubai South | DUBAI_WADI AL SAFA 7 (DUBAI LAND) | 1066500 | 2CC |  | DXB_E3276A_10792_001001028 | in |  | On Air | On Air |  | Huawei | 3G+4G | HW U2.1 F2 / U900 F1 | HW L1.8 F1 (20M) + L800 F1 (15M) |  | 2/2 |  |  | IIB
Oct 2020 add | DXN0287 | Sandoval Garden Apartments |  | DXN5287 | DXNL0287 |  | DXB | 25.0495 | 55.199422 | ETC | Residential | IBS | Dubai South | DUBAI_AL BARSHA SOUTH FOURTH (JUMEIRAH VILLAGE SOUTH) | 1068100 | 2CC |  | DXB_E3177V_10900_001006001 | in |  | On Air | On Air |  | Huawei | 3G+4G | HW U900 F1 | HW L1.8 F1/F2 (20+10M) |  | 2/2 |  |  | IIB
Oct 2020 add | DXN0543 | Atrium Gold Tower DSO |  | DXN5543 | DXNL0543 |  | DXB | 25.1106 | 55.384257 | ETC | Residential | IBS | Dubai North | DUBAI_NADD HESSA (DUBAI SILICON OASIS) | 1062600 | 2CC |  | DXB_E3377B_10055_001006001 | in |  | On Air | On Air |  | Huawei | 3G+4G | HW U900 F1 | HW L1.8 F1/F2 (20+10M) |  | 4/4 |  |  | IIB
Oct 2020 add | DXN0020 | Majestic Tower at Business Bay |  | DXN5020 | DXNL0020 |  | DXB | 25.1842 | 55.281273 | ETC | Mixed Use | IBS | Dubai North | Dubai_Burj Khalifa (Business Bay) | 1034500 | 2CC |  | DXB_E3278F_10622_001009012 | in |  | On Air | On Air |  | Huawei | 3G+4G | HW U900 F1 | HW L1.8 F1/F2 (20+10M) |  | 2/2 |  |  | IIB
Oct 2020 add | DXN0575 | Garhoud Tower-2 & 3 |  | DXN5575 | DXNL0575 |  | DXB | 25.2494 | 55.343247 | ETC | Residential | IBS | Dubai North | DUBAI_AL GARHOUD | 1021400 | 2CC |  | DXB_E3279T_11676_001001001 | in |  | On Air | On Air |  | Huawei | 3G+4G | HW U900 F1 | HW L1.8 F1/F2 (20+10M) |  | 3/3 |  |  | MW
Oct 2020 add | DXN0619 | Le Presidium Tower_DSO |  | DXN5619 | DXNL0619 |  | DXB | 25.1119 | 55.376883 | ETC | Residential | IBS | Dubai North | DUBAI_NADD HESSA (DUBAI SILICON OASIS) | 1062600 | 2CC |  | DXB_E3377A_10261_001001002 / DXB_E3377A_10262_001001002 | in |  | On Air | On Air |  | Huawei | 3G+4G | HW U900 F1 | HW L1.8 F1/F2 (20+10M) |  | 2/2 |  |  | MW
Oct 2020 add | IAD5679 | Khalidiya Tower W10 C34 C37 |  | IAD0679 | IADL5679 |  | AUH | 24.4709 | 54.341826 | ETC | Mixed Use | IBS | Abu Dhabi | ABU DHABI_Al Khalidiya | 2501300 | 4CC |  | AUH_E2270C_10696_001001001 | in |  | On Air | On Air |  | Nokia | 3G+4G | NSN U900 F1 | NSN L18 F1/F2 (20+15M) + L800 F1 (15M) + L21 F1 (15M) |  | 4 |  |  | MW
Oct 2020 add | DXN0205 | Marina Terrace_Dubai Marina |  | DXN5205 | DXNL0205 |  | DXB | 25.0844 | 55.144867 | ETC | Residential | IBS | Dubai South | Dubai_Marsa Dubai | 1039200 | 1CC |  | DXB_E3077N_10208_001028007 | in |  | On Air | On Air |  | Huawei | 3G+4G | HW U900 F1 | HW L1.8 F1 (20M) |  | 3/3 |  |  | IIB
Nov 2020 update | SHJ0770 | Tiger 60/3 |  | SHJ5770 | SHJL0770 |  | NE | 25.3059 | 55.36746 | ETC | Residential | IBS | Sharjah | SHARJAH_AL MAMZAR | 3010400 | 2CC |  | SHJ_E3379A_10237_001003007 | in |  | On Air | On Air |  | Huawei | 3G+4G | HW U900 F1 | HW L1.8 F1/F2 (20+10M) |  | 3/3 |  |  | IIB
Jan 2022 update | AAN0089 | Medeor Hospital_AUH |  | AAN5089 | AANL0089 |  | AUH | 24.2065 | 55.662457 | ETC | Hospital | IBS | Al Ain | ABU DHABI_ASHAREJ | 8001300 | 2CC |  | AAN_E3567J_10004_001001002 | in |  | On Air | On Air |  | Ericsson | 3G+4G | E/// U900 F1 | E/// L1.8 F1 (20M) + L800 F1 (15M) |  |  |  |  | IIB
Nov 2020 update | IDX5452 | Premier Inn Dragon City Hotel |  | IDX0452 | IDXL5452 |  | DXB | 25.1749 | 55.416726 | du | Hotel | IBS | Dubai North | Dubai_Warsan First | 1062100 | 2CC |  | DXB_E3378M_11131_001011002 | in |  | On Air | On Air |  | Huawei | 3G+4G | HW U900 F1 | HW L1.8 F1/F2 (20+10M) |  | 1/1 |  |  | IIB
Oct 2020 add | DXN0541 | Marina Diamond 1 Dubai Marina |  | DXN5541 | DXNL0541 |  | DXB | 25.0798 | 55.144792 | du | Residential | IBS | Dubai South | Dubai_Marsa Dubai | 1039200 | 2CC |  | AAN_E3666G_10004_001001006 | in |  | On Air | On Air |  | Huawei | 3G+4G | HW U900 F1 | HW L1.8 F1/F2 (20+10M) |  | 1/1 |  |  | IIB
Oct 2020 add | DXN0227 | GERMAN SUPREME TOWER |  | DXN5227 | DXNL0227 |  | DXB | 25.0651 | 55.20936 | du | Residential | IBS | Dubai South | DUBAI_AL BARSHA SOUTH FOURTH (JUMEIRAH VILLAGE SOUTH) | 1068100 | 3CC |  | DXB_E3177R_11381_001002004 | in |  | On Air | On Air |  | Huawei | 3G+4G | HW U900 F1 | HW L1.8 F1/F2 (20+10M) + L800 F1 (15M) |  | 2/1 |  |  | IIB
Oct 2020 add | IAD5299 | Royal Rose Hotel AUH |  | IAD0299 | IADL5299 |  | AUH | 24.4934 | 54.372935 | ETC | Hotel | IBS | Abu Dhabi | Abu Dhabi_Al Markaziyah | 2500200 | 2CC |  | AUH_E2271Y_11667_001003001 | in |  | On Air | On Air |  | Nokia | 3G+4G | NSN U900 F1 | NSN L18 F1/F2 (20+15M) |  | 8 |  |  | MW
Oct 2020 add | DXN0891 | Al Waleed building, B2+G+18+R |  | DXN5891 | DXNL0891 |  | DXB | 25.2871 | 55.364738 | du | Hotel | IBS | Dubai North | DUBAI_AL NAHDA FIRST | 1023100 | 3CC |  | DXB_E3379F_10897_001002001 | in |  | On Air | On Air |  | Huawei | 3G+4G | HW U900 F1 | HW L1.8 F1/F2 (20+10M) + L800 F1 (15M) |  | 4/2 |  |  | IIB
Nov 2020 update | SHJ0769 | Tiger 59/5 |  | SHJ5769 | SHJL0769 |  | NE | 25.3058 | 55.367204 | ETC | Residential | IBS | Sharjah | SHARJAH_AL MAMZAR | 3010400 | 2CC |  | SHJ_E3379A_10260_001002002 | in |  | On Air | On Air |  | Huawei | 3G+4G | HW U900 F1 | HW L1.8 F1/F2 (20+10M) |  | 3/3 |  |  | IIB
Nov 2020 update | DXN0358 | Al Manal Residences 1 JVC |  | DXN5358 | DXNL0358 |  | DXB | 25.0517 | 55.208524 | du | Residential | IBS | Dubai South | Dubai_Al Barsha South Fourth (Jumeirah Village South) | 1068100 | 2CC |  | DXB_E3177W_11211_001006001 | in |  | On Air | On Air |  | Huawei | 3G+4G | HW U900 F1 | HW L1.8 F1/F2 (20+10M) |  | 1/1 |  |  | IIB
Oct 2020 add | IDX5745 | RP Heights at BB |  | IDX0745 | IDXL5745 |  | DXB | 25.1947 | 55.284313 | du | Residential | IBS | Dubai North | Dubai_Burj Khalifa (Business Bay) | 1034500 | 2CC |  | DXB_E3278G_10238_001001002 | in |  | On Air | On Air |  | Huawei | 3G+4G | HW U900 F1 | HW L1.8 F1/F2 (20+10M) |  | 4/4 |  |  | IIB
Oct 2020 add | IAD5136 | Abu Dhabi New Trade Center (ADTC_C104 Towers) |  | IAD0136 | IADL5136 |  | AUH | 24.4941 | 54.38515 | ETC | Residential | IBS | Abu Dhabi | ABU DHABI_Tourist Club Area | 2500100 | 2CC |  | AUH_E2271Y_11963_001002001 | in |  | On Air | On Air |  | Huawei/Nokia | 3G+4G | HW U2.1 F1 | NSN L18 F1/F2 (20+15M) |  | 5 |  |  | IIB
Oct 2020 add | SHJ0259 | Bukhatir Group Corporate HQ |  | SHJ5259 | SHJL0259 |  | NE | 25.3034 | 55.366987 | ETC | Commercial | IBS | Sharjah | Sharjah_Al Mamzar | 3010400 | 2CC |  | SHJ_E3379A_10251_001002001 | in |  | On Air | On Air |  | Huawei | 3G+4G | HW U900 F1 | HW L1.8 F1/F2 (20+10M) |  | 2/2 |  |  | IIB
Oct 2020 add | DXN0172 | Al Fattan Sky Towers |  | DXN5172 | DXNL0172 |  | DXB | 25.2301 | 55.354896 | ETC | Residential | IBS | Dubai North | Dubai_UMM RAMOOL | 1021500 | 2CC |  | DXB_E3279Y_10346_001001001 | in |  | On Air | On Air |  | Huawei | 3G+4G | HW U900 F1 | HW L1.8 F1/F2 (20+10M) |  | 3/3 |  |  | MW
Oct 2020 add | IAD5664 | Three Sails Tower |  | IAD0664 | IADL5664 |  | AUH | 24.4716 | 54.34035 | ETC | Mixed Use | IBS | Abu Dhabi | ABU DHABI_Al Khalidiya | 2501300 | 2CC |  | AUH_E2270C_10668_001025003 | in |  | On Air | On Air |  | Nokia | 3G+4G | NSN U900 F1 | NSN L18 F1/F2 (20+15M) |  | 4 |  |  | IIB
Oct 2020 add | IDX5426 | CANAL RESIDENCE WEST PHASE 2 |  | IDX0426 | IDXL5426 |  | DXB | 25.0355 | 55.223385 | du | Residential | IBS | Dubai South | DUBAI_AL HEBIAH FOURTH (DUBAI SPORTS CITY) | 1068200 | 3CC |  | DXB_E3177W_10035_001016002 | in |  | On Air | On Air |  | Huawei | 3G+4G | HW U900 F1 | HW L1.8 F1/F2 (20+10M) + L800 F1 (15M) |  | 8/4 |  |  | IIB
Oct 2020 add | DXN0192 | East 40 Tower Al Furjan |  | DXN5192 | DXNL0192 |  | DXB | 25.0209 | 55.140182 | du | Commercial & Residential | IBS | Dubai South | DUBAI_JABAL ALI Gardens | 1059102 | 2CC |  | DXB_E3076D_10899_001016001 | in |  | On Air | On Air |  | Huawei | 3G+4G | HW U900 F1 | HW L1.8 F1/F2 (20+10M) |  | 1/1 |  |  | IIB
Nov 2020 update | DXN0289 | Deira Water Front Building 2 |  | DXN5289 | DXNL0289 |  | DXB | 25.2771 | 55.303297 | ETC | Residential | IBS | Dubai North | DUBAI_AL CORNICHE | 1011100 | 2CC |  | DXB_E3279H_13329_001001001 / DXB_E3279H_13329_001002001 | in |  | On Air | On Air |  | Huawei | 3G+4G | HW U900 F1 | HW L1.8 F1/F2 (20+10M) |  | 2/2 |  |  | MW
Oct 2020 add | DXN0807 | 9W Building_DAFZA Office Complex |  | DXN5807 | DXNL0807 |  | DXB | 25.2632 | 55.370867 | du | Commercial | IBS | Dubai North | DUBAI_DUBAI INTL AIRPORT (DUBAI INTERNATIONAL AIRPORT) | 1022100 | 2CC |  | DXB_E3379K_11775_001002002 / DXB_E3379K_11775_001013002 | in |  | On Air | On Air |  | Huawei | 3G+4G | HW U900 F1 | HW L1.8 F1/F2 (20+10M) |  | 3/3 |  |  | IIB
Oct 2020 add | SHJ0667 | Al Khayal Plaza |  | SHJ5667 | SHJL0667 |  | NE | 25.3064 | 55.368041 | ETC | Residential | IBS | Sharjah | SHARJAH_AL MAMZAR | 3010400 | 2CC |  | SHJ_E3379A_10263_001001002 | in |  | On Air | On Air |  | Huawei | 3G+4G | HW U900 F1 | HW L1.8 F1/F2 (20+10M) |  | 2/2 |  |  | IIB
Nov 2020 update | DXN0338 | BMW Showroom |  | DXN5338 | DXNL0338 |  | DXB | 25.0462 | 55.23463 | du | Commercial | IBS | Dubai South | DUBAI_AL HEBIAH FIRST (DUBAI AUTODROME) | 1067400 | 2CC |  | DXB_E3177X_10686_001002002 | in |  | On Air | On Air |  | Huawei | 3G+4G | HW U900 F1 | HW L1.8 F1/F2 (20+10M) |  | 1/1 |  |  | IIB
Nov 2020 update | UAQ0709 | Shk. Khalifa Marine Research_UAQ |  | UAQ5709 | UAQL0709 |  | NE | 25.601 | 55.5785468 | ETC | Government | IBS | Umm al Quwain | UMM AL QUWAIN_UAQ Old Town | 5000201 | 2CC |  | UAQ_E3583Q_10001_001001001 | in |  | On Air | On Air |  | Huawei | 3G+4G | HW U900 F1 | HW L1.8 F1/F2 (20+10M) |  | 1/1 |  |  | MW
Oct 2020 add | IAD5610 | E1801C90 MAROUJ HOTEL |  | IAD0610 | IADL5610 |  | AUH | 24.4786 | 54.371168 | ETC | Hotel | IBS | Abu Dhabi | ABU DHABI_Madinat Zayed(AD) | 2501200 | 2CC |  | AUH_E2270E_10360_001001001 | in |  | On Air | On Air |  | Huawei/Nokia | 3G+4G | HW U900 F1 | NSN L18 F1/F2 (20+15M) |  | 1 |  |  | MW
Nov 2020 update | AJM0993 | Expo Tower |  | AJM5993 | AJML0993 |  | NE | 25.389 | 55.470913 | du | Residential | IBS | Ajman | AJMAN_AJMAN INDUSTRIAL 2 | 4003900 | 2CC |  | AJM_E3480A_12291_001001002 | in |  | On Air | On Air |  | Huawei | 3G+4G | HW U900 F1 | HW L1.8 F1/F2 (20+10M) |  | 2/2 |  |  | IIB
Oct 2020 add | DXN0609 | Expo - Village Buildings 8 & 9_Site 1 (A3&A4) |  | DXN5609 | DXNL0609 |  | DXB | 24.962 | 55.154157 | ETC | Residential | IBS | Dubai South | Dubai_Madinat Al Mataar | 1052100 | 3CC |  | DXB_E3076S_10030_001016001 | in |  | On Air | On Air |  | Huawei | 3G+4G | HW U900 F1 | HW L1.8 F1/F2 (20+15M) + L800 F1 (15M) |  | 12/6 |  |  | IIB
Oct 2020 add | IAD5549 | E402C211 BIN WANEES TOWER |  | IAD0549 | IADL5549 |  | AUH | 24.4875 | 54.3718 | ETC | Commercial | IBS | Abu Dhabi | ABU DHABI_Madinat Zayed(AD) | 2501200 | 2CC |  | AUH_E2271Y_10852_001002001 | in |  | On Air | On Air |  | Nokia | 3G+4G | NSN U900 F1 | NSN L18 F1/F2 (20+15M) |  | 2 |  |  | IIB
Oct 2020 add | DXN0260 | Hotel Apartment Building JVC17TCP020C |  | DXN5260 | DXNL0260 |  | DXB | 25.0602 | 55.216672 | du | Hotel | IBS | Dubai South | DUBAI_AL BARSHA SOUTH FOURTH (JUMEIRAH VILLAGE SOUTH) | 1068100 | 2CC |  | DXB_E3177R_11042_001020002 | in |  | On Air | On Air |  | Huawei | 3G+4G | HW U900 F1 | HW L1.8 F1/F2 (20+10M) |  | 1/1 |  |  | IIB
Oct 2020 add | DXN0727 | Expo - CoEx Building_Site 7 (Hall K & L) |  | DXN5727 | DXNL0727 | DXNNR0727 | DXB | 24.9636 | 55.147962 | ETC | Exhibition / Theater | IBS | Dubai South | Dubai_Madinat Al Mataar | 1052100 | 3CC | Yes | DXB_E3076T_10157_001001002 | in |  | On Air | On Air | On Air | Huawei | 3G+4G+5G | HW U900 F1 | HW L1.8 F1/F2 (20+15M) + L800 F1 (15M) | 1CC | 4/2 | 0/27 | N78 F1 | IIB
Oct 2020 add | SHJ0771 | LULU Hyper Market MAYSALOON |  | SHJ5771 | SHJL0771 |  | NE | 25.3595 | 55.405557 | ETC | Mall | IBS | Sharjah | SHARJAH_MAYSALOON | 3005600 | 2CC |  | SHJ_E3380M_10053_001001007 | in |  | On Air | On Air |  | Huawei | 3G+4G | HW U900 F1 | HW L1.8 F1/F2 (20+10M) |  | 1/1 |  |  | IIB
Oct 2020 add | DXN0610 | Expo - Village Buildings 8 & 9_Site 2 (B2,B3&C3) |  | DXN5610 | DXNL0610 |  | DXB | 24.9644 | 55.142475 | ETC | Residential | IBS | Dubai South | Dubai_Madinat Al Mataar | 1052100 | 3CC |  | DXB_E3076S_10043_001012001 | in |  | On Air | On Air |  | Huawei | 3G+4G | HW U900 F1 | HW L1.8 F1/F2 (20+15M) + L800 F1 (15M) |  | 10/5 |  |  | IIB
Oct 2020 add | DXN0209 | Grace Residency Al Furjan |  | DXN5209 | DXNL0209 |  | DXB | 25.025 | 55.158676 | du | Commercial & Residential | IBS | Dubai South | DUBAI_Discovery Gardens | 1059101 | 2CC |  | DXB_E3076E_11277_001012002 | in |  | On Air | On Air |  | Huawei | 3G+4G | HW U900 F1 | HW L1.8 F1/F2 (20+10M) |  | 1/1 |  |  | IIB
Oct 2020 add | DXN0034 | NAIA Residences By Damac |  | DXN5034 | DXNL0034 | DXNNR0034 | DXB | 24.9479 | 55.203086 | ETC | Hotel | IBS | Dubai South | Dubai_Madinat Al Mataar | 1052100 | 3CC |  | DXB_E3176V_10009_001009001 | in |  | On Air | On Air | On Air | Huawei | 3G+4G | HW U900 F1 | HW L1.8 F1/F2 (20+10M) + L800 F1 (15M) | 1CC | 10/5 | 3 | N41 | IIB
Oct 2020 add | IAD5236 | Ahmed Mohsen Mohamed Mahfouz Building |  | IAD0236 | IADL5236 |  | AUH | 24.4441 | 54.588274 | du | Residential | IBS | Abu Dhabi | Abu Dhabi_Shatie Al Raha | 2042400 | 2CC |  | AUH_E2570K_10074_001002002 | in |  | On Air | On Air |  | Nokia | 3G+4G | NSN U900 F1 | NSN L18 F1/F2 (20+15M) |  | 2 |  |  | MW
Oct 2020 add | SHJ0681 | Sharjah Holy Quran Complex |  | SHJ5681 | SHJL0681 |  | NE | 25.303 | 55.460244 | ETC | Mosque | IBS | Sharjah | SHARJAH_MUWAILEH COMMERCIAL | 3009900 | 2CC |  | SHJ_E3479A_10007_001001001 | in |  | On Air | On Air |  | Huawei | 3G+4G | HW U900 F1 | HW L1.8 F1/F2 (20+10M) |  | 1/1 |  |  | IIB
Oct 2020 add | DXN0232 | Deira Water Front Building A,B,C & D |  | DXN5232 | DXNL0232 |  | DXB | 25.2772 | 55.3011 | ETC | Mixed Use | IBS | Dubai North | DUBAI_AL CORNICHE | 1011100 | 2CC |  | DXB_E3279G_10693_001001001 | in |  | On Air | On Air |  | Huawei | 3G+4G | HW U900 F1 | HW L1.8 F1/F2 (20+10M) |  | 8/8 |  |  | MW
Oct 2020 add | DXN0724 | Expo - CoEx Building_Site 4 (Hall A) |  | DXN5724 | DXNL0724 |  | DXB | 24.9622 | 55.146378 | ETC | Exhibition / Theater | IBS | Dubai South | Dubai_Madinat Al Mataar | 1052100 | 3CC | Yes | DXB_E3076X_10020_001001004 | in |  | On Air | On Air |  | Huawei | 3G+4G | HW U900 F1 | HW L1.8 F1/F2 (20+15M) + L800 F1 (15M) |  | 4/2 |  |  | IIB
Oct 2020 add | DXN0723 | Expo - CoEx Building_Site 3 (Hall D & E) |  | DXN5723 | DXNL0723 |  | DXB | 24.9615 | 55.146348 | ETC | Exhibition / Theater | IBS | Dubai South | Dubai_Madinat Al Mataar | 1052100 | 3CC | Yes | DXB_E3076X_10020_001003007 | in |  | On Air | On Air |  | Huawei | 3G+4G | HW U900 F1 | HW L1.8 F1/F2 (20+15M) + L800 F1 (15M) |  | 4/2 |  |  | IIB
Jan 2022 update | AAN0091 | Sheikha Bint Suroor School |  | AAN5091 | AANL0091 |  | AUH | 24.1948 | 55.5316 | ETC | University/School | IBS | Al Ain | ABU DHABI_AL YAHAR | 8006500 | 2CC | Yes | AAN_E3467H_10004_001001001 | in |  | On Air | On Air |  | Ericsson | 3G+4G | E/// U900 F1 | E/// L1.8 F1 (20M) + L800 F1 (15M) |  |  |  |  | IIB
Oct 2020 add | DXN0722 | Expo - CoEx Building_Site 2 (Hall F & G) |  | DXN5722 | DXNL0722 | DXNNR0722 | DXB | 24.9611 | 55.146105 | ETC | Exhibition / Theater | IBS | Dubai South | Dubai_Madinat Al Mataar | 1052100 | 3CC | Yes | DXB_E3076X_10020_001001003 | in |  | On Air | On Air | On Air | Huawei | 3G+4G+5G | HW U900 F1 | HW L1.8 F1/F2 (20+15M) + L800 F1 (15M) | 1CC | 4/2 | 0/32 | N78 F1 | IIB
Oct 2020 add | DXN0721 | Expo - CoEx Building_Site 1 (Hall H & I) |  | DXN5721 | DXNL0721 |  | DXB | 24.9607 | 55.145807 | ETC | Exhibition / Theater | IBS | Dubai South | Dubai_Madinat Al Mataar | 1052100 | 3CC | Yes | DXB_E3076X_10020_001003006 | in |  | On Air | On Air |  | Huawei | 3G+4G | HW U900 F1 | HW L1.8 F1/F2 (20+15M) + L800 F1 (15M) |  | 4/2 |  |  | IIB
Oct 2020 add | DXN0093 | AVALON TOWER - 3 STAR HOTEL- JVC |  | DXN5093 | DXNL0093 |  | DXB | 25.0538 | 55.21071 | du | Hotel | IBS | Dubai South | DUBAI_AL BARSHA SOUTH FOURTH (JUMEIRAH VILLAGE SOUTH) | 1068100 | 2CC |  | DXB_E3177R_11407_001013002 | in |  | On Air | On Air |  | Huawei | 3G+4G | HW U900 F1 | HW L1.8 F1/F2 (20+10M) |  | 1/1 |  |  | IIB
Oct 2020 add | IAD5445 | Saeed Salim AlMansori Bldg |  | IAD0445 | IADL5445 |  | AUH | 24.484 | 54.376111 | ETC | Mixed Use | IBS | Abu Dhabi | ABU DHABI_Madinat Zayed(AD) | 2501200 | 2CC |  | AUH_E2270C_11013_001021002 | in |  | On Air | On Air |  | Nokia | 3G+4G | NSN U900 F1 | NSN L18 F1/F2 (20+15M) |  | 2 |  |  | MW
Oct 2020 add | IDX0948B | ATOM Bollywood Admin Building |  | IDX0948B | IDXL5948II |  | DXB | 24.9242 | 55.01035 | du | Commercial | ATOM | Dubai South | Dubai_SAIH SHUAIB 1 | 1051300 | 1CC |  | DXB_E2975H_10005_001001002 | in |  | On Air | On Air |  | Huawei | 3G+4G | HW U2.1 F2 | HW L1.8 F1 (20M) |  | 1 |  |  | IIB
Nov 2020 update | DXN0725 | Expo - CoEx Building_Site 5 (Hall J) |  | DXN5725 | DXNL0725 | DXNNR0725 | DXB | 24.9639 | 55.147465 | ETC | Exhibition / Theater | IBS | Dubai South | Dubai_Madinat Al Mataar | 1052100 | 3CC | Yes | DXB_E3076X_10020_001001005 | in |  | On Air | On Air | On Air | Huawei | 3G+4G+5G | HW U900 F1 | HW L1.8 F1/F2 (20+15M) + L800 F1 (15M) | 1CC | 4/2 | 0/20 | N78 F1 | IIB
Oct 2020 add | DXN0726 | Expo - CoEx Building_Site 6 (Hall M & N) |  | DXN5726 | DXNL0726 | DXNNR0726 | DXB | 24.9644 | 55.148228 | ETC | Exhibition / Theater | IBS | Dubai South | Dubai_Madinat Al Mataar | 1052100 | 3CC | Yes | DXB_E3076T_10157_001003001 | in |  | On Air | On Air | On Air | Huawei | 3G+4G+5G | HW U900 F1 | HW L1.8 F1/F2 (20+15M) + L800 F1 (15M) | 1CC | 4/2 | 0/18 | N78 F1 | IIB
Oct 2020 add | DXN0728 | Expo - CoEx Building_Site 8 (Hall B & C) |  | DXN5728 | DXNL0728 | DXNNR0728 | DXB | 24.9619 | 55.146905 | ETC | Exhibition / Theater | IBS | Dubai South | Dubai_Madinat Al Mataar | 1052100 | 3CC | Yes | DXB_E3076X_10020_001001006 | in |  | On Air | On Air | On Air | Huawei | 3G+4G+5G | HW U900 F1 | HW L1.8 F1/F2 (20+15M) + L800 F1 (15M) | 1CC | 4/2 | 0/30 | N78 F1 | IIB
Oct 2020 add | DXN0594 | Expo - Sustainability Pavilion |  | DXN5594 | DXNL0594 | DXNNR0594 | DXB | 24.9587 | 55.154434 | ETC | Exhibition / Theater | IBS | Dubai South | Dubai_Madinat Al Mataar | 1052100 | 3CC | Yes | DXB_E3076Y_10049_001002004 / DXB_E3076Y_10049_001006001 | in |  | On Air | On Air | On Air | Huawei | 3G+4G+5G | HW U900 F1 | HW L1.8 F1/F2 (20+15M) + L800 F1 (15M) | 1CC | 4/2 | 0/56 | N78 F1 | IIB
Nov 2020 update | DXN0335 | Marriott Executive Apartments_Dubai Creek |  | DXN5335 | DXNL0335 |  | DXB | 25.2582 | 55.323666 | ETC | Hotel | IBS | Dubai North | Dubai_RIGGAT AL BUTEEN | 1012500 | 2CC |  | DXB_E3279N_10854_001001001 / DXB_E3279N_10560_001001001 | in |  | On Air | On Air |  | Huawei | 3G+4G | HW U900 F1 | HW L1.8 F1/F2 (20+10M) |  | 2/2 |  |  | IIB
Feb 2021 update | IAD5579 | W1301C17 JASMINE Tower(ADVANCECARE PHARMACY) |  | IAD0579 | IADL5579 |  | AUH | 24.4711 | 54.369 | ETC | Residential | IBS | Abu Dhabi | ABU DHABI_Al Karamah | 2501400 | 3CC |  | AUH_E2270E_12867_001001001 | in |  | On Air | On Air |  | Nokia | 3G+4G | NSN U900 F1 | NSN L1800 F1/F2 (20+15M) + L800 F1 (15M) |  | 2 |  |  | IIB
Jan 2021 update | IAD5270 | Crescent Residence Al Raha |  | IAD0270 | IADL5270 |  | AUH | 24.4487 | 54.59514 | du | Residential | IBS | Abu Dhabi | ABU DHABI_SHATIE AL RAHA | 2042400 | 2CC |  | AUH_E2570K_10070_001002002 | in |  | On Air | On Air |  | Nokia | 3G+4G | NSN U900 F1 | NSN L18 F1/F2 (20+15M) |  | 4 |  |  | MW
Jan 2021 update | IAD5669 | AUH Co-operative Society Al Bateen |  | IAD0669 | IADL5669 |  | AUH | 24.4619 | 54.359922 | ETC | Commercial | IBS | Abu Dhabi | ABU DHABI_Al Rowdah | 2500800 | 2CC |  | AUH_E2270I_11877_001002001 | in |  | On Air | On Air |  | Nokia | 3G+4G | NSN U900 F1 | NSN L18 F1/F2 (20+15M) |  | 2 |  |  | IIB
Jan 2021 update | IAD5749 | Khalifa Mall @Khalifa City |  | IAD0749 | IADL5749 | IADNR5749 | AUH | 24.4102 | 54.565139 | ETC | Mall | IBS | Abu Dhabi | ABU DHABI_KHALIFA CITY | 2042600 | 4CC |  | AUH_E2470Y_10248_001004002 | in |  | On Air | On Air | On Air | Nokia | 3G+4G+5G | NSN U900 F1 | NSN L18 F1/F2 (20+15M) + L800 F1 (15M) + L21 F1 (15M) | 1CC | 8 | 4 | N41 | MW
Jan 2021 update | IAD5601 | Emirates Nationl School |  | IAD0601 | IADL5601 |  | AUH | 24.4564 | 54.3597 | ETC | University/School | IBS | Abu Dhabi | ABU DHABI_Al Rowdah | 2500800 | 2CC |  | AUH_E2270I_12333_001001001 | in |  | On Air | On Air |  | Nokia | 3G+4G | NSN U900 F1 | NSN L18 F1/F2 (20+15M) |  | 4 |  |  | IIB
Jan 2021 update | IAD5659 | W13C7 EAST WEST INGR |  | IAD0659 | IADL5659 |  | AUH | 24.4731 | 54.3671 | ETC | Commercial | IBS | Abu Dhabi | ABU DHABI_Al Karamah | 2501400 | 2CC |  | AUH_E2270E_10218_001001001 | in |  | On Air | On Air |  | Nokia | 3G+4G | NSN U900 F1 | NSN L18 F1/F2 (20+15M) |  | 2 |  |  | MW
Jan 2021 update | IAD5458 | AUH Airport MTB CUP 2 |  | IAD0458 | IADL5458 | IADNR5458 | AUH | 24.4275 | 54.672969 | ETC | Airport | IBS | Abu Dhabi | ABU DHABI_ABU DHABI INTERNATIONAL AIRPORT | 2044300 | 2CC |  | AUH_E2570T_10005_001001002 | in |  | On Air | On Air | On Air | Nokia | 3G+4G+5G | NSN U900 F1 | NSN L18 F1/F2 (20+15M) | 1CC | 2 | 1 | N41 | IIB
Jan 2021 update | IAD5730 | HAWARD JOHNSON Hotel |  | IAD0730 | IADL5730 |  | AUH | 24.4957 | 54.366566 | ETC | Hotel | IBS | Abu Dhabi | ABU DHABI_Al Markaziyah | 2500200 | 2CC |  | AUH_E2271Y_11610_001019011 | in |  | On Air | On Air |  | Nokia | 3G+4G | NSN U900 F1 | NSN L18 F1/F2 (20+15M) |  | 2 |  |  | MW
Jan 2021 update | IAD5723 | Zayed University (Zayed Educational Campus ) |  | IAD0723 | IADL5723 | IADNR5723 | AUH | 24.4655 | 54.379396 | ETC | University/School | IBS | Abu Dhabi | ABU DHABI_Al Nahyan | 2501000 | 2CC |  | AUH_E2270E_12857_001001001 | in |  | On Air | On Air | On Air | Nokia | 3G+4G+5G | NSN U900 F1 | NSN L18 F1/F2 (20+15M) | 1CC | 2 | 13 | N78 | IIB
Oct 2020 add | IAD5289 | Umm Shaif Super Complex (USSC) Oil & Gas Offshore |  | IAD0289 | IADL5289 |  | AUH | 25.3551 | 52.726507 | du | Oil / Gas | IBS | WR | Offshore |  | 2CC |  | AUH_E0681W_10001_001001001 | in |  | On Air | On Air |  | Nokia | 3G+4G | NSN U2.1 F1+F2 | NSN L18 F1/F2 (20+15M) |  | 1 |  |  | MW
Jan 2021 update | IAD5457 | AUH Airport MTB CUP 1 |  | IAD0457 | IADL5457 | IADNR5457 | AUH | 24.4613 | 54.636489 | ETC | Airport | IBS | Abu Dhabi | ABU DHABI_ABU DHABI INTERNATIONAL AIRPORT | 2044300 | 2CC |  | AUH_E2570H_10022_001001002 | in |  | On Air | On Air | On Air | Nokia | 3G+4G+5G | NSN U900 F1 | NSN L18 F1/F2 (20+15M) | 1CC | 2 | 1 | N41 | IIB
Nov 2020 add | DXN0894 | Boulevard Heights |  | DXN5894 | DXNL0894 |  | DXB | 25.1926 | 55.269791 | ETC | Residential | IBS | Dubai North | DUBAI_BURJ KHALIFA (BUSINESS BAY) | 1034500 | 3CC |  | DXB_E3278F_10708_001003002 | in |  | On Air | On Air |  | Huawei | 3G+4G | HW U900 F1 | HW L1.8 F1/F2 (20+10M) + L800 F1 (15M) |  | 12/6 |  |  | IIB
Nov 2020 add | DXN0069 | The Waves Tower A_Dubai Marina |  | DXN5069 | DXNL0069 |  | DXB | 25.0708 | 55.134658 | ETC | Residential | IBS | Dubai South | DUBAI_MARSA DUBAI | 1039200 | 2CC |  | DXB_E3077N_10723_001011009 DXB_E3077N_10723_001023009 | in |  | On Air | On Air |  | Huawei | 3G+4G | HW U900 F1 | HW L1.8 F1/F2 (20+10M) |  | 3/3 |  |  | IIB
Nov 2020 add | AAN0107 | Al Ain City Centre |  | AAN5107 | AANL0107 |  | AUH | 24.2047 | 55.793459 | ETC | Mall | IBS | Al Ain | ABU DHABI_AL SAROOJ | 8001900 | 2CC | Yes | AAN_E3767G_10013_001001001 | in |  | On Air | On Air |  | Ericsson | 3G+4G | E/// U900 F1 | E/// L1.8 F1 (20M) + L800 F1 (15M) |  |  |  |  | IIB
Nov 2020 add | IDX5323 | WAFI HOTEL COMPLEX |  | IDX0323 | IDXL5323 |  | DXB | 25.2306 | 55.318038 | ETC | Mall | IBS | Dubai North | DUBAI_UMM HURAIR SECOND | 1031500 | 2CC | Yes | DXB_E3279W_10934_001004001 DXB_E3279W_10934_001005001 DXB_E3279W_10934_001006001 DXB_E3279W_10934_001007001 | in |  | On Air | On Air |  | Huawei | 3G+4G | HW U900 F1 | HW L1.8 F1/F2 (20+10M) |  | 8 |  |  | IIB
Nov 2020 add | AJM0839 | Al Nuaimia Tower B5 |  | AJM5839 | AJML0839 |  | NE | 25.3868 | 55.4608 | ETC | Residential | IBS | Ajman | AJMAN_NUAIMEYA 1 | 4001100 | 2CC |  | AJM_E3480A_12002_001001005 | in |  | On Air | On Air |  | Huawei | 3G+4G | HW U900 F1 | HW L1.8 F1/F2 (20+10M) |  | 4 |  |  | IIB
Nov 2020 add | AJM0837 | Nuaimia Tower B3 |  | AJM5837 | AJML0837 |  | NE | 25.3874 | 55.4609 | ETC | Residential | IBS | Ajman | AJMAN_NUAIMEYA 1 | 4001100 | 3CC |  | AJM_E3480A_10855_001001005 | in |  | On Air | On Air |  | Huawei | 3G+4G | HW U900 F1 | HW L1.8 F1/F2 (20+10M) + L800 F1 (15M) |  | 6 |  |  | IIB
Nov 2020 add | DXN0066 | OFF-Campus Student Housing Facility |  | DXN5066 | DXNL0066 |  | DXB | 25.1282 | 55.418279 | du | Commercial | IBS | Dubai North | DUBAI_AL ROWAIYAH FIRST (800) | 1081200 | 2CC |  | DXB_E3378W_10026_001001001 | in |  | On Air | On Air |  | Huawei | 3G+4G | HW U900 F1 | HW L1.8 F1/F2 (20+10M) |  | 7/7 |  |  | IIB
Nov 2020 add | DXN0742 | Milinium Hotel_Al Barsha |  | DXN5742 | DXNL0742 |  | DXB | 25.116 | 55.205584 | ETC | Hotel | IBS | Dubai South | DUBAI_AL BARSHA FIRST | 1037300 | 2CC |  | DXB_E3177C_11903_001016001 | in |  | On Air | On Air |  | Huawei | 3G+4G | HW U900 F1 | HW L1.8 F1/F2 (20+10M) |  | 1/1 |  |  | IIB
Nov 2020 add | DXN0812 | AL ROSTAMANI MIXED USE Project_MANKHOOL |  | DXN5812 | DXNL0812 |  | DXB | 25.2501 | 55.300572 | ETC | Mixed Use | IBS | Dubai North | DUBAI_MANKHOOL | 1031700 | 2CC |  | DXB_E3279Q_12301_001001001 | in |  | On Air | On Air |  | Huawei | 3G+4G | HW U900 F1 | HW L1.8 F1/F2 (20+10M) |  | 8/8 |  |  | MW
Nov 2020 add | DXN0452 | Union Tower_SZR |  | DXN5452 | DXNL0452 |  | DXB | 25.2137 | 55.27584 | ETC | Residential | IBS | Dubai North | DUBAI_TRADE CENTER FIRST | 1033500 | 2CC |  | DXB_E3278A_10531_001034002 | in |  | On Air | On Air |  | Huawei | 3G+4G | HW U900 F1 | HW L1.8 F1/F2 (20+10M) |  | 2/2 |  |  | IIB
Nov 2020 add | DXN0896 | Boulevard Height Tower-2_Dubai |  | DXN5896 | DXNL0896 |  | DXB | 25.1926 | 55.269791 | ETC | Mixed Use | IBS | Dubai North | DUBAI_BURJ KHALIFA (BUSINESS BAY) | 1034500 | 2CC |  | DXB_E3278F_10708_001004013 | in |  | On Air | On Air |  | Huawei | 3G+4G | HW U900 F1 | HW L1.8 F1/F2 (20+10M) |  | 4/4 |  |  | IIB
Nov 2020 add | AJM0836 | Nuaimia Tower B2 |  | AJM5836 | AJML0836 |  | NE | 25.3878 | 55.461 | ETC | Residential | IBS | Ajman | AJMAN_NUAIMEYA 1 | 4001100 | 3CC |  | AJM_E3480A_10856_001001005 | in |  | On Air | On Air |  | Huawei | 3G+4G | HW U900 F1 | HW L1.8 F1/F2 (20+10M) + L800 F1 (15M) |  | 6 |  |  | IIB
Nov 2020 add | SHJ0192 | Ansari Tower |  | SHJ5192 | SHJL0192 |  | NE | 25.3195 | 55.381639 | ETC | Residential | IBS | Sharjah | SHARJAH_AL MAZAJ SECOND | 3010700 | 2CC |  | SHJ_E3380V_10193_001001001 | in |  | On Air | On Air |  | Huawei | 3G+4G | HW U900 F1 | HW L1.8 F1/F2 (20+10M) |  | 2/2 |  |  | IIB
Nov 2020 add | DXN0102 | Sky Tower at SZR |  | DXN5102 | DXNL0102 |  | DXB | 25.2132 | 55.277691 | ETC | Commercial | IBS | Dubai North | Dubai_TRADE CENTER SECOND | 1033600 | 2CC |  | DXB_E3278A_11533_001002002 DXB_E3278A_11533_001016008 | in |  | On Air | On Air |  | Huawei | 3G+4G | HW U900 F1 | HW L1.8 F1/F2 (20+10M) |  | 2/2 |  |  | IIB
Nov 2020 add | AJM0695 | Al Murad Mall |  | AJM5695 | AJML0695 |  | NE | 25.3891 | 55.438911 | du | Mall | IBS | Ajman | AJMAN_NUAIMEYA 3 | 4001300 | 2CC | Yes | AJM_E3380D_11271_001001002 | in |  | On Air | On Air |  | Huawei | 3G+4G | HW U900 F1 | HW L1.8 F1/F2 (20+10M) |  | 1/1 |  |  | IIB
Nov 2020 add | AJM0834 | Al Nuaimia Tower A6 |  | AJM5834 | AJML0834 |  | NE | 25.3875 | 55.459428 | ETC | Residential | IBS | Ajman | AJMAN_NUAIMEYA 1 | 4001100 | 2CC |  | AJM_E3480A_10858_001001010 | in |  | On Air | On Air |  | Huawei | 3G+4G | HW U900 F1 | HW L1.8 F1/F2 (20+10M) |  | 4 |  |  | IIB
Nov 2020 add | FUJ0676 | Lootah Tower-FUJ |  | FUJ5676 | FUJL0676 |  | NE | 25.1782 | 56.351500 | ETC | Residential | IBS | Fujairah | FUJAIRAH_Port Fujairah and Freezone | 6000010 | 2CC |  | FJR_E4278O_10107_001006015 / FJR_E4278O_10107_001025014 | in |  | On Air | On Air |  | Huawei | 3G+4G | HW U900 F1 | HW L1.8 F1/F2 (20+10M) |  | 4 |  |  | IIB
Dec 2020 update | DXN0830 | Sport Society_Mirdif |  | DXN5830 | DXNL0830 | DXNNR0830 | DXB | 25.222 | 55.408713 | ETC | Mall | IBS | Dubai North | DUBAI_MIRDIF | 1025100 | 3CC | Yes | DXB_E3379W_11436_001003008 | in |  | On Air | On Air | On Air | Huawei | 3G+4G+5G | HW U900 F1 | HW L1.8 F1/F2 (20+10M) + L800 F1 (15M) | 1CC | 8 | 4/0 | N41 | IIB
Nov 2020 add | DXN0279 | SOL Avenue Business Bay |  | DXN5279 | DXNL0279 |  | DXB | 25.1797 | 55.27509 | du | Commercial & Residential | IBS | Dubai North | DUBAI_BURJ KHALIFA (BUSINESS BAY) | 1034500 | 3CC |  | DXB_E3278K_10808_001004013 | in |  | On Air | On Air |  | Huawei | 3G+4G | HW U900 F1 | HW L1.8 F1/F2 (20+10M) + L800 F1 (15M) |  | 4/2 |  |  | IIB
Nov 2020 add | IAD5486 | E401_C31 Pan Emirates Bldg |  | IAD0486 | IADL5486 |  | AUH | 24.4766 | 54.365194 | ETC | Mixed Use | IBS | Abu Dhabi | ABU DHABI_Madinat Zayed(AD) | 2501200 | 2CC |  | AUH_E2270D_10148_001001001 | in |  | On Air | On Air |  | Nokia | 3G+4G | NSN U900 F1 | NSN L18 F1/F2 (20+15M) |  | 4 |  |  | MW
Nov 2020 add | AJM0903 | Shiekha Fatima Al Thuraya 3 Tower Ajman |  | AJM5903 | AJML0903 |  | NE | 25.3936 | 55.433278 | ETC | Residential | IBS | Ajman | AJMAN_RASHIDEYA 3 | 4000400 | 2CC |  | AJM_E3380D_11285_001001002 | in |  | On Air | On Air |  | Huawei | 3G+4G | HW U900 F1 | HW L1.8 F1/F2 (20+10M) |  | 2/2 |  |  | IIB
Nov 2020 add | DXN0729 | Expo - CoEx Building_Site 9 (BOH) |  | DXN5729 | DXNL0729 | DXNNR0729 | DXB | 24.9612 | 55.146926 | ETC | Exhibition / Theater | IBS | Dubai South | Dubai_Madinat Al Mataar | 1052100 | 3CC | Yes | DXB_E3076X_10020_001001007 | in |  | On Air | On Air | On Air | Huawei | 3G+4G+5G | HW U900 F1 | HW L1.8 F1/F2 (20+15M) + L800 F1 (15M) | 1CC | 6/3 | 0/41 | N78 F1 | IIB
Dec 2020 update | SHJ0682 | Al Yarmouk Tower C & D |  | SHJ5682 | SHJL0682 |  | NE | 25.3025 | 55.384925 | ETC | Commercial & Residential | IBS | Sharjah | SHARJAH_AL NAHDA | 3010200 | 2CC |  | SHJ_E3379B_11438_001001001 | in |  | On Air | On Air |  | Huawei | 3G+4G | HW U900 F1 | HW L1.8 F1/F2 (20+10M) |  | 5/5 |  |  | IIB
Nov 2020 add | RAK0723 | Conrniche Residences Twin Towers_ RAK |  | RAK5723 | RAKL0723 |  | NE | 25.771 | 55.938006 | ETC | Residential | IBS | Ras Al Khaimah | RAS AL-KHAIMAH_OLD RAK | 7031400 | 2CC |  | RKT_E3885Y_10009_001012008 / RKT_E3885Y_10010_001011007 | in |  | On Air | On Air |  | Huawei | 3G+4G | HW U900 F1 | HW L1.8 F1/F2 (20+10M) |  | 4 |  |  | IIB
Nov 2020 add | KFN0711 | Khorfakkan New Tunnels - Al Raugh |  | KFN5711 | KFNL0711 |  | NE | 25.2892 | 56.209845 | du | Tunnel | IBS | Khorfakkan | RAS AL-KHAIMAH_AL GHADF | 7080201 | 1CC |  | RKT_E4179H_10001_001001001 | in |  | On Air | On Air |  | Huawei | 3G+4G | HW U2.1 F2 | HW L1.8 F1 (20M) |  | 3/3 |  |  | IIB
Nov 2020 add | IAD5338 | QASR AL HOSN PROJECT |  | IAD0338 | IADL5338 |  | AUH | 24.4827 | 54.357054 | ETC | Residential | IBS | Abu Dhabi | ABU DHABI_Al Hosn | 2500300 | 3CC | Yes | AUH_E2271X_10781_001001001 | in |  | On Air | On Air |  | Nokia | 3G+4G | NSN U900 F1 | NSN L1800 F1/F2 (20+15M) + L800 F1 (15M) |  | 6 |  |  | MW
Nov 2020 add | DXN5054G | ATOM Deira International School Primary Building |  | DXN5054G | DXNL0054VII |  | DXB | 25.2122 | 55.374829 | du | Education | ATOM | Dubai North | DUBAI_AL KHEERAN (RAS AL HAMAR) | 1041200 | 1CC |  | DXB_E3378A_10461_001001001 | in |  | On Air | On Air |  | Huawei | 3G+4G | HW U2.1 F2 | HW L1.8 F1 (20M) |  | 1 |  |  | IIB
Nov 2020 add | DXN5054H | ATOM Deira International School Clinic & Gym |  | DXN5054H | DXNL0054VIII |  | DXB | 25.2132 | 55.374521 | du | Education | ATOM | Dubai North | DUBAI_AL KHEERAN (RAS AL HAMAR) | 1041200 | 1CC |  | DXB_E3378A_10460_001001005 | in |  | On Air | On Air |  | Huawei | 3G+4G | HW U2.1 F2 | HW L1.8 F1 (20M) |  | 1 |  |  | IIB
Nov 2020 add | DXN0611 | Expo - Village Building 10 (A5 & C4) |  | DXN5611 | DXNL0611 |  | DXB | 24.9635 | 55.143414 | ETC | Residential | IBS | Dubai South | Dubai_Madinat Al Mataar | 1052100 | 3CC |  | DXB_E3076S_10035_001018001 | in |  | On Air | On Air |  | Huawei | 3G+4G | HW U900 F1 | HW L1.8 F1/F2 (20+15M) + L800 F1 (15M) |  | 6/3 |  |  | IIB
Nov 2020 add | SHJ0762 | Saleem Tower |  | SHJ5762 | SHJL0762 |  | NE | 25.3356 | 55.3883 | ETC | Residential | IBS | Sharjah | SHARJAH_AL MAZAJ FIRST | 3010600 | 2CC |  | SHJ_E3380Q_10315_001002002 | in |  | On Air | On Air |  | Huawei | 3G+4G | HW U900 F1 | HW L1.8 F1/F2 (20+10M) |  | 2/2 |  |  | IIB
Nov 2020 add | DXN5054I | ATOM Deira International School Multi-Purpose Hall |  | DXN5054I | DXNL0054IX |  | DXB | 25.2133 | 55.373824 | du | Education | ATOM | Dubai North | DUBAI_AL KHEERAN (RAS AL HAMAR) | 1041200 | 1CC |  | DXB_E3378A_10462_001001001 | in |  | On Air | On Air |  | Huawei | 3G+4G | HW U2.1 F2 | HW L1.8 F1 (20M) |  | 1 |  |  | IIB
Dec 2020 update | SHJ0689 | CityMaxHotel |  | SHJ5689 | SHJL0689 |  | NE | 25.3367 | 55.400315 | ETC | Hotel | IBS | Sharjah | SHARJAH_ABU SHUGHARA | 3010800 | 2CC |  | SHJ_E3380Q_10431_001001002 | in |  | On Air | On Air |  | Huawei | 3G+4G | HW U900 F1 | HW L1.8 F1/F2 (20+10M) |  | 2/2 |  |  | IIB
Nov 2020 add | DXN0096 | Amber Residency Umm Suqeim 3 |  | DXN5096 | DXNL0096 |  | DXB | 25.1346 | 55.191993 | du | Residential | IBS | Dubai South | Dubai_Umm Suqeim Third | 1036600 | 2CC |  | DXB_E3178V_11732_001001001 | in |  | On Air | On Air |  | Huawei | 3G+4G | HW U900 F1 | HW L1.8 F1/F2 (20+10M) |  | 1/1 |  |  | IIB
Nov 2020 add | DXN0416 | Aloft Hotel_Al Raffa |  | DXN5416 | DXNL0416 |  | NE | 25.2486 | 55.283806 | ETC | Hotel | IBS | Dubai North | DUBAI_AL RAFFA | 1031600 | 2CC |  | DXB_E3279Q_12286_001003002 | in |  | On Air | On Air |  | Huawei | 3G+4G | HW U900 F1 | HW L1.8 F1/F2 (20+10M) |  | 1/1 |  |  | IIB
Nov 2020 add | IDX0939E | ATOM Al Maktoum Terminal 2_DP World |  | IDX0939E | IDXL5939V |  | DXB | 25.2719 | 55.280054 | du | Government | ATOM | Dubai North | DUBAI_MADINAT DUBAI AL MELAHEYAH (AL MINA) | 1032100 | 1CC |  | DXB_E3279F_10036_001001001 | in |  | On Air | On Air |  | Huawei | 3G+4G | HW U2.1 F2 | HW L1.8 F1 (20M) |  | 1 |  |  | MW
Dec 2020 update | DXN0597 | Expo - Mobility Pavilion |  | DXN5597 | DXNL0597 | DXNNR0597 | DXB | 24.9576 | 55.147175 | ETC | Exhibition / Theater | IBS | Dubai South | Dubai_Madinat Al Mataar | 1052100 | 3CC | Yes | DXB_E3076X_10018_001001003 | in |  | On Air | On Air | On Air | Huawei | 3G+4G+5G | HW U900 F1 | HW L1.8 F1/F2 (20+15M) + L800 F1 (15M) | 1CC | 4/2 | 0/83 | N78 F1 | IIB
Dec 2020 update | IDX5682 | Ibis Styles Hotel Jumeirah |  | IDX0682 | IDXL5682 |  | DXB | 25.2405 | 55.273175 | du | Hotel | IBS | Dubai North | Dubai_Madinat Dubai Al Melaheyah (Al Mina) | 1032100 | 2CC |  | DXB_E3279P_12004_001001002 | in |  | On Air | On Air |  | Huawei | 3G+4G | HW U900 F1 | HW L1.8 F1/F2 (20+10M) |  | 1/1 |  |  | IIB
Nov 2020 add | FUJ5700D | Sheikh Zayed Mosque Al Fujairah - Basement |  | FUJ5700D | FUJL0700IV |  | NE | 25.1257 | 56.327296 | du | Mosque | ATOM | Fujairah | Fujairah_Al Mudhannab - Al Ittihad | 6081201 | 1CC |  | FJR_E4277D_10521_001001001 | in |  | On Air | On Air |  | Huawei | 3G+4G | HW U2.1 F2 | HW L1.8 F1 (20M) |  | 1 |  |  | IIB
Dec 2020 update | AJM0824 | Al Khor Tower B3_Ajman |  | AJM5824 | AJML0824 |  | NE | 25.3943 | 55.457125 | ETC | Residential | IBS | Ajman | AJMAN_RASHIDEYA 1 | 4000200 | 2CC |  | AJM_E3380E_13552_001001005 | in |  | On Air | On Air |  | Huawei | 3G+4G | HW U900 F1 | HW L1.8 F1/F2 (20+10M) |  | 4 |  |  | IIB
Dec 2020 update | AJM0842 | Al Nuaimia Tower B8 |  | AJM5842 | AJML0842 |  | NE | 25.387 | 55.4603028 | ETC | Residential | IBS | Ajman | AJMAN_NUAIMEYA 1 | 4001100 | 2CC |  | AJM_E3480A_10854_001001005 | in |  | On Air | On Air |  | Huawei | 3G+4G | HW U900 F1 | HW L1.8 F1/F2 (20+10M) |  | 4 |  |  | IIB
Dec 2020 update | AJM0841 | Al Nuaimia Tower B7 |  | AJM5841 | AJML0841 |  | NE | 25.3865 | 55.460295 | ETC | Residential | IBS | Ajman | AJMAN_NUAIMEYA 1 | 4001100 | 3CC |  | AJM_E3480A_10857_001001005 | in |  | On Air | On Air |  | Huawei | 3G+4G | HW U900 F1 | HW L1.8 F1/F2 (20+10M) + L800 F1 (15M) |  | 6 |  |  | IIB
Dec 2020 update | AJM0843 | Al Nuaimia Tower B9 |  | AJM5843 | AJML0843 |  | NE | 25.3868 | 55.459906 | ETC | Residential | IBS | Ajman | AJMAN_NUAIMEYA 1 | 4001100 | 2CC |  | AJM_E3480A_10853_001001005 | in |  | On Air | On Air |  | Huawei | 3G+4G | HW U900 F1 | HW L1.8 F1/F2 (20+10M) |  | 4 |  |  | IIB
Dec 2020 update | AJM0817 | Al KhoorTower A4_Ajman |  | AJM5817 | AJML0817 |  | NE | 25.3941 | 55.456769 | ETC | Residential | IBS | Ajman | AJMAN_RASHIDEYA 1 | 4000200 | 3CC |  | AJM_E3380E_14286_001001010 | in |  | On Air | On Air |  | Huawei | 3G+4G | HW U900 F1 | HW L1.8 F1/F2 (20+10M) + L800 F1 (15M) |  | 6 |  |  | IIB
Jan 2021 update | IAD5320 | Southern Sun Hotel |  | IAD0320 | IADL5320 |  | AUH | 24.5005 | 54.371276 | ETC | Hotel | IBS | Abu Dhabi | ABU DHABI_Tourist Club Area | 2500100 | 2CC |  | AUH_E2271T_10323_001002001 | in |  | On Air | On Air |  | Nokia | 3G+4G | NSN U900 F1 | NSN L18 F1/F2 (20+15M) |  | 4 |  |  | MW
Jan 2021 update | IAD5077 | Tamouh Marina Square Zone A (A1 RAK Tower) |  | IAD0077 | IADL5077 |  | AUH | 24.4875 | 54.3952 | ETC | Residential | IBS | Abu Dhabi | Abu Dhabi_Al Reem Island | 2045700 | 3CC |  | AUH_E2371U_10073_001001001 | in |  | On Air | On Air |  | Nokia | 3G+4G | NSN U900 F1 | NSN L1800 F1/F2 (20+15M) + L800 F1 (15M) |  | 4 |  |  | MW
Jan 2021 update | IAD5282 | Marina Square-Zone D-Tala Tower RT1-C1 |  | IAD0282 | IADL5282 |  | AUH | 24.4928 | 54.39307 | ETC | Residential | IBS | Abu Dhabi | Abu Dhabi_Al Reem Island | 2045700 | 2CC |  | AUH_E2371U_10063_001002002 | in |  | On Air | On Air |  | Nokia | 3G+4G | NSN U900 F1 | NSN L18 F1/F2 (20+15M) |  | 6 |  |  | MW
Jan 2021 update | IAD5308 | Emirates Plaza Hotel |  | IAD0308 | IADL5308 |  | AUH | 24.5012 | 54.374813 | du | Hotel | IBS | Abu Dhabi | ABU DHABI_Tourist Club Area | 2500100 | 2CC |  | AUH_E2271T_10191_001002001 | in |  | On Air | On Air |  | Nokia | 3G+4G | NSN U900 F1 | NSN L18 F1/F2 (20+15M) |  | 2 |  |  | IIB
Jan 2021 update | IAD5127 | Capital House ADNEC |  | IAD0127 | IADL5127 |  | AUH | 24.4208 | 54.441844 | ETC | Commercial | IBS | Abu Dhabi | Abu Dhabi_Al Safarat | 2501901 | 2CC |  | AUH_E2370R_11139_001014015 | in |  | On Air | On Air |  | Nokia | 3G+4G | NSN U900 F1 | NSN L18 F1/F2 (20+15M) |  | 4 |  |  | MW
Jan 2021 update | IAD5447 | Union Supreme Court (New Building) |  | IAD0447 | IADL5447 |  | AUH | 24.4209 | 54.44501 | ETC | Government | IBS | Abu Dhabi | ABU DHABI_Al Madina Al Riyadiya | 2501700 | 2CC |  | AUH_E2370R_11148_001001001 | in |  | On Air | On Air |  | Nokia | 3G+4G | NSN U900 F1 | NSN L18 F1/F2 (20+15M) |  | 2 |  |  | IIB
Jan 2021 update | SHJ0721 | Sharjah Research Technology and Innovation Park SRTI Park |  | SHJ5721 | SHJL0721 | SHJNR0721 | NE | 25.3218 | 55.48812 | ETC | Commercial | IBS | Sharjah | SHARJAH_MUWAILEH CAMP | 3009800 | 2CC |  | SHJ_E3480V_10005_001002001 | in |  | On Air | On Air | On Air | Huawei | 3G+4G+5G | NSN U900 F1 | NSN L18 F1/F2 (20+15M) | 1CC | 1 |  |  | IIB
Jan 2021 update | IAD5713 | Brouge Innovation Center |  | IAD0713 | IADL5713 |  | AUH | 24.4166 | 54.511057 | ETC | Government | IBS | Abu Dhabi | ABU DHABI_KHALIFA CITY | 2042600 | 3CC |  | AUH_E2470Q_10085_001001001 | in |  | On Air | On Air |  | Nokia | 3G+4G | NSN U900 F1 | NSN L1800 F1/F2 (20+15M) + L800 F1 (15M) |  | 2 |  |  | MW
Jan 2021 update | IAD5668 | ARENA Mubadala Bldg - AUH |  | IAD0668 | IADL5668 |  | AUH | 24.4136 | 54.453667 | ETC | Commercial | IBS | Abu Dhabi | ABU DHABI_Al Madina Al Riyadiya | 2501700 | 2CC |  | AUH_E2370S_10431_001001001 | in |  | On Air | On Air |  | Nokia | 3G+4G | NSN U900 F1 | NSN L18 F1/F2 (20+15M) |  | 2 |  |  | MW
Jan 2021 update | IAD5545 | E7 C42 Epico Twr |  | IAD0545 | IADL5545 |  | AUH | 24.4935 | 54.3624 | ETC | Commercial | IBS | Abu Dhabi | ABU DHABI_Al Markaziyah | 2500200 | 2CC |  | AUH_E2271X_10138_001001001 | in |  | On Air | On Air |  | Nokia | 3G+4G | NSN U900 F1 | NSN L18 F1/F2 (20+15M) |  | 2 |  |  | IIB
Jan 2021 update | IAD5376 | Residential Building (E25_C46-P122) Al Nahyan |  | IAD0376 | IADL5376 |  | AUH | 24.4666 | 54.385982 | du | Residential | IBS | Abu Dhabi | Abu Dhabi_Al Nahyan | 2501000 | 2CC |  | AUH_E2370A_10514_001001002 | in |  | On Air | On Air |  | Nokia | 3G+4G | NSN U900 F1 | NSN L18 F1/F2 (20+15M) |  | 2 |  |  | IIB
Dec 2020 update | IAD5672 | ARAB MONETARY FUND |  | IAD0672 | IADL5672 |  | AUH | 24.4813 | 54.350047 | ETC | Government | IBS | Abu Dhabi | ABU DHABI_Al Hosn | 2500300 | 2CC |  | AUH_E2270B_10146_001004224 | in |  | On Air | On Air |  | Nokia | 3G+4G | NSN U900 F1 | NSN L18 F1/F2 (20+15M) |  | 2 |  |  | MW
Jan 2021 update | IAD5588 | Liwa Oasis Hotel |  | IAD0588 | IADL5588 |  | AUH | 23.1241 | 53.775178 | ETC | Hotel | IBS | WR | ABU DHABI_LIWA | 2003500 | 2CC |  | AUH_E1656W_10005_001002002 | in |  | On Air | On Air |  | Nokia | 3G+4G | NSN U900 F1 | NSN L18 F1/F2 (20+15M) |  | 2 |  |  | IIB
Jan 2021 update | IAD5443 | Bin Hammoudeh Bldg |  | IAD0443 | IADL5443 |  | AUH | 24.4901 | 54.358752 | ETC | Commercial | IBS | Abu Dhabi | ABU DHABI_Al Markaziyah | 2500200 | 2CC |  | AUH_E2271X_10660_001001002 | in |  | On Air | On Air |  | Nokia | 3G+4G | NSN U900 F1 | NSN L18 F1/F2 (20+15M) |  | 2 |  |  | IIB
Jan 2021 update | IAD5284 | Marina Square-Zone D-Bay View Tower RT1-C1 |  | IAD0284 | IADL5284 |  | AUH | 24.4928 | 54.39307 | ETC | Residential | IBS | Abu Dhabi | Abu Dhabi_Al Reem Island | 2045700 | 2CC |  | AUH_E2371U_10063_001001002 | in |  | On Air | On Air |  | Nokia | 3G+4G | NSN U900 F1 | NSN L18 F1/F2 (20+15M) |  | 2 |  |  | MW
Jan 2021 update | IAD5741 | Thani Obaid Thani Khalifa Al Muhairi Bldg_AUH |  | IAD0741 | IADL5741 |  | AUH | 24.4982 | 54.373124 | ETC | Residential | IBS | Abu Dhabi | ABU DHABI_Tourist Club Area | 2500100 | 2CC |  | AUH_E2271Y_10992_001001001 | in |  | On Air | On Air |  | Nokia | 3G+4G | NSN U900 F1 | NSN L18 F1/F2 (20+15M) |  | 2 |  |  | MW
Jan 2022 update | IAD5662 | Al Wahda Tower E16/01_C1 |  | IAD0662 | IADL5662 |  | AUH | 24.4914 | 54.378012 | ETC | Mixed Use | IBS | Abu Dhabi | ABU DHABI_Tourist Club Area | 2500100 | 2CC |  | AUH_E2271Y_11225_001009005 | in |  | On Air | On Air |  | Nokia | 3G+4G | NSN U900 F1 | NSN L18 F1/F2 (20+15M) |  | 4 |  |  | MW
Jan 2021 update | IAD5283 | Marina Square-Zone D-Ocean Terrace & Tala Tower Common Floors |  | IAD0283 | IADL5283 |  | AUH | 24.4928 | 54.39307 | ETC | Residential | IBS | Abu Dhabi | Abu Dhabi_Al Reem Island | 2045700 | 2CC |  | AUH_E2371U_10063_001001001 | in |  | On Air | On Air |  | Nokia | 3G+4G | NSN U900 F1 | NSN L18 F1/F2 (20+15M) |  | 8 |  |  | MW
Jan 2021 update | IAD5671 | Al Khubairah Tower |  | IAD0671 | IADL5671 |  | AUH | 24.4706 | 54.341456 | ETC | Residential | IBS | Abu Dhabi | ABU DHABI_Al Khalidiya | 2501300 | 2CC |  | AUH_E2270C_10016_001001001 | in |  | On Air | On Air |  | Nokia | 3G+4G | NSN U900 F1 | NSN L18 F1/F2 (20+15M) |  | 6 |  |  | MW
Dec 2020 add | AJM0988 | Smart Tower 1 Al Aamra |  | AJM5988 | AJML0988 |  | NE | 25.3809 | 55.586015 | du | Residential | IBS | Ajman | Ajman_Aamra | 4004300 | 3CC |  | AJM_E3580G_10851_001002001 | in |  | On Air | On Air |  | Huawei | 3G+4G | HW U900 F1 | HW L1.8 F1/F2 (20+10M) + L800 F1 (15M) |  | 4/2 |  |  | IIB
Dec 2020 add | DXB5153E | Dubai Airport Transguard Building |  | DXB5153E | DXBL0153V |  | DXB | 25.2626 | 55.363155 | du | Airport | ATOM | Dubai North | DUBAI_DUBAI INTL AIRPORT (DUBAI INTERNATIONAL AIRPORT) | 1022100 | 1CC |  | DXB_E3379K_11771_001001002 | in |  | On Air | On Air |  | Huawei | 3G+4G | HW U2.1 F2 | HW L1.8 F1 (20M) |  | 1 |  |  | IIB
Dec 2020 add | SHJ0326 | Al Yarmouk Tower A &B |  | SHJ5326 | SHJL0326 | SHJNR0326 | NE | 25.3024 | 55.38406 | ETC | Residential | IBS | Sharjah | SHARJAH_AL NAHDA | 3010200 | 3CC |  | SHJ_E3379B_11436_001001006 | in |  | On Air | On Air | On Air | Huawei | 3G+4G | HW U900 F1 | HW L1.8 F1/F2 (20+10M) + L800 F1 (15M) | 1CC | 12/6 | 6 | N41 | IIB
Dec 2020 add | DXN0025 | DORRA BAY TOWER |  | DXN5025 | DXNL0025 |  | DXB | 25.0715 | 55.128644 | ETC | Residential | IBS | Dubai South | DUBAI_MARSA DUBAI | 1039200 | 2CC |  | DXB_E3077N_10288_001003023 | in |  | On Air | On Air |  | Huawei | 3G+4G | HW U900 F1 | HW L1.8 F1/F2 (20+10M) |  | 2/2 |  |  | IIB
Dec 2020 add | AJM0819 | Al KhoorTower A6_Ajman |  | AJM5819 | AJML0819 |  | NE | 25.3944 | 55.45891667 | ETC | Residential | IBS | Ajman | AJMAN_RASHIDEYA 1 | 4000200 | 2CC |  | AJM_E3380E_13550_001001010 | in |  | On Air | On Air |  | Huawei | 3G+4G | HW U900 F1 | HW L1.8 F1/F2 (20+10M) |  | 4 |  |  | IIB
Dec 2020 add | SHJ0572 | Shaikha Lulua Tower 3 |  | SHJ5572 | SHJL0572 |  | NE | 25.3043 | 55.3786 | ETC | Residential | IBS | Sharjah | SHARJAH_AL NAHDA | 3010200 | 3CC |  | SHJ_E3379A_10615_001001001 | in |  | On Air | On Air |  | Huawei | 3G+4G | HW U900 F1 | HW L1.8 F1/F2 (20+10M) + L800 F1 (15M) |  | 6 |  |  | IIB
Dec 2020 add | DXN0474 | Marina Heights Tower_Dubai |  | DXN5474 | DXNL0474 |  | DXB | 25.0872 | 55.148488 | ETC | Residential | IBS | Dubai South | Dubai_Marsa Dubai | 1039200 | 3CC |  | DXB_E3077O_10965_001048007 | in |  | On Air | On Air |  | Huawei | 3G+4G | HW U900 F1 | HW L1.8 F1/F2 (20+10M) + L800 F1 (15M) |  | 8/4 |  |  | IIB
Dec 2020 add | AAN0090 | AMMROC buildings - Al Ain |  | AAN5090 | AANL0090 |  | AUH | 24.2791 | 55.605439 | du | Government | IBS | Al Ain | ABU DHABI_AL AIN INTERNATIONAL AIRPORT | 8004000 | 2CC |  | AAN_E3568L_10002_001001001 | in |  | On Air | On Air |  | Ericsson | 3G+4G | E/// U900 F1 | E/// L1.8 F1 (20M) + L800 F1 (15M) |  |  |  |  | IIB
Dec 2020 add | DXN0299 | The Wings |  | DXN5299 | DXNL0299 |  | DXB | 25.0598 | 55.24137 | du | Commercial & Residential | IBS | Dubai South | DUBAI_AL BARSHA SOUTH THIRD | 1067300 | 3CC |  | DXB_E3177S_10245_001001012 | in |  | On Air | On Air |  | Huawei | 3G+4G | HW U900 F1 | HW L1.8 F1/F2 (20+10M) + L800 F1 (15M) |  | 9 |  |  | IIB
Dec 2020 add | DXN0076 | Al Warqa City Mall - Union Co-operative |  | DXN5076 | DXNL0076 |  | DXB | 25.2065 | 55.425306 | du | Commercial | IBS | Dubai North | DUBAI_AL WARQAA THIRD (AL WARQA THIRD) | 1042300 | 2CC |  | DXB_E3378D_10570_001002002 | in |  | On Air | On Air |  | Huawei | 3G+4G | HW U900 F1 | HW L1.8 F1/F2 (20+10M) |  | 6 |  |  | IIB
Dec 2020 add | AJM0832 | Al Nuaimia Tower A4 |  | AJM5832 | AJML0832 |  | NE | 25.3866 | 55.459938 | ETC | Residential | IBS | Ajman | AJMAN_NUAIMEYA 1 | 4001100 | 2CC |  | AJM_E3380E_14307_001001010 | in |  | On Air | On Air |  | Huawei | 3G+4G | HW U900 F1 | HW L1.8 F1/F2 (20+10M) |  | 4 |  |  | IIB
Dec 2020 add | AJM0981 | Al Muhairi Tower 1 |  | AJM5981 | AJML0981 |  | NE | 25.3931 | 55.463222 | ETC | Residential | IBS | Ajman | Ajman_Rashideya 1 | 4000200 | 3CC |  | AJM_E3480A_12282_001001001 | in |  | On Air | On Air |  | Huawei | 3G+4G | HW U900 F1 | HW L1.8 F1/F2 (20+10M) + L800 F1 (15M) |  | 4/2 |  |  | IIB
Dec 2020 add | DXN0864 | ROVE LA MER HOTEL |  | DXN5864 | DXNL0864 |  | DXB | 25.2253 | 55.254137 | du | Hotel | IBS | Dubai North | DUBAI_JUMEIRA FIRST | 1033200 | 2CC |  | DXB_E3179Y_11583_001011001 | in |  | On Air | On Air |  | Huawei | 3G+4G | HW U900 F1 | HW L1.8 F1/F2 (20+10M) |  | 1/1 |  |  | IIB
Dec 2020 add | SHJ0458 | Sahara Tower 6 ( A & B)_Sharjah |  | SHJ5458 | SHJL0458 |  | NE | 25.2979 | 55.366478 | ETC | Residential | IBS | Sharjah | Sharjah_AL NAHDA | 3010200 | 2CC |  | SHJ_E3379A_10302_001001001 | in |  | On Air | On Air |  | Huawei | 3G+4G | HW U900 F1 | HW L1.8 F1/F2 (20+10M) |  | 4/4 |  |  | IIB
Dec 2020 add | AJM0833 | Al Nuaimia Tower A5 |  | AJM5833 | AJML0833 |  | NE | 25.3875 | 55.459428 | ETC | Residential | IBS | Ajman | AJMAN_NUAIMEYA 1 | 4001100 | 3CC |  | AJM_E3480A_10859_001001010 | in |  | On Air | On Air |  | Huawei | 3G+4G | HW U900 F1 | HW L1.8 F1/F2 (20+10M) + L800 F1 (15M) |  | 6 |  |  | IIB
Dec 2020 add | DXN0715 | Vincitore Boulevard Apartments Arjan |  | DXN5715 | DXNL0715 |  | DXB | 25.0599 | 55.242018 | du | Residential | IBS | Dubai South | Dubai_Al Barsha South Third | 1067300 | 3CC |  | DXB_E3177S_10265_001002009 | in |  | On Air | On Air |  | Huawei | 3G+4G | HW U900 F1 | HW L1.8 F1/F2 (20+10M) + L800 F1 (15M) |  | 6 |  |  | IIB
Dec 2020 add | DXN0641 | Siraj Tower_AL Barsha South Third |  | DXN5641 | DXNL0641 |  | DXB | 25.0568 | 55.236263 | ETC | Residential | IBS | Dubai South | DUBAI_AL BARSHA SOUTH THIRD | 1067300 | 3CC |  | DXB_E3177S_10028_001032001 | in |  | On Air | On Air |  | Huawei | 3G+4G | HW U900 F1 | HW L1.8 F1/F2 (20+10M) + L800 F1 (15M) |  | 6/3 |  |  | IIB
Dec 2020 add | AJM0831 | Al Nuaimia Tower A3 |  | AJM5831 | AJML0831 |  | NE | 25.387 | 55.460121 | ETC | Residential | IBS | Ajman | AJMAN_NUAIMEYA 1 | 4001100 | 2CC |  | AJM_E3380E_14306_001001010 | in |  | On Air | On Air |  | Huawei | 3G+4G | HW U900 F1 | HW L1.8 F1/F2 (20+10M) |  | 4 |  |  | IIB
Dec 2020 add | DXN0811 | Deira Water Front Building A,B,C_Plot#1114726 |  | DXN5811 | DXNL0811 |  | DXB | 25.2778 | 55.302286 | ETC | Residential | IBS | Dubai North | DUBAI_AL CORNICHE | 1011100 | 2CC |  | DXB_E3279H_13330_001001001 | in |  | On Air | On Air |  | Huawei | 3G+4G | HW U900 F1 | HW L1.8 F1/F2 (20+10M) |  | 10 |  |  | MW
Dec 2020 add | SHJ0722 | House of Wisdom_Sharjah |  | SHJ5722 | SHJL0722 |  | NE | 25.3183 | 55.505907 | ETC | Exhibition / Theater | IBS | Sharjah | SHARJAH_AL JURAINA FIRST | 3002500 | 2CC |  | SHJ_E3480W_10008_001003001 | in |  | On Air | On Air |  | Huawei | 3G+4G | HW U900 F1 | HW L1.8 F1/F2 (20+10M) |  | 1/1 |  |  | IIB
Dec 2020 add | SHJ0657 | Munir Tower |  | SHJ5657 | SHJL0657 |  | NE | 25.3002 | 55.377795 | ETC | Residential | IBS | Sharjah | SHARJAH_AL NAHDA | 3010200 | 2CC |  | SHJ_E3379A_10452_001001011 | in |  | On Air | On Air |  | Huawei | 3G+4G | HW U900 F1 | HW L1.8 F1/F2 (20+10M) |  | 4 |  |  | IIB
Dec 2020 add | SHJ0660 | Moon Tower |  | SHJ5660 | SHJL0660 |  | NE | 25.3052 | 55.380802 | ETC | Residential | IBS | Sharjah | SHARJAH_AL NAHDA | 3010200 | 2CC |  | SHJ_E3379A_10639_001001001 | in |  | On Air | On Air |  | Huawei | 3G+4G | HW U900 F1 | HW L1.8 F1/F2 (20+10M) |  | 4 |  |  | IIB
Dec 2020 add | DXN0676 | Vertmont Tower |  | DXN5676 | DXNL0676 |  | DXB | 25.0586 | 55.21038 | du | Residential | IBS | Dubai South | DUBAI_AL BARSHA SOUTH FOURTH (JUMEIRAH VILLAGE SOUTH) | 1068100 | 2CC |  | DXB_E3177R_11280_001002006 | in |  | On Air | On Air |  | Huawei | 3G+4G | HW U900 F1 | HW L1.8 F1/F2 (20+10M) |  | 4 |  |  | IIB
Dec 2020 add | SHJ0669 | Al Nahda Twin Towers |  | SHJ5669 | SHJL0669 |  | NE | 25.3089 | 55.377876 | ETC | Residential | IBS | Sharjah | SHARJAH_AL NAHDA | 3010200 | 2CC |  | SHJ_E3380U_10229_001001008 | in |  | On Air | On Air |  | Huawei | 3G+4G | HW U900 F1 | HW L1.8 F1/F2 (20+10M) |  | 8 |  |  | IIB
Dec 2020 add | AJM0840 | Nuaimia Tower B6 |  | AJM5840 | AJML0840 |  | NE | 25.3865 | 55.461 | ETC | Residential | IBS | Ajman | AJMAN_NUAIMEYA 1 | 4001100 | 2CC |  | AJM_E3480A_10851_001001005 | in |  | On Air | On Air |  | Huawei | 3G+4G | HW U900 F1 | HW L1.8 F1/F2 (20+10M) |  | 4 |  |  | IIB
Dec 2020 add | SHJ0732 | AneeqaTwr |  | SHJ5732 | SHJL0732 |  | NE | 25.3036 | 55.377495 | ETC | Residential | IBS | Sharjah | SHARJAH_AL NAHDA | 3010200 | 2CC |  | SHJ_E3379A_10441_001001002 | in |  | On Air | On Air |  | Huawei | 3G+4G | HW U900 F1 | HW L1.8 F1/F2 (20+10M) |  | 4 |  |  | IIB
Dec 2020 add | DXN0955 | AL MHEIRI HOTEL_Rigga Al Butten |  | DXN5955 | DXNL0955 |  | DXB | 25.2588 | 55.3219 | ETC | Hotel | IBS | Dubai North | DUBAI_RIGGAT AL BUTEEN | 1012500 | 2CC |  | DXB_E3279M_11397_001001002 | in |  | On Air | On Air |  | Huawei | 3G+4G | HW U900 F1 | HW L1.8 F1/F2 (20+10M) |  | 2/2 |  |  | IIB
Dec 2020 add | AJM0815 | Al KhoorTower A2_Ajman |  | AJM5815 | AJML0815 |  | NE | 25.395 | 55.4573361 | ETC | Residential | IBS | Ajman | AJMAN_RASHIDEYA 1 | 4000200 | 2CC |  | AJM_E3380E_10428_001001010 | in |  | On Air | On Air |  | Huawei | 3G+4G | HW U900 F1 | HW L1.8 F1/F2 (20+10M) |  | 4 |  |  | IIB
Dec 2020 add | SHJ0780 | Um Al Qura Tower_Al Taawun |  | SHJ5780 | SHJL0780 |  | NE | 25.3065 | 55.3648083 | ETC | Residential | IBS | Sharjah | SHARJAH_AL KHAN | 3010300 | 2CC |  | SHJ_E3379A_10289_001001001 | in |  | On Air | On Air |  | Huawei | 3G+4G | HW U900 F1 | HW L1.8 F1/F2 (20+10M) |  | 2/2 |  |  | IIB
Dec 2020 add | SHJ0697 | Bin Kamel Tower Al Khan |  | SHJ5697 | SHJL0697 |  | NE | 25.3169 | 55.364366 | ETC | Residential | IBS | Sharjah | SHARJAH_AL KHAN | 3010300 | 2CC |  | SHJ_E3380U_10138_001001007 / SHJ_E3380U_10138_001036002 | in |  | On Air | On Air |  | Huawei | 3G+4G | HW U900 F1 | HW L1.8 F1/F2 (20+10M) |  | 2/2 |  |  | IIB
Dec 2020 add | SHJ0659 | Sheikh Majid AlHamad Building |  | SHJ5659 | SHJL0659 |  | NE | 25.33 | 55.367637 | ETC | Commercial | IBS | Sharjah | SHARJAH_AL KHAN | 3010300 | 2CC |  | SHJ_E3380P_10049_001002001 | in |  | On Air | On Air |  | Huawei | 3G+4G | HW U900 F1 | HW L1.8 F1/F2 (20+10M) |  | 2 |  |  | IIB
Dec 2020 add | AJM0826 | Al KhoorTower B5_Ajman |  | AJM5826 | AJML0826 |  | NE | 25.3942 | 55.4578944 | ETC | Residential | IBS | Ajman | AJMAN_RASHIDEYA 1 | 4000200 | 2CC |  | AJM_E3380E_13547_001001005 | in |  | On Air | On Air |  | Huawei | 3G+4G | HW U900 F1 | HW L1.8 F1/F2 (20+10M) |  | 4 |  |  | IIB
Dec 2020 add | AJM0818 | Al KhoorTower A5_Ajman |  | AJM5818 | AJML0818 |  | NE | 25.3937 | 55.456481 | ETC | Residential | IBS | Ajman | AJMAN_RASHIDEYA 1 | 4000200 | 2CC |  | AJM_E3380E_13577_001001010 | in |  | On Air | On Air |  | Huawei | 3G+4G | HW U900 F1 | HW L1.8 F1/F2 (20+10M) |  | 4 |  |  | IIB
Apr 2021 Update | IFU5602 | Kalba Mall |  | IFU0602 | IFUL5602 |  | NE | 25.0203 | 56.358839 | ETC | Mall | IBS | Sharjah | Sharjah_Al Saaf - Al Maqtta | 3000025 | 2CC |  | SHJ_E4376F_10001_001001002 | in |  | On Air | On Air |  | Huawei | 3G+4G | HW U900 F1 | HW L1.8 F1/F2 (20+10M) |  | 2 |  |  | IIB
Dec 2020 add | AJM0814 | Al KhoorTower A1_Ajman |  | AJM5814 | AJML0814 |  | NE | 25.395 | 55.457975 | ETC | Residential | IBS | Ajman | AJMAN_RASHIDEYA 1 | 4000200 | 3CC |  | AJM_E3380E_10427_001001010 | in |  | On Air | On Air |  | Huawei | 3G+4G | HW U900 F1 | HW L1.8 F1/F2 (20+10M) + L800 F1 (15M) |  | 6 |  |  | IIB
Dec 2020 add | AJM0822 | Al Khor Tower B1_Ajman |  | AJM5822 | AJML0822 |  | NE | 25.3942 | 55.458108 | ETC | Residential | IBS | Ajman | AJMAN_RASHIDEYA 1 | 4000200 | 3CC |  | AJM_E3380E_13549_001001005 | in |  | On Air | On Air |  | Huawei | 3G+4G | HW U900 F1 | HW L1.8 F1/F2 (20+10M) + L800 F1 (15M) |  | 6 |  |  | IIB
Dec 2020 add | DXN0576 | Majestic Hotel Bur Dubai |  | DXN5576 | DXNL0576 |  | DXB | 25.2536 | 55.293327 | ETC | Hotel | IBS | Dubai North | Dubai_MANKHOOL | 1031700 | 2CC |  | DXB_E3279L_13210_001001002 | in |  | On Air | On Air |  | Huawei | 3G+4G | HW U900 F1 | HW L1.8 F1/F2 (20+10M) |  | 2/2 |  |  | IIB
Dec 2020 add | AJM0857 | Kurtuba Tower |  | AJM5857 | AJML0857 |  | NE | 25.3858 | 55.468891 | ETC | Residential | IBS | Ajman | AJMAN_AJMAN INDUSTRIAL 2 | 4003900 | 2CC |  | AJM_E3480A_12299_001001001 | in |  | On Air | On Air |  | Huawei | 3G+4G | HW U2.1 F2 / U900 F1 | HW L1.8 F1 (20M) + L800 F1 (15M) |  | 6 |  |  | IIB
Dec 2020 add | UAQ0773 | Abu Dhabi Tower UAQ |  | UAQ5773 | UAQL0773 |  | NE | 25.5044 | 55.587441 | du | Residential | IBS | Umm Al Quwain | UMM AL QUWAIN_AL SALAMAH | 5000400 | 3CC |  | UAQ_E3582V_10005_001016001 | in |  | On Air | On Air |  | Huawei | 3G+4G | HW U900 F1 | HW L1.8 F1/F2 (20+10M) + L800 F1 (15M) |  | 6 |  |  | IIB
Dec 2020 add | AJM0813 | Al Khor Tower A0_Ajman |  | AJM5813 | AJML0813 |  | NE | 25.3944 | 55.458917 | ETC | Residential | IBS | Ajman | AJMAN_RASHIDEYA 1 | 4000200 | 2CC |  | AJM_E3380E_13546_001001010 | in |  | On Air | On Air |  | Huawei | 3G+4G | HW U900 F1 | HW L1.8 F1/F2 (20+10M) |  | 4 |  |  | IIB
Dec 2020 add | AJM0905 | EI_NW_G_3555_BeaconTwr |  | AJM5905 | AJML0905 |  | NE | 25.3927 | 55.4366 | ETC | Residential | IBS | Ajman | AJMAN_RASHIDEYA 3 | 4000400 | 2CC |  | AJM_E3380D_10359_001002002 | in |  | On Air | On Air |  | Huawei | 3G+4G | HW U900 F1 | HW L1.8 F1/F2 (20+10M) |  | 4 |  |  | IIB
Dec 2020 add | AJM0816 | Al KhoorTower A3_Ajman |  | AJM5816 | AJML0816 |  | NE | 25.3945 | 55.45721944 | ETC | Residential | IBS | Ajman | AJMAN_RASHIDEYA 1 | 4000200 | 2CC |  | AJM_E3380E_13554_001001010 | in |  | On Air | On Air |  | Huawei | 3G+4G | HW U900 F1 | HW L1.8 F1/F2 (20+10M) |  | 4 |  |  | IIB
Dec 2020 add | AJM0825 | Al KhoorTower B4_Ajman |  | AJM5825 | AJML0825 |  | NE | 25.3938 | 55.456917 | ETC | Residential | IBS | Ajman | AJMAN_RASHIDEYA 1 | 4000200 | 2CC |  | AJM_E3380E_13578_001001005 | in |  | On Air | On Air |  | Huawei | 3G+4G | HW U900 F1 | HW L1.8 F1/F2 (20+10M) |  | 4 |  |  | IIB
Dec 2020 add | SHJ0382 | Al Jazeera Towers A & B |  | SHJ5382 | SHJL0382 |  | NE | 25.323 | 55.39045 | ETC | Residential | IBS | Sharjah | SHARJAH_INDUSTRIAL AREA 1 | 3009600 | 3CC |  | SHJ_E3380V_10249_001002001 | in |  | On Air | On Air |  | Huawei | 3G+4G | HW U900 F1 | HW L1.8 F1/F2 (20+10M) + L800 F1 (15M) |  | 12 |  |  | IIB
Dec 2020 add | DXN0239 | PARK HEIGHTS_Dubai Hills_C01 & C02 |  | DXN5239 | DXNL0239 |  | DXB | 25.1137 | 55.246336 | ETC | Residential | IBS | Dubai South | DUBAI_HADAEQ SHEIKH MOHAMMED BIN RASHID (RANCHES) | 1063100 | 2CC |  | DXB_E3177E_10638_001001002 | in |  | On Air | On Air |  | Huawei | 3G+4G | HW U900 F1 | HW L1.8 F1/F2 (20+10M) |  | 4 |  |  | IIB
Dec 2020 add | AJM0838 | Nuaimia Tower B4 |  | AJM5838 | AJML0838 |  | NE | 25.3871 | 55.4608 | ETC | Residential | IBS | Ajman | AJMAN_NUAIMEYA 1 | 4001100 | 3CC |  | AJM_E3480A_10852_001001005 | in |  | On Air | On Air |  | Huawei | 3G+4G | HW U900 F1 | HW L1.8 F1/F2 (20+10M) + L800 F1 (15M) |  | 6 |  |  | IIB
Dec 2020 add | IDX5854 | Palm Jumeirah Hilton Hotel |  | IDX0854 | IDXL5854 |  | DXB | 25.1054 | 55.146791 | du | Hotel | IBS | Dubai South | Dubai_Nakhlat Jumeira (The Palm Jumeirah) | 1038100 | 2CC | Yes | DXB_E3077J_10653_001003002 | in |  | On Air | On Air |  | Huawei | 3G+4G | HW U900 F1 | HW L1.8 F1/F2 (20+10M) |  | 5/5 |  |  | IIB
Dec 2020 add | DXN0443 | Stay Bridge & Holiday INN Hotel_DWC |  | DXN5443 | DXNL0443 |  | DXB | 24.868 | 55.1459987 | ETC | Hotel | IBS | Dubai South | DUBAI_MADINAT AL MATAAR | 1052100 | 2CC |  | DXB_E3075X_10844_001012002 | in |  | On Air | On Air |  | Huawei | 3G+4G | HW U900 F1 | HW L1.8 F1/F2 (20+10M) |  | 4/4 |  |  | IIB
Dec 2020 add | AJM0830 | Al Nuaimia Tower A2 |  | AJM5830 | AJML0830 |  | NE | 25.3873 | 55.460304 | ETC | Residential | IBS | Ajman | AJMAN_NUAIMEYA 1 | 4001100 | 2CC |  | AJM_E3380E_14305_001001010 | in |  | On Air | On Air |  | Huawei | 3G+4G | HW U900 F1 | HW L1.8 F1/F2 (20+10M) |  | 4 |  |  | IIB
Dec 2020 add | DXN0375 | DUNYA TOWER |  | DXN5375 | DXNL0375 |  | DXB | 25.1946 | 55.283284 | du | Commercial & Residential | IBS | Dubai North | DUBAI_BURJ KHALIFA (BUSINESS BAY) | 1034500 | 2CC |  | DXB_E3278G_10253_001001001 | in |  | On Air | On Air |  | Huawei | 3G+4G | HW U900 F1 | HW L1.8 F1/F2 (20+10M) |  | 4 |  |  | IIB
Dec 2020 add | SHJ0761 | Saraf Tower |  | SHJ5761 | SHJL0761 |  | NE | 25.3113 | 55.378472 | ETC | Residential | IBS | Sharjah | SHARJAH_AL MAMZAR | 3010400 | 2CC |  | SHJ_E3380U_10101_001024001 | in |  | On Air | On Air |  | Huawei | 3G+4G | HW U900 F1 | HW L1.8 F1/F2 (20+10M) |  | 4 |  |  | IIB
Dec 2020 add | IDX5866 | AC DOMUS Limited at JVC |  | IDX0866 | IDXL5866 |  | DXB | 25.0539 | 55.207766 | du | Residential | IBS | Dubai South | Dubai_Al Barsha South Fourth (Jumeirah Village South) | 1068100 | 2CC |  | DXB_E3177R_11402_001005002 | in |  | On Air | On Air |  | Huawei | 3G+4G | HW U900 F1 | HW L1.8 F1/F2 (20+10M) |  | 4 |  |  | IIB
Dec 2020 add | AJM0829 | Al Nuaimia Tower A1 |  | AJM5829 | AJML0829 |  | NE | 25.3876 | 55.460512 | ETC | Residential | IBS | Ajman | AJMAN_NUAIMEYA 1 | 4001100 | 2CC |  | AJM_E3380E_11146_001002010 | in |  | On Air | On Air |  | Huawei | 3G+4G | HW U900 F1 | HW L1.8 F1/F2 (20+10M) |  | 4 |  |  | IIB
Dec 2020 add | SHJ0739 | Al Mona Building Al Khan |  | SHJ5739 | SHJL0739 |  | NE | 25.3156 | 55.379595 | du | Residential | IBS | Sharjah | SHARJAH_AL MAMZAR | 3010400 | 2CC |  | SHJ_E3380U_10104_001001001 | in |  | On Air | On Air |  | Huawei | 3G+4G | HW U900 F1 | HW L1.8 F1/F2 (20+10M) |  | 4 |  |  | IIB
Dec 2020 add | SHJ0777 | Shaikha Hessa Tower |  | SHJ5777 | SHJL0777 |  | NE | 25.3038 | 55.37825 | ETC | Residential | IBS | Sharjah | SHARJAH_AL NAHDA | 3010200 | 3CC |  | SHJ_E3379A_10437_001001007 | in |  | On Air | On Air |  | Huawei | 3G+4G | HW U900 F1 | HW L1.8 F1/F2 (20+10M) + L800 F1 (15M) |  | 6 |  |  | IIB
Dec 2020 add | DXN0184 | Al Barsha 2 Building |  | DXN5184 | DXNL0184 |  | DXB | 25.1116 | 55.206844 | du | Commercial & Residential | IBS | Dubai South | DUBAI_AL BARSHA FIRST | 1037300 | 2CC |  | DXB_E3177C_11556_001010023 | in |  | On Air | On Air |  | Huawei | 3G+4G | HW U900 F1 | HW L1.8 F1/F2 (20+10M) |  | 4 |  |  | IIB
Dec 2020 add | SHJ0670 | Shaikha Lulua Tower 2 |  | SHJ5670 | SHJL0670 |  | NE | 25.3043 | 55.3786 | ETC | Residential | IBS | Sharjah | SHARJAH_AL NAHDA | 3010200 | 2CC |  | SHJ_E3379A_10436_001001007 | in |  | On Air | On Air |  | Huawei | 3G+4G | HW U900 F1 | HW L1.8 F1/F2 (20+10M) |  | 4 |  |  | IIB
Dec 2020 add | DXN0940 | Park Point_Dubai Hills |  | DXN5940 | DXNL0940 |  | DXB | 25.111 | 55.244085 | ETC | Residential | IBS | Dubai South | DUBAI_HADAEQ SHEIKH MOHAMMED BIN RASHID (RANCHES) | 1063100 | 2CC |  | DXB_E3177D_11413_001001004 | in |  | On Air | On Air |  | Huawei | 3G+4G | HW U900 F1 | HW L1.8 F1/F2 (20+10M) |  | 4/4 |  |  | IIB
Jan 2021 update | DXN0175 | City Avenue Hotel Deira |  | DXN5175 | DXNL0175 |  | DXB | 25.274 | 55.327386 | du | Hotel | IBS | Dubai North | Dubai_Al Muteena | 1012300 | 2CC |  | DXB_E3279I_16402_001002001 | in |  | On Air | On Air |  | Huawei | 3G+4G | HW U900 F1 | HW L1.8 F1/F2 (20+10M) |  | 1/1 |  |  | IIB
Dec 2020 add | DXN0791 | Al Barsha South 3 Twin Building (Al-Owais Tower) |  | DXN5791 | DXNL0791 |  | DXB | 25.056 | 55.225258 | du | Residential | IBS | Dubai South | DUBAI_AL BARSHA SOUTH THIRD | 1067300 | 2CC |  | DXB_E3177R_11412_001001005 | in |  | On Air | On Air |  | Huawei | 3G+4G | HW U900 F1 | HW L1.8 F1/F2 (20+10M) |  | 4 |  |  | IIB
Dec 2020 add | DXN0285 | Equinix Data Centre at IMPZ |  | DXN5285 | DXNL0285 |  | DXB | 25.0262 | 55.186615 | du | Commercial | IBS | Dubai South | Dubai_Meaisem First (Jumeirah Golf Estate) | 1068500 | 2CC |  | DXB_E3176B_10070_002000000 | in |  | On Air | On Air |  | Huawei | 3G+4G | HW U900 F1 | HW L1.8 F1/F2 (20+10M) |  | 1/1 |  |  | IIB
Dec 2020 add | DXN0871 | AL TADAWI HOSPITAL_Al Garhood |  | DXN5871 | DXNL0871 |  | DXB | 25.2333 | 55.353994 | ETC | Hospital | IBS | Dubai North | DUBAI_AL GARHOUD | 1021400 | 2CC |  | DXB_E3279Y_10492_001001003 | in |  | On Air | On Air |  | Huawei | 3G+4G | HW U900 F1 | HW L1.8 F1/F2 (20+10M) |  | 2 |  |  | IIB
Dec 2020 add | FUJ0652 | Fujairah National Property Tower |  | FUJ5652 | FUJL0652 |  | NE | 25.1774 | 56.350106 | ETC | Commercial & Residential | IBS | Fujairah | FUJAIRAH_Port Fujairah and Freezone | 6000010 | 2CC |  | FJR_E4278O_10106_001001001 | in |  | On Air | On Air |  | Huawei | 3G+4G | HW U900 F1 | HW L1.8 F1/F2 (20+10M) |  | 3/3 |  |  | IIB
Dec 2020 add | DXN0529 | Ramada Plaza_JBR |  | DXN5529 | DXNL0529 |  | DXB | 25.0776 | 55.13585 | ETC | Hotel | IBS | Dubai South | Dubai_Marsa Dubai | 1039200 | 2CC |  | DXB_E3077N_10081_001020011 | in |  | On Air | On Air |  | Huawei | 3G+4G | HW U900 F1 | HW L1.8 F1/F2 (20+10M) |  | 3/3 |  |  | IIB
Sep 2021 Update | DXN0602 | Expo - Al Wasl Plaza Office A (Parcel A) |  | DXN5602 | DXNL0602 | DXNNR0602 | DXB | 24.9604 | 55.150063 | ETC | Commercial | IBS | Dubai South | Dubai_Madinat Al Mataar | 1052100 | 3CC | Yes | DXB_E3076Y_10006_001001001 | in |  | On Air | On Air | On Air | Huawei | 3G+4G+5G | HW U900 F1 | HW L1.8 F1/F2 (20+15M) + L800 F1 (15M) | 1CC | 2/1 | 0/55 | N78 F1 | IIB
Jan 2021 update | IDX5855 | Palm Jumeirah Marriot Hotel |  | IDX0855 | IDXL5855 |  | DXB | 25.1066 | 55.145511 | du | Hotel | IBS | Dubai South | Dubai_Nakhlat Jumeira (The Palm Jumeirah) | 1038100 | 2CC | Yes | DXB_E3077E_10112_001001003 | in |  | On Air | On Air |  | Huawei | 3G+4G | HW U900 F1 | HW L1.8 F1/F2 (20+10M) |  | 4/4 |  |  | IIB
Jan 2021 update | DXN0677 | Muraqabat (3B+G+MZ+10F+HC) |  | DXN5677 | DXNL0677 |  | DXB | 25.2611 | 55.321193 | du | Residential | IBS | Dubai North | Dubai_Al Muraqqabat | 1012400 | 2CC |  | DXB_E3279M_10975_001016004 | in |  | On Air | On Air |  | Huawei | 3G+4G | HW U900 F1 | HW L1.8 F1/F2 (20+10M) |  | 1/1 |  |  | MW
Jan 2021 update | SHJ0400 | Emirates National School |  | SHJ5400 | SHJL0400 |  | NE | 25.3615 | 55.571647 | ETC | University/School | IBS | Sharjah | SHARJAH_Al Zubair/ Sharjah Investment Center | 3001801 | 2CC |  | SHJ_E3580K_10002_001001001 | in |  | On Air | On Air |  | Huawei | 3G+4G | HW U900 F1 | HW L1.8 F1/F2 (20+10M) |  | 10/10 |  |  | IIB
Sep 2021 Update | DXN0603 | Expo - Al Wasl Plaza Office B (Parcel B) |  | DXN5603 | DXNL0603 | DXNNR0603 | DXB | 24.9617 | 55.150906 | ETC | Commercial | IBS | Dubai South | Dubai_Madinat Al Mataar | 1052100 | 3CC | Yes | DXB_E3076T_10122_001001001 | in |  | On Air | On Air | On Air | Huawei | 3G+4G+5G | HW U900 F1 | HW L1.8 F1/F2 (20+15M) + L800 F1 (15M) | 1CC | 2/1 | 0/55 | N78 F1 | IIB
Jan 2021 update | IAD5281 | Marina Square-Zone D-Ocean Terrace Tower RT1-C1 |  | IAD0281 | IADL5281 |  | AUH | 24.4928 | 54.39307 | ETC | Residential | IBS | Abu Dhabi | Abu Dhabi_Al Reem Island | 2045700 | 3CC |  | AUH_E2371U_10063_001002001 | in |  | On Air | On Air |  | Nokia | 3G+4G | NSN U900 F1 | NSN L1800 F1/F2 (20+15M) + L800 F1 (15M) |  | 4 |  |  | MW
Jan 2021 update | IAD5605 | EMIRATES General Market |  | IAD0605 | IADL5605 |  | AUH | 24.4894 | 54.369063 | ETC | Mixed Use | IBS | Abu Dhabi | ABU DHABI_Madinat Zayed(AD) | 2501200 | 2CC |  | AUH_E2271Y_10996_001001001 | in |  | On Air | On Air |  | Nokia | 3G+4G | NSN U900 F1 | NSN L18 F1/F2 (20+15M) |  | 2 |  |  | MW
Jan 2021 update | IAD5753 | Bain Al-Jesr Ain Co-Operative Society Supermarket-AUH |  | IAD0753 | IADL5753 |  | AUH | 24.407 | 54.5058 | ETC | Commercial | IBS | Abu Dhabi | ABU DHABI_AL MAQTA AREA | 2044000 | 3CC |  | AUH_E2470V_10084_001001001 | in |  | On Air | On Air |  | Nokia | 3G+4G | NSN U900 F1 | NSN L1800 F1/F2 (20+15M) + L800 F1 (15M) |  | 2 |  |  | IIB
Jan 2021 update | IAD5745 | Mamsha Al Saadiyat Plot#2 |  | IAD0745 | IADL5745 |  | AUH | 24.5387 | 54.409213 | ETC | Residential | IBS | Abu Dhabi | ABU DHABI_SADIYAT ISLAND | 2046700 | 2CC |  | AUH_E2371G_10005_001001001 | in |  | On Air | On Air |  | Nokia | 3G+4G | NSN U900 F1 | NSN L18 F1/F2 (20+15M) |  | 6 |  |  | MW
Feb 2021 update | IAD5675 | Marina Bay RR2-C13 |  | IAD0675 | IADL5675 |  | AUH | 24.4846 | 54.404235 | ETC | Residential | IBS | Abu Dhabi | ABU DHABI_AL REEM ISLAND | 2045700 | 4CC |  | AUH_E2371U_10074_001001001 | in |  | On Air | On Air |  | Nokia | 3G+4G | NSN U900 F1 | NSN L18 F1/F2 (20+15M) + L800 F1 (15M) + L21 F1 (15M) |  | 8 |  |  | MW
Jan 2021 update | IAD5328 | Lulu Tower E6_C45 |  | IAD0328 | IADL5328 |  | AUH | 24.4905 | 54.362305 | ETC | Residential | IBS | Abu Dhabi | ABU DHABI_Al Markaziyah | 2500200 | 4CC |  | AUH_E2271X_10643_001009005 | in |  | On Air | On Air |  | Nokia | 3G+4G | NSN U900 F1 | NSN L18 F1/F2 (20+15M) + L800 F1 (15M) + L21 F1 (15M) |  | 2 |  |  | MW
Jan 2021 update | IAD5748 | Mamsha Al Saadiyat Plot#3 |  | IAD0748 | IADL5748 |  | AUH | 24.5387 | 54.407628 | ETC | Residential | IBS | Abu Dhabi | ABU DHABI_SADIYAT ISLAND | 2046700 | 3CC |  | AUH_E2371G_10002_001002001 | in |  | On Air | On Air |  | Nokia | 3G+4G | NSN U900 F1 | NSN L1800 F1/F2 (20+15M) + L800 F1 (15M) |  | 6 |  |  | MW
Apr 2021 Update | IAD5560 | WASFAR HOTEL W1502C13 |  | IAD0560 | IADL5560 |  | AUH | 24.4593 | 54.38039 | ETC | Hotel | IBS | Abu Dhabi | ABU DHABI_Al Karamah | 2501400 | 2CC |  | AUH_E2270J_10554_001001001 | in |  | On Air | On Air |  | Nokia | 3G+4G | NSN U900 F1 | NSN L18 F1/F2 (20+15M) |  | 2 |  |  | MW
Jan 2021 update | IAD5719 | Arzana Institute |  | IAD0719 | IADL5719 |  | AUH | 24.4209 | 54.497462 | ETC | Government | IBS | Abu Dhabi | ABU DHABI_SAS AL NAKHL (UMM AL NAR) | 2044600 | 2CC |  | AUH_E2470P_10496_001001001 | in |  | On Air | On Air |  | Nokia | 3G+4G | NSN U900 F1 | NSN L18 F1/F2 (20+15M) |  | 2 |  |  | MW
Jan 2021 update | IAD5617 | REEM DIAMOND RS6C5 |  | IAD0617 | IADL5617 |  | AUH | 24.4968 | 54.407298 | ETC | Residential | IBS | Abu Dhabi | ABU DHABI_AL REEM ISLAND | 2045700 | 3CC |  | AUH_E2371V_10029_001001001 | in |  | On Air | On Air |  | Nokia | 3G+4G | NSN U900 F1 | NSN L1800 F1/F2 (20+15M) + L800 F1 (15M) |  | 2 |  |  | MW
Feb 2021 update | IAD5754 | DEPARTMENT OF MUNICIPAL AFFAIRS-AUH |  | IAD0754 | IADL5754 |  | AUH | 24.4884 | 54.3751 | ETC | Government | IBS | Abu Dhabi | ABU DHABI_Madinat Zayed(AD) | 2501200 | 2CC |  | AUH_E2271Y_11392_001001001 | in |  | On Air | On Air |  | Nokia | 3G+4G | NSN U900 F1 | NSN L18 F1/F2 (20+15M) |  | 2 |  |  | MW
Jan 2021 add | DXN0005 | AVANI Hotel & Residential Apartments |  | DXN5005 | DXNL0005 |  | DXB | 25.0988 | 55.156784 | du | Residential | IBS | Dubai South | Dubai_Al Safouh Second | 1038200 | 2CC |  | DXB_E3077J_10702_001052001 | in |  | On Air | On Air |  | Huawei | 3G+4G | HW U900 F1 | HW L1.8 F1/F2 (20+10M) |  | 10 |  |  | IIB
Jan 2022 update | AAN0069 | Al Jimi Mall-Phase 4 |  | AAN5069 | AANL0069 | AAN0069_N_BB2 | AUH | 24.246 | 55.726835 | du | Mall | IBS | Al Ain | Abu Dhabi_Al Jimi | 8000500 | 3CC |  | AAN_E3668W_10002_001001122 | in |  | On Air | On Air | On Air | Ericsson | 3G+4G+5G | E/// U900 F1 | E/// L1.8 F1/F2 (20+15M) + L800 F1 (15M) | 1CC |  |  |  | IIB
Jan 2021 add | SHJ0176 | Al Mubarak Centre |  | SHJ5176 | SHJL0176 |  | NE | 25.3646 | 55.393262 | du | Commercial | IBS | Sharjah | Sharjah_Al Nabba | 3006400 | 2CC |  | SHJ_E3380G_10019_001002055 | in |  | On Air | On Air |  | Huawei | 3G+4G | HW U900 F1 | HW L1.8 F1/F2 (20+10M) |  | 4 |  |  | IIB
Jan 2021 add | DXN0444 | Elite Business Bay Residences |  | DXN5444 | DXNL0444 |  | DXB | 25.18 | 55.265895 | du | Residential | IBS | Dubai North | Dubai_Burj Khalifa (Business Bay) | 1034500 | 3CC |  | DXB_E3278K_10807_001004014 | in |  | On Air | On Air |  | Huawei | 3G+4G | HW U900 F1 | HW L1.8 F1/F2 (20+10M) + L800 F1 (15M) |  | 9 |  |  | IIB
Jan 2021 add | DXN0077 | Meadows Mall |  | DXN5077 | DXNL0077 |  | DXB | 25.0637 | 55.157352 | du | Mall | IBS | Dubai South | DUBAI_AL THANYAH FOURTH (EMIRATES HILL THIRD) | 1039400 | 2CC |  | DXB_E3077T_13100_001001001 | in |  | On Air | On Air |  | Huawei | 3G+4G | HW U900 F1 | HW L1.8 F1/F2 (20+10M) |  | 1/1 |  |  | IIB
Jan 2021 add | SHJ0060 | Bel Rasheed Tower 1 |  | SHJ5060 | SHJL0060 |  | NE | 25.3425 | 55.385794 | ETC | Mixed Use | IBS | Sharjah | Sharjah_AL MAZAJ FIRST | 3010600 | 2CC |  | SHJ_E3380Q_10690_001001001 | in |  | On Air | On Air |  | Huawei | 3G+4G | HW U900 F1 | HW L1.8 F1/F2 (20+10M) |  | 4 |  |  | IIB
Jan 2021 add | DXN0186 | UNA Nshama Town Square Building B |  | DXN5186 | DXNL0186 |  | DXB | 25.004 | 55.285996 | du | Residential | IBS | Dubai South | DUBAI_AL YALAYIS 2 (DUBAI LAND) | 1092200 | 3CC |  | DXB_E3276F_10803_001001011 | in |  | On Air | On Air |  | Huawei | 3G+4G | HW U900 F1 | HW L1.8 F1/F2 (20+10M) + L800 F1 (15M) |  | 12 |  |  | IIB
Jan 2021 add | SHJ0794 | Sahara Samaya Hotel Apartments |  | SHJ5794 | SHJL0794 |  | NE | 25.298 | 55.3682139 | ETC | Residential | IBS | Sharjah | SHARJAH_AL NAHDA | 3010200 | 2CC |  | SHJ_E3379A_10374_001013001 | in |  | On Air | On Air |  | Huawei | 3G+4G | HW U900 F1 | HW L1.8 F1/F2 (20+10M) |  | 2/2 |  |  | IIB
Jan 2021 add | DXN0816 | Ramada Jumeira Hotel_Al Hudaiba |  | DXN5816 | DXNL0816 |  | DXB | 25.2402 | 55.27549416 | ETC | Hotel | IBS | Dubai North | Dubai_AL HUDAIBA | 1032200 | 2CC |  | DXB_E3279P_12110_001001001 / DXB_E3279P_12110_001002001 | in |  | On Air | On Air |  | Huawei | 3G+4G | HW U900 F1 | HW L1.8 F1/F2 (20+10M) |  | 4 |  |  | MW
Jan 2021 add | DXN0935 | The Waves Tower B_Dubai Marina |  | DXN5935 | DXNL0935 |  | DXB | 25.0711 | 55.13419 | ETC | Residential | IBS | Dubai South | DUBAI_MARSA DUBAI | 1039200 | 2CC |  | DXB_E3077N_10237_001008011 | in |  | On Air | On Air |  | Huawei | 3G+4G | HW U900 F1 | HW L1.8 F1/F2 (20+10M) |  | 2 |  |  | IIB
Jan 2021 add | DXN0858 | Al Khawaneej Mall by Meeras |  | DXN5858 | DXNL0858 |  | DXB | 25.2332 | 55.472848 | du | Mall | IBS | Dubai North | Dubai_Al Khwaneej First | 1028100 | 2CC | Yes | DXB_E3479U_10409_001001004 | in |  | On Air | On Air |  | Huawei | 3G+4G | HW U900 F1 | HW L1.8 F1/F2 (20+10M) |  | 2 |  |  | IIB
Jan 2021 add | DXN0367 | Residential Tower G+3P+10 |  | DXN5367 | DXNL0367 |  | DXB | 25.1059 | 55.373418 | du | Residential | IBS | Dubai South | DUBAI_WADI AL SAFA 2 (RANCHES) | 1064300 | 2CC |  | DXB_E3377F_10467_001015001 | in |  | On Air | On Air |  | Huawei | 3G+4G | HW U900 F1 | HW L1.8 F1/F2 (20+10M) |  | 1/1 |  |  | IIB
Jan 2021 add | DXN0081 | The Address Jumeirah Gate JBR West Tower |  | DXN5081 | DXNL0081 | DXNNR0081 | DXB | 25.0724 | 55.126696 | du | Hotel | IBS | Dubai South | Dubai_Marsa Dubai | 1039200 | 2CC |  | DXB_E3077N_10794_001003004 | in |  | On Air | On Air | On Air | Huawei | 3G+4G+5G | HW U900 F1 | HW L1.8 F1/F2 (20+10M) | 1CC | 6/6 | 6/0 | N41 | IIB
Jan 2021 add | DXN0152 | Riva Beach Club Palm Jumeirah |  | DXN5152 | DXNL0152 |  | DXB | 25.1126 | 55.143838 | du | Commercial | IBS | Dubai South | DUBAI_NAKHLAT JUMEIRA (THE PALM JUMEIRAH) | 1038100 | 2CC |  | DXB_E3077D_11102_001001005 | in |  | On Air | On Air |  | Huawei | 3G+4G | HW U900 F1 | HW L1.8 F1/F2 (20+10M) |  | 1/1 |  |  | IIB
Sep 2021 Update | IUA5752 | Vida Hotel, UAQ |  | IUA0752 | IUAL5752 |  | NE | 25.579 | 55.564576 | ETC | Hotel | IBS | Umm Al Quwain | UMM AL QUWAIN_Al Riqqah / Al Dar Al Baida Area | 5000203 | 2CC |  | UAQ_E3582A_10019_001001001 | in |  | On Air | On Air |  | Huawei | 3G+4G | HW U900 F1 | HW L1.8 F1/F2 (20+10M) |  | 2 |  |  | IIB
Jan 2021 add | IDX5849 | Citymax Hotel Al Barsha |  | IDX0849 | IDXL5849 |  | DXB | 25.1156 | 55.203968 | ETC | Hotel | IBS | Dubai South | Dubai_Al Barsha First | 1037300 | 2CC |  | DXB_E3177B_10512_001001002 | in |  | On Air | On Air |  | Huawei | 3G+4G | HW U900 F1 | HW L1.8 F1/F2 (20+10M) |  | 2/2 |  |  | IIB
Jan 2021 add | SHJ0089 | Majestic Tower-1 Al Khan |  | SHJ5089 | SHJL0089 |  | NE | 25.3142 | 55.36715 | ETC | Mixed Use | IBS | Sharjah | Sharjah_AL KHAN | 3010300 | 2CC |  | SHJ_E3380U_10142_001001005 | in |  | On Air | On Air |  | Huawei | 3G+4G | HW U900 F1 | HW L1.8 F1/F2 (20+10M) |  | 8 |  |  | IIB
Jan 2021 add | DXN0634 | Panorama at the Views Emaar |  | DXN5634 | DXNL0634 |  | DXB | 25.0877 | 55.172892 | ETC | Residential | IBS | Dubai South | Dubai_AL THANYAH THIRD (EMIRATES HILL SECOND) | 1038800 | 2CC |  | DXB_E3177K_11520_001001041 | in |  | On Air | On Air |  | Huawei | 3G+4G | HW U900 F1 | HW L1.8 F1/F2 (20+10M) |  | 6/6 |  |  | IIB
Jan 2021 add | DXN0138 | Emirates Staff Accommodation (Al Fattan Qusais 2) |  | DXN5138 | DXNL0138 |  | DXB | 25.2694 | 55.380655 | du | Residential | IBS | Dubai North | Dubai_Al Qusais Second | 1023300 | 2CC |  | DXB_E3379K_11774_001002006 | in |  | On Air | On Air |  | Huawei | 3G+4G | HW U900 F1 | HW L1.8 F1/F2 (20+10M) |  | 6 |  |  | IIB
Jan 2021 add | DXN0605 | Expo - Al Wasl Plaza Hotel E (Parcel E) |  | DXN5605 | DXNL0605 | DXNNR0605 | DXB | 24.961 | 55.149837 | ETC | Hotel | IBS | Dubai South | Dubai_Madinat Al Mataar | 1052100 | 3CC | Yes | DXB_E3076Y_10005_001001001 | in |  | On Air | On Air | On Air | Huawei | 3G+4G+5G | HW U900 F1 | HW L1.8 F1/F2 (20+15M) + L800 F1 (15M) | 1CC | 6 | 0/134 | N78 F1 | IIB
Sep 2021 Update | DXN0528 | Art of Living Mall_Umm Soqaim |  | DXN5528 | DXNL0528 | DXNNR0528 | DXB | 25.1047 | 55.228062 | ETC | Mall | IBS | Dubai South | Dubai_Al Barsha Second | 1037600 | 2CC |  | DXB_E3177I_10484_001001001 | in |  | On Air | On Air | On Air | Huawei | 3G+4G+5G | HW U900 F1 | HW L1.8 F1/F2 (20+10M) | 1CC | 2/2 | 1/0 | N41 | IIB
Apr 2021 Update | ISH5023 | Al Rahmaniya Mall |  | ISH0023 | ISHL5023 | ISHNR5023 | NE | 25.3315 | 55.603832 | ETC | Residential | IBS | Sharjah | SHARJAH_Al Rahmaniah Suburb - SHJ | 3001900 | 2CC |  | SHJ_E3580R_10006_001002001 | in |  | On Air | On Air | On Air | Huawei | 3G+4G+5G | HW U900 F1 | HW L1.8 F1/F2 (20+10M) | 1CC | 6 | 3/0 | N41 | IIB
Jan 2021 add | SHJ0584 | Al Masraf Bank Building-SHJ |  | SHJ5584 | SHJL0584 |  | NE | 25.3462 | 55.390185 | ETC | Commercial | IBS | Sharjah | SHARJAH_AL NUD | 3007600 | 2CC |  | SHJ_E3380L_10071_001001004 | in |  | On Air | On Air |  | Huawei | 3G+4G | HW U900 F1 | HW L1.8 F1/F2 (20+10M) |  | 4 |  |  | IIB
Jan 2021 add | SHJ0665 | Saleem Al Sayegh Tower |  | SHJ5665 | SHJL0665 |  | NE | 25.316 | 55.3774932 | ETC | Residential | IBS | Sharjah | SHARJAH_AL MAMZAR | 3010400 | 2CC |  | SHJ_E3380U_10266_001001001 | in |  | On Air | On Air |  | Huawei | 3G+4G | HW U900 F1 | HW L1.8 F1/F2 (20+10M) |  | 4 |  |  | IIB
Jan 2021 add | IDX5394 | Creekside 18 Tower B at DCH |  | IDX0394 | IDXL5394 |  | DXB | 25.2038 | 55.344421 | du | Residential | IBS | Dubai North | Dubai_Al Kheeran First (Ras Al Hamar) | 1041400 | 2CC |  | DXB_E3278E_10186_001003009 | in |  | On Air | On Air |  | Huawei | 3G+4G | HW U900 F1 | HW L1.8 F1/F2 (20+10M) |  | 8 |  |  | IIB
Jan 2021 add | AAN5397F | ATOM Al Ain Cooperative Society Al Markhaniya Mall |  | AAN5397F | AANL0397VI |  | AUH | 24.2106 | 55.661928 | du | Commercial | ATOM | Al Ain | Abu Dhabi_Al Markhaniya | 8000800 | 1CC |  | AAN_E3567E_10003_001001001 | in |  | On Air | On Air |  | Ericsson | 3G+4G | E/// U900 F1 | E/// L1.8 F1 (20M) |  |  |  |  | IIB
Jan 2021 add | IDX5776 | Harbour Views Tower 1 at DCH |  | IDX0776 | IDXL5776 |  | DXB | 25.205 | 55.344928 | du | Residential | IBS | Dubai North | Dubai_Al Kheeran First (Ras Al Hamar) | 1041400 | 3CC |  | DXB_E3278E_10190_001001001 | in |  | On Air | On Air |  | Huawei | 3G+4G | HW U900 F1 | HW L1.8 F1/F2 (20+10M) + L800 F1 (15M) |  | 12 |  |  | IIB
Jan 2021 add | IDX5111 | The One at JVC |  | IDX0111 | IDXL5111 |  | DXB | 25.0549 | 55.204787 | du | Hotel | IBS | Dubai South | Dubai_Al Barsha South Fourth (Jumeirah Village South) | 1068100 | 2CC | Yes | DXB_E3177Q_12036_001002003 | in |  | On Air | On Air |  | Huawei | 3G+4G | HW U900 F1 | HW L1.8 F1/F2 (20+10M) |  | 3/3 |  |  | IIB
Jan 2021 add | DXN0612 | Expo - Village Building 11_Site 1 (A3 & C4) |  | DXN5612 | DXNL0612 |  | DXB | 24.9628 | 55.144268 | ETC | Residential | IBS | Dubai South | Dubai_Madinat Al Mataar | 1052100 | 3CC |  | DXB_E3076S_10043_001001002 | in |  | On Air | On Air |  | Huawei | 3G+4G | HW U900 F1 | HW L1.8 F1/F2 (20+15M) + L800 F1 (15M) |  | 6 |  |  | IIB
July 2021 update | DXN0606 | Expo - Al Wasl Plaza Hotel F (Parcel F) |  | DXN5606 | DXNL0606 | DXNNR0606 | DXB | 24.9616 | 55.150205 | ETC | Hotel | IBS | Dubai South | Dubai_Madinat Al Mataar | 1052100 | 3CC | Yes | DXB_E3076T_10121_001001003 | in |  | On Air | On Air | On Air | Huawei | 3G+4G+5G | HW U900 F1 | HW L1.8 F1/F2 (20+15M) + L800 F1 (15M) | 1CC | 6 | 0/111 | N78 F1 | IIB
Jan 2021 add | DXN0613 | Expo - Village Building 11_Site 2 (A4) |  | DXN5613 | DXNL0613 |  | DXB | 24.9628 | 55.144268 | ETC | Residential | IBS | Dubai South | Dubai_Madinat Al Mataar | 1052100 | 3CC |  | DXB_E3076S_10030_001016002 | in |  | On Air | On Air |  | Huawei | 3G+4G | HW U900 F1 | HW L1.8 F1/F2 (20+15M) + L800 F1 (15M) |  | 6 |  |  | IIB
Jan 2021 add | IDX5392 | Creekside 18 Tower A at DCH |  | IDX0392 | IDXL5392 |  | DXB | 25.2044 | 55.344723 | du | Residential | IBS | Dubai North | Dubai_Al Kheeran First (Ras Al Hamar) | 1041400 | 2CC |  | DXB_E3278E_10187_001021001 | in |  | On Air | On Air |  | Huawei | 3G+4G | HW U900 F1 | HW L1.8 F1/F2 (20+10M) |  | 8 |  |  | IIB
Jan 2021 add | DXN0773 | Eagle Heights |  | DXN5773 | DXNL0773 | DXNNR0773 | DXB | 25.0364 | 55.220924 | du | Residential | IBS | Dubai South | DUBAI_AL HEBIAH FOURTH (DUBAI SPORTS CITY) | 1068200 | 3CC |  | DXB_E3177W_10039_001001004 | in |  | On Air | On Air | On Air | Huawei | 3G+4G | HW U900 F1 | HW L1.8 F1/F2 (20+10M) + L800 F1 (15M) | 1CC | 2/1 | 1 | N41 | IIB
Jan 2021 add | IDX5030 | Creek Horizon Tower 2 at DCH |  | IDX0030 | IDXL5030 |  | DXB | 25.2071 | 55.344402 | du | Residential | IBS | Dubai North | Dubai_Al Kheeran First (Ras Al Hamar) | 1041400 | 2CC |  | DXB_E3278E_10189_001039010 | in |  | On Air | On Air |  | Huawei | 3G+4G | HW U900 F1 | HW L1.8 F1/F2 (20+10M) |  | 6 |  |  | IIB
Jan 2021 add | IDX5778 | Harbour Views Tower 2 at DCH |  | IDX0778 | IDXL5778 |  | DXB | 25.2057 | 55.344897 | du | Residential | IBS | Dubai North | Dubai_Al Kheeran First (Ras Al Hamar) | 1041400 | 3CC |  | DXB_E3278E_10190_001001002 | in |  | On Air | On Air |  | Huawei | 3G+4G | HW U900 F1 | HW L1.8 F1/F2 (20+10M) + L800 F1 (15M) |  | 12 |  |  | IIB
Jan 2021 add | IDX5028 | Creek Horizon Tower 1 at DCH |  | IDX0028 | IDXL5028 |  | DXB | 25.2066 | 55.345105 | du | Residential | IBS | Dubai North | Dubai_Al Kheeran First (Ras Al Hamar) | 1041400 | 2CC |  | DXB_E3278E_10189_001042002 | in |  | On Air | On Air |  | Huawei | 3G+4G | HW U900 F1 | HW L1.8 F1/F2 (20+10M) |  | 6 |  |  | IIB
Jan 2021 add | DXB5630D | ATOM WASL EXPERIENCE CENTER |  | DXB5630D | DXBL0630IV |  | DXB | 25.1581 | 55.22846 | du | Commercial | ATOM | Dubai South | DUBAI_AL SAFA SECOND | 1035700 | 1CC |  | DXB_E3178S_11223_001002002 | in |  | On Air | On Air |  | Huawei | 3G+4G | HW U2.1 F2 | HW L1.8 F1 (20M) |  | 1 |  |  | IIB
Jan 2021 add | IDX0094D | Expo - Operational Pavilion C105 |  | IDX0094D | IDXL5094IV |  | DXB | 24.9633 | 55.154417 | ETC | Self-Built Pavilion | ATOM | Dubai South | Dubai_Madinat Al Mataar | 1052100 | 1CC |  | DXB_E3076T_10179_001001010 | in |  | On Air | On Air |  | Huawei | 3G+4G | HW U2.1 F2 | HW L1.8 F1 (20M) |  | 1 |  |  | IIB
Jan 2021 add | DXN0468 | DMCC Coffee Center |  | DXN5468 | DXNL0468 |  | DXB | 24.9822 | 55.100017 | du | Commercial | IBS | Dubai South | DUBAI_JABAL ALI INDUSTRIAL SECOND (JABAL ALI INDUSTRIAL 2) | 1051800 | 2CC |  | DXB_E3076L_10473_001001033 | in |  | On Air | On Air |  | Huawei | 3G+4G | HW U900 F1 | HW L1.8 F1/F2 (20+10M) |  | 1/1 |  |  | IIB
Jan 2021 add | IDX0094C | Expo - Slovenia Pavilion |  | IDX0094C | IDXL5094III |  | DXB | 24.9575 | 55.145918 | ETC | Self-Built Pavilion | ATOM | Dubai South | Dubai_Madinat Al Mataar | 1052100 | 1CC |  | DXB_E3076X_10052_001001001 | in |  | On Air | On Air |  | Huawei | 3G+4G | HW U2.1 F2 | HW L1.8 F1 (20M) |  | 1 |  |  | IIB
Jan 2021 add | DXN0092 | Marriot Residence Inn Jaddaf |  | DXN5092 | DXNL0092 |  | DXB | 25.2108 | 55.314173 | du | Hotel | IBS | Dubai North | Dubai_Al Jadaf | 1032600 | 2CC |  | DXB_E3278C_10047_001015002 | in |  | On Air | On Air |  | Huawei | 3G+4G | HW U900 F1 | HW L1.8 F1/F2 (20+10M) |  | 1/1 |  |  | IIB
Jan 2021 add | IAD5595 | RS1-C03 Reem Tower 1 |  | IAD0595 | IADL5595 |  | AUH | 24.5098 | 54.405303 | ETC | Residential | IBS | Abu Dhabi | ABU DHABI_AL REEM ISLAND | 2045700 | 4CC |  | AUH_E2371Q_10026_001001001 | in |  | On Air | On Air |  | Nokia | 3G+4G | NSN U900 F1 | NSN L18 F1/F2 (20+15M) + L800 F1 (15M) + L21 F1 (15M) |  | 4 |  |  | MW
Jan 2021 add | IAD5761 | Hilton Hotel_Yas Island |  | IAD0761 | IADL5761 | IADNR5761 | AUH | 24.4593 | 54.601477 | ETC | Hotel | IBS | Abu Dhabi | ABU DHABI_YAS ISLAND | 2004600 | 3CC |  | AUH_E2570F_10009_001003064 | in |  | On Air | On Air | On Air | Nokia | 3G+4G+5G | NSN U900 F1 | NSN L1800 F1/F2 (20+15M) + L800 F1 (15M) | 1CC | 10 | 3 | N41 | IIB
May 2021 Update | IAD5422 | Al Sheraa Hotel Al Karamah Abu Dhabi |  | IAD0422 | IADL5422 |  | AUH | 24.465 | 54.374743 | du | Hotel | IBS | Abu Dhabi | ABU DHABI_Al Karamah | 2501400 | 2CC |  | AUH_E2270E_10722_001001002 | in |  | On Air | On Air |  | Nokia | 3G+4G | NSN U900 F1 | NSN L18 F1/F2 (20+15M) |  | 2 |  |  | IIB
Jan 2021 add | IAD5757 | Hilton Hotel Yas Island_ Car parking |  | IAD0757 | IADL5757 |  | AUH | 24.4611 | 54.600663 | ETC | Commercial | IBS | Abu Dhabi | ABU DHABI_YAS ISLAND | 2004600 | 2CC |  | AUH_E2570F_10009_001001004 | in |  | On Air | On Air |  | Nokia | 3G+4G | NSN U900 F1 | NSN L18 F1/F2 (20+15M) |  | 4 |  |  | IIB
Jan 2021 add | AUH0427 | Al Bateen Towers C6 - Abu Dhabi Islamic Bank (ADIB) |  | AUH5427 | AUHL0427 |  | AUH | 24.4563 | 54.338617 | ETC | Commercial | IBS | Abu Dhabi | Abu Dhabi_Al Bateen | 2500600 | 2CC |  | AUH_E2270H_10953_001001001 | in |  | On Air | On Air |  | Nokia | 3G+4G | NSN U900 F1 | NSN L18 F1/F2 (20+15M) |  | 10 |  |  | IIB
Jan 2021 add | IAD5342 | Yas Village_Phase1_Blk-C&E |  | IAD0342 | IADL5342 |  | AUH | 24.5018 | 54.591115 | du | Mixed Use | IBS | Abu Dhabi | Abu Dhabi_Yas Island | 2004600 | 2CC |  | AUH_E2571P_10001_001002008 | in |  | On Air | On Air |  | Nokia | 3G+4G | NSN U900 F1 | NSN L18 F1/F2 (20+15M) |  | 12 |  |  | IIB
Jan 2021 add | IAD5358 | E40_C50 Danet Abu Dhabi |  | IAD0358 | IADL5358 |  | AUH | 24.4308 | 54.43531 | ETC | Residential | IBS | Abu Dhabi | ABU DHABI_Al Zahra | 2501800 | 2CC |  | AUH_E2370M_12409_001001001 | in |  | On Air | On Air |  | Nokia | 3G+4G | NSN U900 F1 | NSN L18 F1/F2 (20+15M) |  | 4 |  |  | MW
Jan 2021 add | IAD5651 | Al Samha Healthcare Center |  | IAD0651 | IADL5651 |  | AUH | 24.6652 | 54.77259 | ETC | Hospital | IBS | Abu Dhabi | ABU DHABI_AL SAMHA | 2004700 | 2CC |  | AUH_E2672E_10466_001001001 | in |  | On Air | On Air |  | Nokia | 3G+4G | NSN U900 F1 | NSN L18 F1/F2 (20+15M) |  | 2 |  |  | MW
Mar 2021 update | IAD5504 | Y Tower - ADNEC |  | IAD0504 | IADL5504 |  | AUH | 24.4175 | 54.442374 | ETC | Commercial | IBS | Abu Dhabi | ABU DHABI_Al Safarat | 2501901 | 4CC |  | AUH_E2370R_11149_001001001 AUH_E2370R_11149_001003001 AUH_E2370R_11149_001006001 AUH_E2370R_11149_001007001 | in |  | On Air | On Air |  | Nokia | 3G+4G | NSN U900 F1 | NSN L18 F1/F2 (20+15M) + L800 F1 (15M) + L21 F1 (15M) |  | 8 |  |  | MW
Jan 2021 add | AUH0815 | Lake View Tower |  | AUH5815 | AUHL0815 |  | AUH | 24.4907 | 54.355368 | du | Residential | IBS | Abu Dhabi | Abu Dhabi_Al Markaziyah | 2500200 | 2CC |  | AUH_E2271X_10289_001001006 | in |  | On Air | On Air |  | Nokia | 3G+4G | NSN U900 F1 | NSN L18 F1/F2 (20+15M) |  | 4 |  |  | IIB
Jan 2021 add | IAD5311 | The Wave Tower @ Al Reem Island |  | IAD0311 | IADL5311 |  | AUH | 24.4857 | 54.403686 | ETC | Residential | IBS | Abu Dhabi | Abu Dhabi_Al Reem Island | 2045700 | 2CC |  | AUH_E2371U_10069_001001001 | in |  | On Air | On Air |  | Nokia | 3G+4G | NSN U900 F1 | NSN L1800 F1 (20MHz) + L800 F1 (15Mhz) |  | 6 |  |  | MW
Jan 2021 add | IAD5766 | Dar Al Shifaa Hospital_Khalifa City |  | IAD0766 | IADL5766 |  | AUH | 24.43 | 54.583 | ETC | Residential | IBS | Abu Dhabi | ABU DHABI_KHALIFA CITY | 2042600 | 2CC |  | AUH_E2470T_10704_001001001 | in |  | On Air | On Air |  | Nokia | 3G+4G | NSN U900 F1 | NSN L18 F1/F2 (20+15M) |  | 2 |  |  | MW
Jan 2021 add | IAD5616 | Saadiyat Beach Club Abu Dhabi |  | IAD0616 | IADL5616 |  | AUH | 24.5583 | 54.450278 | ETC | Hotel | IBS | Abu Dhabi | ABU DHABI_SADIYAT ISLAND | 2046700 | 2CC |  | AUH_E2371D_10012_001001001 | in |  | On Air | On Air |  | Nokia | 3G+4G | NSN U900 F1 | NSN L18 F1/F2 (20+15M) |  | 2 |  |  | IIB
Jan 2021 add | IAD5213 | E13_C54/Al Thumiryah Tower |  | IAD0213 | IADL5213 |  | AUH | 24.4987 | 54.374474 | du | Residential | IBS | Abu Dhabi | Abu Dhabi_Tourist Club Area | 2500100 | 2CC |  | AUH_E2271Y_11045_001002001 | in |  | On Air | On Air |  | Nokia | 3G+4G | NSN U900 F1 | NSN L18 F1/F2 (20+10M) |  | 2 |  |  | IIB
Aug 2021 update | IAD5585 | E25C36 ADCB BANK Building |  | IAD0585 | IADL5585 |  | AUH | 24.4672 | 54.385426 | ETC | Residential | IBS | Abu Dhabi | ABU DHABI_Al Nahyan | 2501000 | 2CC |  | AUH_E2270E_12849_001003001 | in |  | On Air | On Air |  | Nokia | 3G+4G | NSN U900 F1 | NSN L1800 F1 (20MHz) + L800 F1 (15Mhz) |  | 2 |  |  | MW
Jan 2021 add | IAD5190 | I_E_Coastal Thabet El Saaf Accom |  | IAD0190 | IADL5190 |  | AUH | 24.5283 | 54.390776 | ETC | Government | IBS | Abu Dhabi | Abu Dhabi_Al Meena | 2500001 | 2CC |  | AUH_E2371K_10083_001001001 | in |  | On Air | On Air |  | Nokia | 3G+4G | NSN U900 F1 | NSN L18 F1/F2 (20+15M) |  | 2 |  |  | MW
Feb 2021 update | SHJ0015 | Zahrat El Madain Tower |  | SHJ5015 | SHJL0015 |  | NE | 25.3343 | 55.375222 | ETC | Residential | IBS | Sharjah | SHARJAH_AL MAZAJ THIRD | 3010500 | 2CC |  | SHJ_E3380P_10039_001001008 | in |  | On Air | On Air |  | Huawei | 3G+4G | HW U900 F1 | HW L1.8 F1/F2 (20+10M) |  | 4/4 |  |  | IIB
Feb 2021 update | AUH5818H | ATOM Abu Dhabi Port Terminal 2 |  | AUH5818H | AUHL0818VIII |  | AUH | 24.5309 | 54.382981 | du | Commercial | ATOM | Abu Dhabi | ABU DHABI_Al Meena | 2500001 | 1CC |  | AUH_E2271O_10485_001001001 | in |  | On Air | On Air |  | Nokia | 3G+4G | NSN U2.1 F1+F2 | NSN L18 F1 (20M) |  | 1 |  |  | MW
Feb 2021 update | IAD5736 | Gulf International Cancer Center-AUH |  | IAD0736 | IADL5736 |  | AUH | 24.5027 | 54.6523 | ETC | Hospital | IBS | Abu Dhabi | ABU DHABI_SHATIE AL RAHA | 2042400 | 1CC |  | AUH_E2571X_10005_001001001 | in |  | On Air | On Air |  | Nokia | 3G+4G | NSN U900 F1 | NSN L800 F1 (15M) |  | 2 |  |  | MW
Feb 2021 update | IAD5735 | Emirates Diplomatic Academy |  | IAD0735 | IADL5735 |  | AUH | 24.485 | 54.354158 | ETC | Commercial | IBS | Abu Dhabi | ABU DHABI_Al Hosn | 2500300 | 2CC |  | AUH_E2271X_10380_001001001 | in |  | On Air | On Air |  | Nokia | 3G+4G | NSN U900 F1 | NSN L18 F1/F2 (20+15M) |  | 2 |  |  | MW
Feb 2021 add | DXN5054E | AL WASL Top Golf Training Academy Building at Al Thanyah |  | DXN5054E | DXNL0054V |  | DXB | 25.0819 | 55.1603 | du | Commercial | ATOM | Dubai South | DUBAI_AL THANYAH THIRD (EMIRATES HILL SECOND) | 1038800 | 1CC |  | DXB_E3077O_11120_001001001 | in |  | On Air | On Air |  | Huawei | 3G+4G | HW U2.1 F2 | HW L1.8 F1 (20M) |  | 1 |  |  | IIB
Feb 2021 add | AJM0967 | Al Khor Tower C |  | AJM5967 | AJML0967 |  | NE | 25.3938 | 55.4572 | du | Residential | IBS | Ajman | AJMAN_RASHIDEYA 1 | 4000200 | 1CC |  | AJM_E3380E_14308_001017009 | in |  | On Air | On Air |  | Huawei | 3G+4G | HW U2.1 F2 / U900 F1 | HW L1.8 F1 (20M) |  | 3/6 |  |  | IIB
Feb 2021 add | FUJ0646 | Al Hilal Residential Building_Fujairah |  | FUJ5646 | FUJL0646 |  | NE | 25.1625 | 56.3461 | ETC | Residential | IBS | Fujairah | FUJAIRAH_Al Hilal City | 6000011 | 2CC |  | FJR_E4278T_10598_001001001 | in |  | On Air | On Air |  | Huawei | 3G+4G | HW U900 F1 | HW L1.8 F1/F2 (20+10M) |  | 3/3 |  |  | IIB
Feb 2021 add | DXN0485 | Marriot Hotel_Al Jaddaf |  | DXN5485 | DXNL0485 |  | DXB | 25.2199 | 55.3331 | ETC | Hotel | IBS | Dubai North | DUBAI_AL JADAF | 1032600 | 2CC |  | DXB_E3279X_10660_001007003 / DXB_E3279X_10660_001020002 | in |  | On Air | On Air |  | Huawei | 3G+4G | HW U900 F1 | HW L1.8 F1/F2 (20+10M) |  | 2/2 |  |  | IIB
Feb 2021 add | DXN0139 | Al Waleed Garden |  | DXN5139 | DXNL0139 |  | DXB | 25.2119 | 55.3191 | du | Residential | IBS | Dubai North | Dubai_Al Jadaf | 1032600 | 2CC |  | DXB_E3278C_10045_001019002 | in |  | On Air | On Air |  | Huawei | 3G+4G | HW U900 F1 | HW L1.8 F1/F2 (20+10M) |  | 2/2 |  |  | IIB
Feb 2021 add | DXN0426 | Dubai Marina - Emirates Crown Tower |  | DXN5426 | DXNL0426 |  | DXB | 25.0882 | 55.1467 | ETC | Residential | IBS | Dubai South | Dubai_Marsa Dubai | 1039200 | 2CC |  | DXB_E3077J_10162_001010007 / DXB_E3077J_10162_001030005 / DXB_E3077J_10162_001050005 | in |  | On Air | On Air |  | Huawei | 3G+4G | HW U900 F1 | HW L1.8 F1/F2 (20+10M) |  | 5/5 |  |  | IIB
Feb 2021 add | DXN0012 | Dubai Marina - The Point |  | DXN5012 | DXNL0012 |  | DXB | 25.0732 | 55.1329 | ETC | Residential | IBS | Dubai South | Dubai_Marsa Dubai | 1039200 | 2CC |  | DXB_E3077N_10283_001003005 | in |  | On Air | On Air |  | Huawei | 3G+4G | HW U900 F1 | HW L1.8 F1/F2 (20+10M) |  | 2/2 |  |  | IIB
Feb 2021 add | DXN0943 | ICD Brookfield Place |  | DXN5943 | DXNL0943 | DXNNR0943 | DXB | 25.2117 | 55.2802 | ETC | Commercial | IBS | Dubai North | DUBAI_ZAABEEL SECOND | 1033700 | 2CC |  | DXB_E3278A_11660_001007002 | in |  | On Air | On Air | On Air | Huawei | 3G+4G+5G | HW U900 F1 | HW L1.8 F1/F2 (20+10M) | 1CC | 16 | 8/0 | N41 | IIB
Feb 2021 add | DXN0043 | Jianming Wang & Jiao Wei Building_Al Furjan |  | DXN5043 | DXNL0043 |  | DXB | 25.0181 | 55.1266 | ETC | Residential | IBS | Dubai South | DUBAI_JABAL ALI Gardens | 1059102 | 2CC |  | DXB_E3076C_10859_001003002 | in |  | On Air | On Air |  | Huawei | 3G+4G | HW U900 F1 | HW L1.8 F1/F2 (20+10M) |  | 4 |  |  | IIB
Jun 2021 Update | RAK0566 | Mohd Ruqait building @ RAK |  | RAK5566 | RAKL0566 |  | NE | 25.7734 | 55.9361 | ETC | Residential | IBS | Ras Al Khaimah | RAS AL-KHAIMAH_OLD RAK | 7031400 | 2CC |  | RKT_E3885Y_10026_001001001 | in |  | On Air | On Air |  | Huawei | 3G+4G | HW U900 F1 | HW L1.8 F1/F2 (20+10M) |  | 1/1 |  |  | IIB
Feb 2021 add | DXN0833 | FLY Dubai Headquarters_Dubai |  | DXN5833 | DXNL0833 | DXNNR0833 | DXB | 25.1464 | 55.4707 | ETC | Commercial | IBS | Dubai North | DUBAI_WARSAN THIRD (800) | 1081100 | 2CC |  | DXB_E3478P_10032_001001002 | in |  | On Air | On Air | On Air | Huawei | 3G+4G+5G | HW U900 F1 | HW L1.8 F1/F2 (20+10M) | 1CC | 4 | 2/0 | N41 | IIB
Feb 2021 add | IDX5883 | Al Sayyah Palm Jumeirah (aka. Palm Palace) |  | IDX0883 | IDXL5883 |  | DXB | 25.1071 | 55.1438 | du | Hotel | IBS | Dubai South | Dubai_Nakhlat Jumeira (The Palm Jumeirah) | 1038100 | 2CC |  | DXB_E3077D_11177_001001001 | in |  | On Air | On Air |  | Huawei | 3G+4G | HW U900 F1 | HW L1.8 F1/F2 (20+10M) |  | 1/1 |  |  | IIB
Feb 2021 add | DXN0233 | Hotel Revier Business Bay |  | DXN5233 | DXNL0233 |  | DXB | 25.1794 | 55.2715 | du | Hotel | IBS | Dubai North | DUBAI_BURJ KHALIFA (BUSINESS BAY) | 1034500 | 2CC | Yes | DXB_E3278K_10811_001020002 | in |  | On Air | On Air |  | Huawei | 3G+4G | HW U900 F1 | HW L1.8 F1/F2 (20+10M) |  | 2 |  |  | IIB
July 2021 update | ISH5007 | Al Zahia City center-Part-2 |  | ISH0007 | ISHL5007 | ISHNR5007 | NE | 25.317 | 55.4554 | ETC | Mall | IBS | Sharjah | SHARJAH_MUWAILEH CAMP | 3009800 | 3CC | Yes | SHJ_E3380Y_10017_001004007 / SHJ_E3380Y_10017_001003167 / SHJ_E3380Y_10017_001001076 | in |  | On Air | On Air | On Air | Huawei | 3G+4G+5G | HW U900 F1 | HW L1.8 F1/F2 (20+10M) + L800 F1 (15M) | 1CC | 12/6 | 6/0 | N41 | IIB
Feb 2021 add | DXN0550 | A Tower @Sheikh Zayed Rd. |  | DXN5550 | DXNL0550 |  | DXB | 25.21 | 55.2733 | du | Residential | IBS | Dubai North | DUBAI_TRADE CENTER FIRST | 1033500 | 3CC |  | DXB_E3278A_11681_001001001 | in |  | On Air | On Air |  | Huawei | 3G+4G | HW U900 F1 | HW L1.8 F1/F2 (20+10M) + L800 F1 (15M) |  | 18 |  |  | IIB
Feb 2021 add | IDX5314 | Bellevue Towers at BB |  | IDX0314 | IDXL5314 |  | DXB | 25.1873 | 55.2754 | du | Hotel | IBS | Dubai North | Dubai_Burj Khalifa (Business Bay) | 1034500 | 3CC |  | DXB_E3278F_10689_001031001 | in |  | On Air | On Air |  | Huawei | 3G+4G | HW U900 F1 | HW L1.8 F1/F2 (20+10M) + L800 F1 (15M) |  | 9 |  |  | IIB
Feb 2021 add | DXN0730 | Expo - Egypt Pavilion |  | DXN5730 | DXNL0730 |  | DXB | 24.9639 | 55.1534 | ETC | Self-Built Pavilion | IBS | Dubai South | Dubai_Madinat Al Mataar | 1052100 | 3CC |  | DXB_E3076T_10181_001001002 | in |  | On Air | On Air |  | Huawei | 3G+4G | HW U900 F1 | HW L1.8 F1/F2 (20+15M) + L800 F1 (15M) |  | 3 |  |  | IIB
July 2021 update | ISH5006 | Al Zahia City center-Part-1 |  | ISH0006 | ISHL5006 | ISHNR5006 | NE | 25.317 | 55.4554 | ETC | Mall | IBS | Sharjah | SHARJAH_MUWAILEH CAMP | 3009800 | 3CC | Yes | SHJ_E3380Y_10017_001001074 | in |  | On Air | On Air | On Air | Huawei | 3G+4G+5G | HW U900 F1 | HW L1.8 F1/F2 (20+10M) + L800 F1 (15M) | 1CC | 8/4 | 4/0 | N41 | IIB
Feb 2021 add | ISH5013 | Sharjah Mens College |  | ISH0013 | ISHL5013 |  | NE | 25.2849 | 55.4698 | ETC | Residential | IBS | Sharjah | SHARJAH_UNIVERSITY CITY | 3008000 | 2CC | Yes | SHJ_E3479F_10008_001001002 | in |  | On Air | On Air |  | Huawei | 3G+4G | HW U900 F1 | HW L1.8 F1/F2 (20+10M) |  | 4 |  |  | IIB
Feb 2021 add | DXN0021 | Solar Innovation Center Al Qudra Dubai |  | DXN5021 | DXNL0021 |  | DXB | 24.757 | 55.3622 | ETC | Government | IBS | Dubai South | DUBAI_SAIH AL DAHAL (DUBAI LAND) | 1097100 | 2CC |  | DXB_E3273E_10003_001002001 | in |  | On Air | On Air |  | Huawei | 3G+4G | HW U900 F1 | HW L1.8 F1/F2 (20+10M) |  | 1/1 |  |  | IIB
Feb 2021 add | ISH5010 | Sheik Majid Al Qasmi Tower-SHJ |  | ISH0010 | ISHL5010 |  | NE | 25.3753 | 55.4013 | ETC | Residential | IBS | Sharjah | SHARJAH_BU TINA | 3006500 | 2CC |  | SHJ_E3380H_10034_001005011 | in |  | On Air | On Air |  | Huawei | 3G+4G | HW U900 F1 | HW L1.8 F1/F2 (20+10M) |  | 4 |  |  | IIB
Feb 2021 add | DXN0208 | Lootah Building Motorcity |  | DXN5208 | DXNL0208 |  | DXB | 25.045 | 55.2274 | du | Mixed Use | IBS | Dubai South | DUBAI_AL HEBIAH FIRST (DUBAI AUTODROME) | 1067400 | 2CC |  | DXB_E3177X_10683_001027002 | in |  | On Air | On Air |  | Huawei | 3G+4G | HW U900 F1 | HW L1.8 F1/F2 (20+10M) |  | 4 |  |  | IIB
Feb 2021 add | SHJ0463 | Al Nahda 5 |  | SHJ5463 | SHJL0463 |  | NE | 25.3003 | 55.3696 | du | Residential | IBS | Sharjah | SHARJAH_AL NAHDA | 3010200 | 3CC |  | SHJ_E3379A_10367_001027002 | in |  | On Air | On Air |  | Huawei | 3G+4G | HW U900 F1 | HW L1.8 F1/F2 (20+10M) + L800 F1 (15M) |  | 15 |  |  | IIB
Feb 2021 add | DXN0219 | Al Ka'abi Building Al Nahda 1 |  | DXN5219 | DXNL0219 |  | DXB | 25.2971 | 55.3647 | du | Residential | IBS | Dubai North | Dubai_Al Nahda First | 1023100 | 2CC |  | DXB_E3379A_10642_001002001 | in |  | On Air | On Air |  | Huawei | 3G+4G | HW U900 F1 | HW L1.8 F1/F2 (20+10M) |  | 4 |  |  | IIB
Feb 2021 add | DXN0815 | Abdulla Ali Bakhit Al Falasi Tower @Al Al Nahda1 |  | DXN5815 | DXNL0815 |  | DXB | 25.287 | 55.3603 | ETC | Residential | IBS | Dubai North | DUBAI_AL NAHDA FIRST | 1023100 | 2CC |  | DXB_E3279J_11798_001007009 / DXB_E3279J_11798_001021019 | in |  | On Air | On Air |  | Huawei | 3G+4G | HW U900 F1 | HW L1.8 F1/F2 (20+10M) |  | 4 |  |  | IIB
Mar 2021 update | DXN0757 | Protocol Department-Dubai |  | DXN5757 | DXNL0757 |  | DXB | 25.0893 | 55.4016 | du | Commercial | IBS | Dubai North | DUBAI_AL ROWAIYAH THIRD (800) | 1081400 | 2CC |  | DXB_E3377L_10172_001001001 | in |  | On Air | On Air |  | Huawei | 3G+4G | HW U900 F1 | HW L1.8 F1/F2 (20+10M) |  | 2 |  |  | IIB
Feb 2021 add | SHJ0781 | Time Express Hotel Al Khan |  | SHJ5781 | SHJL0781 |  | NE | 25.3303 | 55.3677 | du | Hotel | IBS | Sharjah | Sharjah_Al Khan | 3010300 | 2CC |  | SHJ_E3380P_10082_001001001 | in |  | On Air | On Air |  | Huawei | 3G+4G | HW U900 F1 | HW L1.8 F1/F2 (20+10M) |  | 2 |  |  | IIB
Feb 2021 add | DXN0798 | Deyaar Bella Rose |  | DXN5798 | DXNL0798 | DXNNR0798 | DXB | 25.0704 | 55.2452 | du | Residential | IBS | Dubai South | DUBAI_AL BARSHA SOUTH SECOND | 1067200 | 2CC |  | DXB_E3177T_10308_001001016 / DXB_E3177T_10308_001009027 / DXB_E3177T_10308_001021002 | in |  | On Air | On Air | On Air | Huawei | 3G+4G+5G | HW U900 F1 | HW L1.8 F1/F2 (20+10M) | 1CC | 8 | 3/0 | N41 | IIB
Feb 2021 add | DXN0764 | Al Barsha South 3 Twin Building (Gargash Tower) |  | DXN5764 | DXNL0764 |  | DXB | 25.0557 | 55.2258 | du | Residential | IBS | Dubai South | DUBAI_AL BARSHA SOUTH THIRD | 1067300 | 2CC |  | DXB_E3177S_10262_001020003 | in |  | On Air | On Air |  | Huawei | 3G+4G | HW U900 F1 | HW L1.8 F1/F2 (20+10M) |  | 4 |  |  | IIB
Feb 2021 add | SHJ0585 | Kuwaiti Tower |  | SHJ5585 | SHJL0585 |  | NE | 25.3412 | 55.4012 | ETC | Residential | IBS | Sharjah | SHARJAH_ABU SHUGHARA | 3010800 | 3CC |  | SHJ_E3380R_10050_001001001 | in |  | On Air | On Air |  | Huawei | 3G+4G | HW U900 F1 | HW L1.8 F1/F2 (20+10M) + L800 F1 (15M) |  | 6 |  |  | IIB
Feb 2021 add | DXN0752 | The Court Tower_Business Bay |  | DXN5752 | DXNL0752 |  | DXB | 25.1846 | 55.2588 | ETC | Residential | IBS | Dubai North | DUBAI_BURJ KHALIFA (BUSINESS BAY) | 1034500 | 2CC |  | DXB_E3178J_11991_001010005 DXB_E3178J_11991_001032019 | in |  | On Air | On Air |  | Huawei | 3G+4G | HW U900 F1 | HW L1.8 F1/F2 (20+10M) |  | 4 |  |  | IIB
Feb 2021 add | DXN0033 | The Views 28 - Musalla Building - Greens |  | DXN5033 | DXNL0033 |  | DXB | 25.0891 | 55.1733 | ETC | Residential | IBS | Dubai South | DUBAI_AL THANYAH THIRD (EMIRATES HILL SECOND) | 1038800 | 2CC |  | DXB_E3177F_10802_001001005 | in |  | On Air | On Air |  | Huawei | 3G+4G | HW U900 F1 | HW L1.8 F1/F2 (20+10M) |  | 2/2 |  |  | IIB
Feb 2021 add | IDX0944A | ATOM Motiongate Admin Building |  | IDX0944A | IDXL5944I |  | DXB | 24.9205 | 55.0087 | du | Commercial | ATOM | Dubai South | Dubai_SAIH SHUAIB 1 | 1051300 | 1CC |  | DXB_E2975G_10001_001002001 | in |  | On Air | On Air |  | Huawei | 3G+4G | HW U2.1 F2 | HW L1.8 F1 (20M) |  | 1 |  |  | IIB
Feb 2021 add | DXN0923 | Personal Status Court _Al Garhoud |  | DXN5923 | DXNL0923 |  | DXB | 25.2346 | 55.3548 | ETC | Government | IBS | Dubai North | DUBAI_AL GARHOUD | 1021400 | 2CC |  | DXB_E3279Y_10520_001001001 | in |  | On Air | On Air |  | Huawei | 3G+4G | HW U900 F1 | HW L1.8 F1/F2 (20+10M) |  | 2 |  |  | IIB
Feb 2021 add | SHJ0658 | Saif Zone Mall |  | SHJ5658 | SHJL0658 |  | NE | 25.3324 | 55.4832 | ETC | Mall | IBS | Sharjah | SHARJAH_SHARJAH FREE ZONE | 3002100 | 2CC |  | SHJ_E3480Q_10009_001001003 | in |  | On Air | On Air |  | Huawei | 3G+4G | HW U900 F1 | HW L1.8 F1/F2 (20+10M) |  | 1/1 |  |  | IIB
Feb 2021 add | SHJ0748 | TAMMI 2 Building _AL NAHDA |  | SHJ5748 | SHJL0748 |  | NE | 25.3027 | 55.3833 | ETC | Residential | IBS | Sharjah | SHARJAH_AL NAHDA | 3010200 | 2CC |  | SHJ_E3379B_11448_001001005 | in |  | On Air | On Air |  | Huawei | 3G+4G | HW U900 F1 | HW L1.8 F1/F2 (20+10M) |  | 4 |  |  | IIB
Feb 2021 add | IAD5257 | H.H. Hamad Salem Ahmed Belrakad Al Ameri Building |  | IAD0257 | IADL5257 |  | AUH | 24.4459 | 54.5995 | du | Residential | IBS | Abu Dhabi | Abu Dhabi_Shatie Al Raha | 2042400 | 3CC |  | AUH_E2570K_10065_001001001 | in |  | On Air | On Air |  | Nokia | 3G+4G | NSN U900 F1 | NSN L1800 F1/F2 (20+15M) + L800 F1 (15M) |  | 2 |  |  | IIB
Feb 2021 add | IAD5539 | Etihad Arena - Yas island |  | IAD0539 | IADL5539 | IADNR5539 | AUH | 24.4623 | 54.604514 | ETC | Commercial | IBS | Abu Dhabi | ABU DHABI_YAS ISLAND | 2004600 | 4CC | Yes | AUH_E2570F_10010_001001003 | in |  | On Air | On Air | On Air | Nokia | 3G+4G+5G | NSN U2.1 F1+F2 / U900 F1 | NSN L18 F1/F2 (20+15M) + L800 F1 (15M) + L21 F1 (15M) | 1CC | 4 | 2 | N41 | IIB
Feb 2021 add | IAD5429 | Emirates Real Estate Corporation |  | IAD0429 | IADL5429 |  | AUH | 24.485 | 54.376257 | ETC | Government | IBS | Abu Dhabi | ABU DHABI_Madinat Zayed(AD) | 2501200 | 2CC |  | AUH_E2271Y_11961_001015005 | in |  | On Air | On Air |  | Nokia | 3G+4G | NSN U900 F1 | NSN L18 F1/F2 (20+15M) |  | 2 |  |  | IIB
Feb 2021 add | IAD5700 | E48_C5 Ministry Of Labour |  | IAD0700 | IADL5700 |  | AUH | 24.4303 | 54.466105 | ETC | Government | IBS | Abu Dhabi | ABU DHABI_Al Matar | 2501600 | 2CC |  | AUH_E2370O_10227_001001001 | in |  | On Air | On Air |  | Nokia | 3G+4G | NSN U900 F1 | NSN L18 F1/F2 (20+15M) |  | 2 |  |  | IIB
Feb 2021 add | IAD5540 | Etihad Arena_Seating area_Site-1 |  | IAD0540 | IADL5540 | IADNR5540 | AUH | 24.4604 | 54.604067 | ETC | Stadium | IBS | Abu Dhabi | ABU DHABI_YAS ISLAND | 2004600 | 4CC | Yes | AUH_E2570F_10010_001005002 | in |  | On Air | On Air | On Air | Nokia | 3G+4G+5G | NSN U2.1 F1+F2 / U900 F1 | NSN L18 F1/F2 (20+15M) + L800 F1 (15M) + L21 F1 (15M) | 1CC | 8 | 13 | N78 | IIB
Feb 2021 add | IAD5480 | AL NOOR DEVELOPMENT |  | IAD0480 | IADL5480 |  | AUH | 24.4906 | 54.399991 | ETC | Residential | IBS | Abu Dhabi | ABU DHABI_AL REEM ISLAND | 2045700 | 4CC |  | AUH_E2371U_10077_001001001 | in |  | On Air | On Air |  | Nokia | 3G+4G | NSN U900 F1 | NSN L18 F1/F2 (20+15M) + L800 F1 (15M) + L21 F1 (15M) |  | 2 |  |  | MW
Feb 2021 add | IAD5541 | YAS IDR ARENA- Site 2 |  | IAD0541 | IADL5541 | IADNR5541 | AUH | 24.4604 | 54.604067 | ETC | Commercial | IBS | Abu Dhabi | ABU DHABI_YAS ISLAND | 2004600 | 4CC | Yes | AUH_E2570F_10010_001006002 | in |  | On Air | On Air | On Air | Nokia | 3G+4G+5G | NSN U2.1 F1+F2 / U900 F1 | NSN L18 F1/F2 (20+15M) + L800 F1 (15M) + L21 F1 (15M) | 1CC | 8 | 2 | N41 | IIB
Feb 2021 add | IAD5464 | Y Tower Al Reem Island |  | IAD0464 | IADL5464 |  | AUH | 24.4882 | 54.40841 | ETC | Residential | IBS | Abu Dhabi | ABU DHABI_AL REEM ISLAND | 2045700 | 3CC |  | AUH_E2371V_10044_001001001 | in |  | On Air | On Air |  | Nokia | 3G+4G | NSN U900 F1 | NSN L1800 F1/F2 (20+15M) + L800 F1 (15M) |  | 4 |  |  | MW
Feb 2021 add | IAD5613 | Manazel Real Estate |  | IAD0613 | IADL5613 |  | AUH | 24.4322 | 54.464828 | ETC | Commercial | IBS | Abu Dhabi | ABU DHABI_Al Matar | 2501600 | 2CC |  | AUH_E2370N_10499_001001002 | in |  | On Air | On Air |  | Nokia | 3G+4G | NSN U900 F1 | NSN L18 F1/F2 (20+15M) |  | 2 |  |  | IIB
Feb 2021 add | IAD5697 | TRANSCO HO |  | IAD0697 | IADL5697 |  | AUH | 24.4843 | 54.380173 | ETC | Government | IBS | Abu Dhabi | ABU DHABI_Madinat Zayed(AD) | 2501200 | 2CC |  | AUH_E2271Y_10589_001001001 | in |  | On Air | On Air |  | Nokia | 3G+4G | NSN U900 F1 | NSN L18 F1/F2 (20+15M) |  | 4 |  |  | IIB
Feb 2021 add | IAD5737 | ADCCP46-ADDC-II |  | IAD0737 | IADL5737 |  | AUH | 24.4849 | 54.380964 | ETC | Commercial | IBS | Abu Dhabi | ABU DHABI_Madinat Zayed(AD) | 2501200 | 2CC |  | AUH_E2271Y_12055_001001001 | in |  | On Air | On Air |  | Nokia | 3G+4G | NSN U900 F1 | NSN L18 F1/F2 (20+15M) |  | 2 |  |  | IIB
May 2021 Update | SHJ0661 | Moon Tower |  | SHJ5661 | SHJL0661 |  | NE | 25.3024 | 55.3704 | ETC | Residential | IBS | Sharjah | SHARJAH_AL NAHDA | 3010200 | 2CC |  | SHJ_E3379A_10360_001010009 | in |  | On Air | On Air |  | Huawei | 3G+4G | HW U900 F1 | HW L1.8 F1/F2 (20+10M) |  | 1/1 |  |  | IIB
Feb 2021 add | DXN0620 | Arno building The Views |  | DXN5620 | DXNL0620 |  | DXB | 25.0913 | 55.1712 | ETC | Residential | IBS | Dubai South | DUBAI_AL THANYAH THIRD (EMIRATES HILL SECOND) | 1038800 | 2CC |  | DXB_E3177F_10544_001005036 | in |  | On Air | On Air |  | Huawei | 3G+4G | HW U900 F1 | HW L1.8 F1/F2 (20+10M) |  | 1/1 |  |  | IIB
Mar 2021 update | IAD5437 | Al Reem Tower |  | IAD0437 | IADL5437 |  | AUH | 24.4956 | 54.365057 | ETC | Residential | IBS | Abu Dhabi | ABU DHABI_Tourist Club Area | 2500100 | 3CC |  | AUH_E2271X_10229_001001001 | in |  | On Air | On Air |  | Nokia | 3G+4G | NSN U900 F1 | NSN L1800 F1/F2 (20+15M) + L800 F1 (15M) |  | 2 |  |  | IIB
Apr 2021 Update | IAD5487 | Baniyas Tower(Cornich) |  | IAD0487 | IADL5487 |  | AUH | 24.4934 | 54.360825 | ETC | Residential | IBS | Abu Dhabi | ABU DHABI_Al Markaziyah | 2500200 | 4CC |  | AUH_E2271X_10412_001001001 | in |  | On Air | On Air |  | Nokia | 3G+4G | NSN U900 F1 | NSN L18 F1/F2 (20+15M) + L800 F1 (15M) + L21 F1 (15M) |  | 2 |  |  | IIB
Mar 2021 update | IAD5743 | AL REEF RETAIL CARPARK-AUH |  | IAD0743 | IADL5743 |  | AUH | 24.4571 | 54.673492 | ETC | Residential | IBS | Abu Dhabi | ABU DHABI_AL REEF | 2042500 | 2CC |  | AUH_E2370F_11181_001001003 | in |  | On Air | On Air |  | Nokia | 3G+4G | NSN U900 F1 | NSN L18 F1/F2 (20+15M) |  | 2 |  |  | IIB
Mar 2021 add | DXB5263F | ATOM Union Coop_Umm Sequim BF Book RRU |  | DXB5263F | DXBL0263VI |  | DXB | 25.1432 | 55.2062 | du | Mall | ATOM | Dubai South | DUBAI_UMM SUQEIM SECOND | 1036200 | 1CC |  | DXB_E3178J_11599_001002010 | in |  | On Air | On Air |  | Huawei | 3G+4G | HW U2.1 F2 | HW L1.8 F1 (20M) |  | 1 |  |  | IIB
Decomm | ISH0497E | ATOM Nielsen Office 4F @ Al Reem Plaza Sharjah Book RRU |  | 0.Decomm | 0.Decomm |  | NE | 25.3323 | 55.3904 | du | Commercial | ATOM | Sharjah | SHARJAH_AL MAZAJ FIRST | 3010600 | 1CC |  | SHJ_E3380Q_10044_001006010 | OUT | [12 empty] | MW
Decomm | ISH0497D | ATOM Nielsen Office 3F @ Al Reem Plaza Sharjah Book RRU |  | 0.Decomm | 0.Decomm |  | NE | 25.3323 | 55.3904 | du | Commercial | ATOM | Sharjah | SHARJAH_AL MAZAJ FIRST | 3010600 | 1CC |  | SHJ_E3380Q_10044_001005010 | OUT | [12 empty] | MW
Mar 2021 add | DXB5268J | ATOM New Blood Donation Center Latifa Hospital Book RRU |  | DXB5268J | DXBL0268X |  | DXB | 25.2245 | 55.3181 | du | Hospital | ATOM | Dubai North | DUBAI_AL JADAF | 1032600 | 1CC |  | DXB_E3279W_10945_001001002 | in |  | On Air | On Air |  | Huawei | 3G+4G | HW U2.1 F2 | HW L1.8 F1 (20M) |  | 1 |  |  | IIB
Mar 2021 add | DXB5268A | ATOM G4S Building Kasama Building 2 Book RRU |  | DXB5268A | DXBL0268I |  | DXB | 25.1498 | 55.226 | du | Commercial | ATOM | Dubai South | DUBAI_AL QOUZE IND.FIRST (AL QUOZ IND. FIRST) | 1036400 | 1CC |  | DXB_E3178S_11222_001001007 | in |  | On Air | On Air |  | Huawei | 3G+4G | HW U2.1 F2 | HW L1.8 F1 (20M) |  | 1 |  |  | IIB
Mar 2021 add | DXB5268F | ATOM Emirates Catering Al Aweer Book RRU |  | DXB5268F | DXBL0268VI |  | DXB | 25.1526 | 55.5037 | du | Commercial | ATOM | Dubai North | DUBAI_AL ROWAIYAH THIRD (800) | 1081400 | 1CC |  | DXB_E3478R_10353_001001005 | in |  | On Air | On Air |  | Huawei | 3G+4G | HW U2.1 F2 | HW L1.8 F1 (20M) |  | 1 |  |  | IIB
Mar 2021 add | DXB5059G | ATOM Choithram Emirates Lake Book RRU |  | DXB5059G | DXBL0059VII |  | DXB | 25.0789 | 55.1674 | du | Mall | ATOM | Dubai South | DUBAI_AL THANYAH THIRD (EMIRATES HILL SECOND) | 1038800 | 1CC |  | DXB_E3177K_10377_001004014 | in |  | On Air | On Air |  | Huawei | 3G+4G | HW U2.1 F2 | HW L1.8 F1 (20M) |  | 1 |  |  | IIB
Mar 2021 add | ISH0496E | ATOM Astronomical Lab SHJ University Book RRU |  | ISH0496E | ISHL5496V |  | NE | 25.2852 | 55.4614 | du | University/School | ATOM | Sharjah | SHARJAH_MUWAILEH COMMERCIAL | 3009900 | 1CC |  | SHJ_E3479F_10004_001001005 | in |  | On Air | On Air |  | Huawei | 3G+4G | HW U2.1 F2 | HW L1.8 F1 (20M) |  | 1 |  |  | IIB
Mar 2021 add | DXN0008 | Wow Hotel Lower part_Business Bay |  | DXN5008 | DXNL0008 |  | DXB | 25.1842 | 55.29209 | ETC | Hotel | IBS | Dubai North | DUBAI_BURJ KHALIFA (BUSINESS BAY) | 1034500 | 3CC |  | DXB_E3278G_10251_001006003 | in |  | On Air | On Air |  | Huawei | 3G+4G | HW U900 F1 | HW L1.8 F1/F2 (20+10M) + L800 F1 (15M) |  | 15 |  |  | IIB
Mar 2021 add | DXN0082 | The Address Jumeirah Gate JBR East Tower |  | DXN5082 | DXNL0082 | DXNNR0082 | DXB | 25.0724 | 55.126696 | du | Hotel | IBS | Dubai South | Dubai_Marsa Dubai | 1039200 | 2CC | Yes | DXB_E3077N_10794_001003003 | in |  | On Air | On Air | On Air | Huawei | 3G+4G+5G | HW U900 F1 | HW L1.8 F1/F2 (20+10M) | 1CC | 6/6 | 6/0 | N41 | IIB
Sep 2021 Update | IDX5521 | The Circle Mall |  | IDX0521 | IDXL5521 | IDXNR5521 | DXB | 25.0662 | 55.215682 | du | Mall | IBS | Dubai South | DUBAI_AL BARSHA SOUTH FOURTH (JUMEIRAH VILLAGE SOUTH) | 1068100 | 3CC | Yes | DXB_E3177R_11355_001005081 | in |  | On Air | On Air | On Air | Huawei | 3G+4G+5G | HW U900 F1 | HW L1.8 F1/F2 (20+10M) + L800 F1 (15M) | 1CC | 18 | 6/0 | N41 | IIB
Mar 2021 add | DXN0030 | Rotana Hotel Jadaf |  | DXN5030 | DXNL0030 |  | DXB | 25.2207 | 55.328855 | ETC | Residential | IBS | Dubai North | Dubai_Al Jadaf | 1032600 | 2CC |  | DXB_E3279X_10670_001002001 | in |  | On Air | On Air |  | Huawei | 3G+4G | HW U900 F1 | HW L1.8 F1/F2 (20+10M) |  | 8 |  |  | IIB
Mar 2021 add | DXN0132 | One&Only Royal Mirage |  | DXN5132 | DXNL0132 |  | DXB | 25.0966 | 55.151977 | ETC | Hotel | IBS | Dubai South | Dubai_AL SAFOUH SECOND | 1038200 | 2CC |  | DXB_E3077J_10245_001004001 | in |  | On Air | On Air |  | Huawei | 3G+4G | HW U900 F1 | HW L1.8 F1/F2 (20+10M) |  | 6 |  |  | IIB
Mar 2021 add | DXN0098 | MAG 318 Business Bay |  | DXN5098 | DXNL0098 |  | DXB | 25.1904 | 55.28331 | du | Residential | IBS | Dubai North | DUBAI_BURJ KHALIFA (BUSINESS BAY) | 1034500 | 3CC |  | DXB_E3278F_10395_001014025 | in |  | On Air | On Air |  | Huawei | 3G+4G | HW U900 F1 | HW L1.8 F1/F2 (20+10M) + L800 F1 (15M) |  | 9 |  |  | IIB
Mar 2021 add | RAK0563 | Emirates Industrial Tower(Actual name:Al Qurm building) |  | RAK5563 | RAKL0563 |  | NE | 25.7745 | 55.962725 | du | Residential | IBS | Ras Al Khaimah | RAS AL-KHAIMAH_AL GURM | 7031300 | 3CC |  | RKT_E3985U_10015_001001001 | in |  | On Air | On Air |  | Huawei | 3G+4G | HW U900 F1 | HW L1.8 F1/F2 (20+10M) + L800 F1 (15M) |  | 4 |  |  | IIB
Mar 2021 add | DXN0007 | Wow Hotel Upper part_Business Bay |  | DXN5007 | DXNL0007 |  | DXB | 25.1842 | 55.29209 | ETC | Hotel | IBS | Dubai North | DUBAI_BURJ KHALIFA (BUSINESS BAY) | 1034500 | 3CC | Yes | DXB_E3278G_10251_001063002 | in |  | On Air | On Air |  | Huawei | 3G+4G | HW U900 F1 | HW L1.8 F1/F2 (20+10M) + L800 F1 (15M) |  | 15 |  |  | IIB
Mar 2021 add | IDX5424 | Bukadra RESIDENTIAL TOWER |  | IDX0424 | IDXL5424 |  | DXB | 25.182 | 55.322382 | du | Residential | IBS | Dubai North | Dubai_BU KADRA | 1061100 | 2CC |  | DXB_E3278H_10195_001028002 | in |  | On Air | On Air |  | Huawei | 3G+4G | HW U900 F1 | HW L1.8 F1/F2 (20+10M) |  | 4 |  |  | IIB
Mar 2021 add | DXN0376 | Port View Residential Developments R1071 |  | DXN5376 | DXNL0376 |  | DXB | 25.2485 | 55.276255 | du | Commercial & Residential | IBS | Dubai North | DUBAI_MADINAT DUBAI AL MELAHEYAH (AL MINA) | 1032100 | 2CC |  | DXB_E3279P_11996_001002023 | in |  | On Air | On Air |  | Huawei | 3G+4G | HW U900 F1 | HW L1.8 F1/F2 (20+10M) |  | 6 |  |  | IIB
Mar 2021 add | DXN0065 | Bright Start HQ Building |  | DXN5065 | DXNL0065 |  | DXB | 25.2197 | 55.276714 | ETC | Commercial | IBS | Dubai North | DUBAI_AL SATWA | 1033400 | 2CC |  | DXB_E3279U_16006_001001002 / DXB_E3279U_16006_001009007 / DXB_E3279U_16006_001029006 | in |  | On Air | On Air |  | Huawei | 3G+4G | HW U900 F1 | HW L1.8 F1/F2 (20+10M) |  | 6 |  |  | IIB
Mar 2021 add | FUJ0684 | Mirage Hotel |  | FUJ5684 | FUJL0684 |  | NE | 25.5829 | 56.35501 | du | Hotel | IBS | Fujairah | FUJAIRAH_Dibba Al Ras | 6000003 | 2CC | Yes | FJR_E4382A_10001_001001001 | in |  | On Air | On Air |  | Huawei | 3G+4G | HW U900 F1 | HW L1.8 F1/F2 (20+10M) |  | 2 |  |  | IIB
Mar 2021 add | IDX5530 | MBL Residence Tower at JLT |  | IDX0530 | IDXL5530 |  | DXB | 25.0669 | 55.139878 | du | Residential | IBS | Dubai South | Dubai_Jumeirah Lakes Towers (JLT) | 1039301 | 3CC |  | DXB_E3077S_10036_001047001 | in |  | On Air | On Air |  | Huawei | 3G+4G | HW U900 F1 | HW L1.8 F1/F2 (20+10M) + L800 F1 (15M) |  | 12 |  |  | IIB
Mar 2021 add | SHJ0594 | Etihad Tower SHJ |  | SHJ5594 | SHJL0594 |  | NE | 25.3463 | 55.3879 | ETC | Residential | IBS | Sharjah | SHARJAH_AL NUD | 3007600 | 2CC |  | SHJ_E3380L_10076_001002011 | in |  | On Air | On Air |  | Huawei | 3G+4G | HW U900 F1 | HW L1.8 F1/F2 (20+10M) |  | 8 |  |  | IIB
Mar 2021 add | DXN0303 | Al Warqa Gardens Building A |  | DXN5303 | DXNL0303 |  | DXB | 25.1924 | 55.395797 | ETC | Residential | IBS | Dubai North | DUBAI_NADD AL HAMAR | 1041600 | 2CC |  | DXB_E3378G_10323_001007017 | in |  | On Air | On Air |  | Huawei | 3G+4G | HW U900 F1 | HW L1.8 F1/F2 (20+10M) |  | 4 |  |  | IIB
Mar 2021 add | AJM0828 | Al KhoorTower B7_Ajman |  | AJM5828 | AJML0828 |  | NE | 25.3934 | 55.4575 | ETC | Residential | IBS | Ajman | AJMAN_RASHIDEYA 1 | 4000200 | 2CC |  | AJM_E3380E_13926_001001005 | in |  | On Air | On Air |  | Huawei | 3G+4G | HW U900 F1 | HW L1.8 F1/F2 (20+10M) |  | 4 |  |  | IIB
Mar 2021 add | DXN0058 | BLOOM TOWERS RESIDENTIAL BULDING |  | DXN5058 | DXNL0058 | DXNNR0058 | DXB | 25.067 | 55.203455 | du | Residential | IBS | Dubai South | DUBAI_AL BARSHA SOUTH FOURTH (JUMEIRAH VILLAGE SOUTH) | 1068100 | 3CC |  | DXB_E3177Q_11950_001045004 | in |  | On Air | On Air | On Air | Huawei | 3G+4G | HW U900 F1 | HW L1.8 F1/F2 (20+10M) + L800 F1 (15M) | 1CC | 12/6 | 6 | N41 | IIB
Mar 2021 add | DXN0211 | Modern Residential Building Al Barsha 1 |  | DXN5211 | DXNL0211 |  | DXB | 25.1045 | 55.182513 | du | Residential | IBS | Dubai South | Dubai_Al Barsha First | 1037300 | 2CC |  | DXB_E3177F_11109_001001008 | in |  | On Air | On Air |  | Huawei | 3G+4G | HW U900 F1 | HW L1.8 F1/F2 (20+10M) |  | 4 |  |  | IIB
Mar 2021 add | DXN0653 | Mishal Saleh Alardi Building at JVC |  | DXN5653 | DXNL0653 |  | DXB | 25.0527 | 55.200044 | du | Residential | IBS | Dubai South | Dubai_Al Barsha South Fourth (Jumeirah Village South) | 1068100 | 2CC |  | DXB_E3177Q_12068_001021002 | in |  | On Air | On Air |  | Huawei | 3G+4G | HW U900 F1 | HW L1.8 F1/F2 (20+10M) |  | 1/1 |  |  | IIB
Mar 2021 add | DXN0304 | Al Warqa Gardens Building B |  | DXN5304 | DXNL0304 |  | DXB | 25.1924 | 55.395797 | ETC | Residential | IBS | Dubai North | DUBAI_NADD AL HAMAR | 1041600 | 2CC |  | DXB_E3378G_10323_001007016 | in |  | On Air | On Air |  | Huawei | 3G+4G | HW U900 F1 | HW L1.8 F1/F2 (20+10M) |  | 4 |  |  | IIB
Mar 2021 add | DXN0124 | Arabian Park Hotel Al Jaddaf |  | DXN5124 | DXNL0124 |  | DXB | 25.2206 | 55.328096 | du | Hotel | IBS | Dubai North | Dubai_Al Jadaf | 1032600 | 2CC |  | DXB_E3279X_10678_001002001 | in |  | On Air | On Air |  | Huawei | 3G+4G | HW U900 F1 | HW L1.8 F1/F2 (20+10M) |  | 2 |  |  | IIB
Mar 2021 add | SHJ0065 | Babel Tower |  | SHJ5065 | SHJL0065 |  | NE | 25.3251 | 55.377949 | ETC | Residential | IBS | Sharjah | SHARJAH_AL MAZAJ THIRD | 3010500 | 2CC |  | SHJ_E3380U_10041_001001010 | in |  | On Air | On Air |  | Huawei | 3G+4G | HW U900 F1 | HW L1.8 F1/F2 (20+10M) |  | 4 |  |  | IIB
Mar 2021 add | SHJ0740 | Al Saud Building Muweilah |  | SHJ5740 | SHJL0740 |  | NE | 25.3107 | 55.455242 | du | Residential | IBS | Sharjah | SHARJAH_MUWAILEH COMMERCIAL | 3009900 | 3CC |  | SHJ_E3380Y_10053_001001001 | in |  | On Air | On Air |  | Huawei | 3G+4G | HW U900 F1 | HW L1.8 F1/F2 (20+10M) + L800 F1 (15M) |  | 6 |  |  | IIB
Mar 2021 add | AJM0985 | Gate Tower Mushairif Ajman |  | AJM5985 | AJML0985 |  | NE | 25.3937 | 55.47302 | du | Residential | IBS | Ajman | AJMAN_MUSHAIRIF | 4001600 | 2CC |  | AJM_E3480A_12294_001001001 | in |  | On Air | On Air |  | Huawei | 3G+4G | HW U900 F1 | HW L1.8 F1/F2 (20+10M) |  | 4 |  |  | IIB
Mar 2021 add | DXB5153H | ATOM DU Data Center @ Al Qudra |  | DXB5153H | DXBL0153VIII |  | DXB | 24.9438 | 55.352059 | du | VIP | ATOM | Dubai South | DUBAI_SAIH AL SALAM (DUBAI LAND) | 1095100 | 1CC |  | DXB_E3275E_10016_001001004 | in |  | On Air | On Air |  | Huawei | 3G+4G | HW U2.1 F2 | HW L1.8 F1 (20M) |  | 1 |  |  | IIB
Mar 2021 add | DXN0225 | Park Regis Kris Kin Hotel |  | DXN5225 | DXNL0225 |  | DXB | 25.2493 | 55.301614 | ETC | Hotel | IBS | Dubai North | Dubai_Al Karama | 1031800 | 2CC |  | DXB_E3279Q_12304_001001001 / DXB_E3279Q_12304_001002001 | in |  | On Air | On Air |  | Huawei | 3G+4G | HW U900 F1 | HW L1.8 F1/F2 (20+10M) |  | 2/2 |  |  | IIB
Mar 2021 add | SHJ0059 | Saleh Bin Lahej Tower |  | SHJ5059 | SHJL0059 |  | NE | 25.3375 | 55.3876 | ETC | Residential | IBS | Sharjah | SHARJAH_AL MAZAJ FIRST | 3010600 | 2CC |  | SHJ_E3380Q_10316_001001001 | in |  | On Air | On Air |  | Huawei | 3G+4G | HW U900 F1 | HW L1.8 F1/F2 (20+10M) |  | 4 |  |  | IIB
Mar 2021 add | DXN0419 | B+G+P+8+R Marriot Hotel |  | DXN5419 | DXNL0419 |  | DXB | 25.2282 | 55.28304 | du | Hotel | IBS | Dubai North | Dubai_Al Satwa | 1033400 | 2CC |  | DXB_E3279V_11048_001011002 | in |  | On Air | On Air |  | Huawei | 3G+4G | HW U900 F1 | HW L1.8 F1/F2 (20+10M) |  | 2 |  |  | IIB
Mar 2021 add | SHJ0469 | Afamia Tower 1 Abu Shagara |  | SHJ5469 | SHJL0469 |  | NE | 25.3427 | 55.399401 | du | Residential | IBS | Sharjah | Sharjah_Abu Shughara | 3010800 | 2CC |  | SHJ_E3380Q_10661_001001004 | in |  | On Air | On Air |  | Huawei | 3G+4G | HW U900 F1 | HW L1.8 F1/F2 (20+10M) |  | 2 |  |  | IIB
Apr 2021 Update | DXN0601 | Expo - Al Wasl Plaza Basement & Truck Tunnel (Parcel G & H) |  | DXN5601 | DXNL0601 | DXNNR0601 | DXB | 24.9608 | 55.150794 | ETC | Parking | IBS | Dubai South | Dubai_Madinat Al Mataar | 1052100 | 3CC | Yes | DXB_E3076Y_10052_001001001 | in |  | On Air | On Air | On Air | Huawei | 3G+4G+5G | HW U900 F1 | HW L1.8 F1/F2 (20+15M) + L800 F1 (15M) | 1CC | 2/1 | 0/20 | N78 F1 | IIB
Mar 2021 add | DXN5054A | ATOM Al Quasis Police Station |  | DXN5054A | DXNL0054I |  | DXB | 25.2651 | 55.391835 | du | Government | ATOM | Dubai North | DUBAI_AL QUSAIS SECOND | 1023300 | 1CC |  | DXB_E3379L_10034_001001002 | in |  | On Air | On Air |  | Huawei | 3G+4G | HW U2.1 F2 | HW L1.8 F1 (20M) |  | 1 |  |  | IIB
Mar 2021 add | DXN0847 | Orchid Apartment Tower_AL BARSHA |  | DXN5847 | DXNL0847 |  | DXB | 25.0739 | 55.248244 | ETC | Residential | IBS | Dubai South | Dubai_Al Barsha South Second | 1067200 | 2CC |  | DXB_E3177O_10235_001020006 / DXB_E3177O_10235_001035002 | in |  | On Air | On Air |  | Huawei | 3G+4G | HW U900 F1 | HW L1.8 F1/F2 (20+10M) |  | 4 |  |  | IIB
Mar 2021 add | SHJ0581 | Sharjah Palace Hotel |  | SHJ5581 | SHJL0581 |  | NE | 25.306 | 55.365822 | ETC | Residential | IBS | Sharjah | SHARJAH_AL MAMZAR | 3010400 | 2CC |  | SHJ_E3379A_10255_001003001 | in |  | On Air | On Air |  | Huawei | 3G+4G | HW U900 F1 | HW L1.8 F1/F2 (20+10M) |  | 4 |  |  | IIB
Mar 2021 add | SHJ0573 | Saleh Bin Saleh Tower 2 |  | SHJ5573 | SHJL0573 |  | NE | 25.3346 | 55.3934 | ETC | Residential | IBS | Sharjah | SHARJAH_ABU SHUGHARA | 3010800 | 2CC |  | SHJ_E3380Q_10607_001002001 | in |  | On Air | On Air |  | Huawei | 3G+4G | HW U900 F1 | HW L1.8 F1/F2 (20+10M) |  | 4 |  |  | IIB
Mar 2021 add | DXN0710 | Kasco Tower Business Bay |  | DXN5710 | DXNL0710 |  | DXB | 25.1835 | 55.284026 | du | Residential | IBS | Dubai North | DUBAI_BURJ KHALIFA (BUSINESS BAY) | 1034500 | 2CC |  | DXB_E3278G_10255_001002002 | in |  | On Air | On Air |  | Huawei | 3G+4G | HW U900 F1 | HW L1.8 F1/F2 (20+10M) |  | 2 |  |  | IIB
Mar 2021 add | SHJ0574 | Andalusia 3 Tower Al Mamzar |  | SHJ5574 | SHJL0574 |  | NE | 25.3063 | 55.368812 | du | Residential | IBS | Sharjah | SHARJAH_AL MAMZAR | 3010400 | 3CC |  | SHJ_E3379A_10626_001001006 | in |  | On Air | On Air |  | Huawei | 3G+4G | HW U900 F1 | HW L1.8 F1/F2 (20+10M) + L800 F1 (15M) |  | 6 |  |  | IIB
Apr 2021 Update | IFU5603 | Shahin Tower 504 Fujairah |  | IFU0603 | IFUL5603 |  | NE | 25.157 | 56.344775 | du | Residential | IBS | Fujairah | Fujairah_Al Hilal City | 6000011 | 2CC |  | FJR_E4278T_10581_001001002 | in |  | On Air | On Air |  | Huawei | 3G+4G | HW U900 F1 | HW L1.8 F1/F2 (20+10M) |  | 2 |  |  | IIB
Mar 2021 add | FUJ0688 | ShjUnivKalba |  | FUJ5688 | FUJL0688 |  | NE | 25.0234 | 56.35353 | ETC | University/School | IBS | Sharjah | SHARJAH_Al Saaf - Al Maqtta | 3000025 | 2CC |  | SHJ_E4276J_10012_001001001 | in |  | On Air | On Air |  | Huawei | 3G+4G | HW U900 F1 | HW L1.8 F1/F2 (20+10M) |  | 6 |  |  | IIB
Mar 2021 add | SHJ0710 | Sharjah Healthcare City_Mazaira |  | SHJ5710 | SHJL0710 |  | NE | 25.3095 | 55.570039 | ETC | Commercial | IBS | Sharjah | SHARJAH_Mazaira - SHJ | 3001401 | 2CC |  | SHJ_E3579A_10002_001001001 | in |  | On Air | On Air |  | Huawei | 3G+4G | HW U900 F1 | HW L1.8 F1/F2 (20+10M) |  | 2 |  |  | MW
Decomm | IDX0094B | ATOM Expo-Operations Pavilion(OP)_C80 |  | 0.Decomm | 0.Decomm |  | DXB | 24.9568 | 55.149427 | ETC | Self-Built Pavilion | Small Cell | Dubai South | Dubai_Madinat Al Mataar | 1052100 | 1CC |  | DXB_E3076Y_10080_001001010 | OUT |  |  |  |  | Huawei | 3G+4G | HW U2.1 F2 | HW L1.8 F1 (20M) |  | 1 |  |  | IIB
Mar 2021 add | IDX5782 | Downtown Views Tower |  | IDX0782 | IDXL5782 |  | DXB | 25.201 | 55.280915 | du | Residential | IBS | Dubai North | Dubai_Zaabeel Second | 1033700 | 2CC |  | DXB_E3278A_11671_001001003 | in |  | On Air | On Air |  | Huawei | 3G+4G | HW U900 F1 | HW L1.8 F1/F2 (20+10M) |  | 12 |  |  | IIB
Mar 2021 add | DXN0711 | Ashjar Buildings F & G Al Barari |  | DXN5711 | DXNL0711 |  | DXB | 25.1006 | 55.316737 | du | Residential | IBS | Dubai South | DUBAI_WADI AL SAFA 3 (RANCHES) | 1064500 | 2CC |  | DXB_E3277H_10015_001001002 | in |  | On Air | On Air |  | Huawei | 3G+4G | HW U900 F1 | HW L1.8 F1/F2 (20+10M) |  | 4 |  |  | MW
Mar 2021 add | IAD5489 | Al Yamm Lodge by Anantara - Sir Bani Yas Island |  | IAD0489 | IADL5489 |  | AUH | 24.3371 | 52.646383 | ETC | Residential | IBS | WR | ABU DHABI_SIR BANIYAS ISLAND | 2003200 | 2CC |  | AUH_E0569B_10001_001001001 | in |  | On Air | On Air |  | Nokia | 3G+4G | NSN U900 F1 | NSN L18 F1/F2 (20+15M) |  | 2 |  |  | MW
Mar 2021 add | IAD5490 | Al Shahel Lodge by Anantara - Sir Bani Yas Island |  | IAD0490 | IADL5490 |  | AUH | 24.326 | 52.571894 | ETC | Residential | IBS | WR | ABU DHABI_SIR BANIYAS ISLAND | 2003200 | 2CC |  | AUH_E0469H_10001_001001001 | in |  | On Air | On Air |  | Nokia | 3G+4G | NSN U900 F1 | NSN L18 F1/F2 (20+15M) |  | 2 |  |  | MW
Mar 2021 add | IAD5214 | Salmeen Kardous Al Aamiri |  | IAD0214 | IADL5214 |  | AUH | 24.4958 | 54.379318 | du | Residential | IBS | Abu Dhabi | Abu Dhabi_Tourist Club Area | 2500100 | 3CC |  | AUH_E2271Y_11289_001002001 | in |  | On Air | On Air |  | Nokia | 3G+4G | NSN U900 F1 | NSN L1800 F1/F2 (20+15M) + L800 F1 (15M) |  | 2 |  |  | IIB
Mar 2021 add | IAD5269 | Muzoon Tower Al Raha (RBW7- C9) |  | IAD0269 | IADL5269 |  | AUH | 24.4433 | 54.589247 | du | Residential | IBS | Abu Dhabi | ABU DHABI_YAS ISLAND | 2004600 | 3CC |  | AUH_E2570K_10075_001001002 | in |  | On Air | On Air |  | Nokia | 3G+4G | NSN U900 F1 | NSN L1800 F1/F2 (20+15M) + L800 F1 (15M) |  | 2 |  |  | MW
Mar 2021 add | IAD5459 | W4 C167 ALHEEL TOWER |  | IAD0459 | IADL5459 |  | AUH | 24.4726 | 54.351379 | ETC | Residential | IBS | Abu Dhabi | ABU DHABI_Al Khalidiya | 2501300 | 2CC |  | AUH_E2270D_11843_001001001 | in |  | On Air | On Air |  | Nokia | 3G+4G | NSN U900 F1 | NSN L18 F1/F2 (20+15M) |  | 4 |  |  | IIB
Mar 2021 add | AUH0438 | Le Royal Meridien Hotel |  | AUH5438 | AUHL0438 |  | AUH | 24.4961 | 54.365741 | ETC | Hotel | IBS | Abu Dhabi | Abu Dhabi_Al Markaziyah | 2500200 | 2CC |  | AUH_E2271Y_11836_002033001 | in |  | On Air | On Air |  | Nokia | 3G+4G | NSN U900 F1 | NSN L18 F1/F2 (20+15M) |  | 6 |  |  | MW
Mar 2021 add | IAD5577 | W10C63 Muntaza Tower |  | IAD0577 | IADL5577 |  | AUH | 24.4682 | 54.340786 | ETC | Commercial | IBS | Abu Dhabi | ABU DHABI_Al Khalidiya | 2501300 | 2CC |  | AUH_E2270C_10666_001001001 | in |  | On Air | On Air |  | Nokia | 3G+4G | NSN U900 F1 | NSN L18 F1/F2 (20+15M) |  | 6 |  |  | MW
Mar 2021 add | IAD5746 | Wafrah Square Building RR2_C7 |  | IAD0746 | IADL5746 |  | AUH | 24.4867 | 54.403787 | ETC | Residential | IBS | Abu Dhabi | ABU DHABI_AL REEM ISLAND | 2045700 | 2CC |  | AUH_E2371U_10083_001001001 | in |  | On Air | On Air |  | Nokia | 3G+4G | NSN U900 F1 | NSN L18 F1/F2 (20+15M) |  | 8 |  |  | MW
Mar 2021 add | IAD5731 | Mediclinic Hospital Expansion (Al Noor)_AUH |  | IAD0731 | IADL5731 |  | AUH | 24.4161 | 54.462851 | ETC | Hospital | IBS | Abu Dhabi | ABU DHABI_Al Madina Al Riyadiya | 2501700 | 2CC |  | AUH_E2370S_10438_001001001 | in |  | On Air | On Air |  | Nokia | 3G+4G | NSN U900 F1 | NSN L18 F1/F2 (20+15M) |  | 4 |  |  | IIB
Mar 2021 add | IAD5423 | Baniyas Tower B |  | IAD0423 | IADL5423 |  | AUH | 24.4857 | 54.375648 | ETC | Commercial | IBS | Abu Dhabi | ABU DHABI_Madinat Zayed(AD) | 2501200 | 2CC |  | AUH_E2271Y_11398_001004001 | in |  | On Air | On Air |  | Nokia | 3G+4G | NSN U900 F1 | NSN L18 F1/F2 (20+15M) |  | 2 |  |  | IIB
Mar 2021 add | IAD5739 | Labour Court Al Musaffah |  | IAD0739 | IADL5739 |  | AUH | 24.349 | 54.51292 | du | Government | IBS | Abu Dhabi | ABU DHABI_Mussafah | 2600200 | 2CC |  | AUH_E2469L_10595_001001001 | in |  | On Air | On Air |  | Nokia | 3G+4G | NSN U900 F1 | NSN L18 F1/F2 (20+15M) |  | 2 |  |  | IIB
Mar 2021 add | IAD5780 | Al Riyadh North Community Center - Abu Dhabi |  | IAD0780 | IADL5780 |  | AUH | 24.3272 | 54.750062 | ETC | Mall | IBS | Abu Dhabi | ABU DHABI_AL SHAMKHA SOUTH | 2046900 | 2CC |  | AUH_E2669S_10005_001001001 | in |  | On Air | On Air |  | Nokia | 3G+4G | NSN U900 F1 | NSN L18 F1/F2 (20+15M) |  | 2 |  |  | MW
Mar 2021 add | IAD5762 | DIWAN RULER & REPRESENTATIVE OFFICE |  | IAD0762 | IADL5762 |  | AUH | 23.6546 | 53.703786 | ETC | Government | IBS | WR | ABU DHABI_MADINAT ZAYED(WR) | 2031200 | 2CC |  | AUH_E1561E_10801_001001001 | in |  | On Air | On Air |  | Nokia | 3G+4G | NSN U900 F1 | NSN L18 F1/F2 (20+15M) |  | 2 |  |  | IIB
Mar 2021 add | IAD5783 | H.H.SHEIKH ZAYED BIN HAMDAN AL NAHYAN Villa |  | IAD0783 | IADL5783 |  | AUH | 24.4539 | 54.36755 | ETC | Villa | IBS | Abu Dhabi | ABU DHABI_Al Mushrif | 2500700 | 2CC |  | AUH_E2270J_12100_001001001 | in |  | On Air | On Air |  | Nokia | 3G+4G | NSN U900 F1 | NSN L18 F1/F2 (20+15M) |  | 2 |  |  | MW
May 2021 Update | IAD5313 | Panoramic High_Al Durrah Tower & Common Floors_Marina Square @ Reem Island |  | IAD0313 | IADL5313 |  | AUH | 24.4892 | 54.394856 | ETC | Mixed Use | IBS | Abu Dhabi | Abu Dhabi_AL Reem Island | 2045700 | 2CC |  | AUH_E2371U_10075_001001001 | in |  | On Air | On Air |  | Nokia | 3G+4G | NSN U900 F1 | NSN L18 F1/F2 (20+15M) |  | 6 |  |  | MW
Apr 2021 Update | IAD5312 | Panoramic High_One Marina Square Tower _Marina Square @ Reem Island |  | IAD0312 | IADL5312 |  | AUH | 24.4897 | 54.3945 | ETC | Residential | IBS | Abu Dhabi | Abu Dhabi_Al Reem Island | 2045700 | 3CC |  | AUH_E2371U_10075_001002001 | in |  | On Air | On Air |  | Nokia | 3G+4G | NSN U900 F1 | NSN L1800 F1/F2 (20+15M) + L800 F1 (15M) |  | 2 |  |  | MW
Apr 2021 add | KFN5750C | Ministry of Labour KFN |  | KFN5750C | KFNL0750III |  | NE | 25.314 | 56.338629 | du | Government | ATOM | Fujairah | SHARJAH_Khorfakkan Rural | 3000023 | 1CC |  | SHJ_E4279E_10020_001001001 | in |  | On Air | On Air |  | Huawei | 3G+4G | HW U2.1 F2 | HW L1.8 F1 (20M) |  | 1 |  |  | MW
Apr 2021 add | ISH0498A | Matajer Al Mirghab Mall |  | ISH0498A | ISHL5498I |  | NE | 25.3882 | 55.4215 | du | Mall | ATOM | Sharjah | SHARJAH_AL MIRGAB | 3006700 | 1CC |  | SHJ_E3380D_11250_001001028 | in |  | On Air | On Air |  | Huawei | 3G+4G | HW U2.1 F2 | HW L1.8 F1 (20M) |  | 1 |  |  | MW
Apr 2021 add | DXB5263B | ATOM Time Square Hotel Deira |  | DXB5263B | DXBL0263II |  | DXB | 25.2698 | 55.311941 | du | Commercial | ATOM | Dubai North | DUBAI_NAIF | 1011800 | 1CC |  | DXB_E3279M_11389_001001001 | in |  | On Air | On Air |  | Huawei | 3G+4G | HW U2.1 F2 | HW L1.8 F1 (20M) |  | 1 |  |  | MW
Apr 2021 add | ISH0496C | Sharjah University W12 Building_GF |  | ISH0496C | ISHL5496III |  | NE | 25.2878 | 55.4783 | du | Commercial | ATOM | Sharjah | SHARJAH_UNIVERSITY CITY | 3008000 | 1CC |  | SHJ_E3479F_10009_001001004 | in |  | On Air | On Air |  | Huawei | 3G+4G | HW U2.1 F2 | HW L1.8 F1 (20M) |  | 1 |  |  | IIB
Apr 2021 add | ISH0496D | ATOM Sharjah University W12 Building_2F |  | ISH0496D | ISHL5496IV |  | NE | 25.2878 | 55.478333 | du | Commercial | ATOM | Sharjah | SHARJAH_UNIVERSITY CITY | 3008000 | 1CC |  | SHJ_E3479F_10009_001001003 | in |  | On Air | On Air |  | Huawei | 3G+4G | HW U2.1 F2 | HW L1.8 F1 (20M) |  | 1 |  |  | IIB
Apr 2021 add | ISH0496A | ATOM Sharjah University M12 Building_GF |  | ISH0496A | ISHL5496I |  | NE | 25.2871 | 55.477833 | du | Commercial | ATOM | Sharjah | SHARJAH_UNIVERSITY CITY | 3008000 | 1CC |  | SHJ_E3479F_10003_001001003 | in |  | On Air | On Air |  | Huawei | 3G+4G | HW U2.1 F2 | HW L1.8 F1 (20M) |  | 1 |  |  | IIB
Apr 2021 add | ISH0496B | Sharjah University M12 Building_1F Book RRU |  | ISH0496B | ISHL5496II |  | NE | 25.2871 | 55.4778 | du | Commercial | ATOM | Sharjah | SHARJAH_UNIVERSITY CITY | 3008000 | 1CC |  | SHJ_E3479F_10003_001003002 | in |  | On Air | On Air |  | Huawei | 3G+4G | HW U2.1 F2 | HW L1.8 F1 (20M) |  | 1 |  |  | IIB
Apr 2021 add | DXB5059E | ATOM Nakheel Sales Office Palm Jumeriah |  | DXB5059E | DXBL0059V |  | DXB | 25.1024 | 55.155830 | du | Commercial | ATOM | Dubai South | DUBAI_NAKHLAT JUMEIRA (THE PALM JUMEIRAH) | 1038100 | 1CC |  | DXB_E3077J_10290_001004003 | in |  | On Air | On Air |  | Huawei | 3G+4G | HW U2.1 F2 | HW L1.8 F1 (20M) |  | 1 |  |  | IIB
Apr 2021 add | ISH0497C | ATOM Medcare Clinic Sharjah |  | ISH0497C | ISHL5497III |  | NE | 25.311 | 55.373695 | du | Commercial | ATOM | Sharjah | SHARJAH_AL MAMZAR | 3010400 | 1CC |  | SHJ_E3380U_10038_001001007 | in |  | On Air | On Air |  | Huawei | 3G+4G | HW U2.1 F2 | HW L1.8 F1 (20M) |  | 1 |  |  | IIB
Apr 2021 add | DXB5059C | ATOM Meadows Center Spinneys |  | DXB5059C | DXBL0059III |  | DXB | 25.0542 | 55.172001 | du | Mall | ATOM | Dubai South | DUBAI_AL THANYAH FOURTH (EMIRATES HILL THIRD) | 1039400 | 1CC |  | DXB_E3177P_12142_001004057 | in |  | On Air | On Air |  | Huawei | 3G+4G | HW U2.1 F2 | HW L1.8 F1 (20M) |  | 1 |  |  | IIB
Apr 2021 add | DXB5268C | ATOM G4S Building Kasama Building |  | DXB5268C | DXBL0268III |  | DXB | 25.1498 | 55.226021 | du | Commercial | ATOM | Dubai South | DUBAI_AL QOUZE IND.FIRST (AL QUOZ IND. FIRST) | 1036400 | 1CC |  | DXB_E3178S_11222_001002023 | in |  | On Air | On Air |  | Huawei | 3G+4G | HW U2.1 F2 | HW L1.8 F1 (20M) |  | 1 |  |  | IIB
Apr 2021 add | DXB5268E | ATOM FAMCO DIP |  | DXB5268E | DXBL0268V |  | DXB | 24.962 | 55.202 | du | Commercial | ATOM | Dubai South | DUBAI_DUBAI INVESTMENT PARK SECOND | 1059700 | 1CC |  | DXB_E3176V_10013_001001001 | in |  | On Air | On Air |  | Huawei | 3G+4G | HW U2.1 F2 | HW L1.8 F1 (20M) |  | 1 |  |  | MW
Apr 2021 add | DXB5059B | ATOM DANZAS Warehouse (3M) |  | DXB5059B | DXBL0059II |  | DXB | 24.9443 | 55.079410 | du | Commercial | ATOM | Dubai South | DUBAI_JABAL ALI INDUSTRIAL SECOND (JABAL ALI INDUSTRIAL 2) | 1051800 | 1CC |  | DXB_E3076U_10084_001001023 | in |  | On Air | On Air |  | Huawei | 3G+4G | HW U2.1 F2 | HW L1.8 F1 (20M) |  | 1 |  |  | IIB
Apr 2021 add | DXB5263E | ATOM Al Mazroui Medical and Chemical Supplies |  | DXB5263E | DXBL0263V |  | DXB | 25.2687 | 55.331100 | du | Commercial | ATOM | Dubai North | DUBAI_AL KHABAISI | 1012800 | 1CC |  | DXB_E3279N_11651_001001001 | in |  | On Air | On Air |  | Huawei | 3G+4G | HW U2.1 F2 | HW L1.8 F1 (20M) |  | 1 |  |  | MW
Apr 2021 add | SHJ0398 | Kawthar Tower |  | SHJ5398 | SHJL0398 |  | NE | 25.3001 | 55.376336 | ETC | Residential | IBS | Sharjah | SHARJAH_AL NAHDA | 3010200 | 2CC |  | SHJ_E3379A_10413_001001001 | in |  | On Air | On Air |  | Huawei | 3G+4G | HW U900 F1 | HW L1.8 F1/F2 (20+10M) |  | 8 |  |  | IIB
Apr 2021 add | SHJ0570 | Al Mawarid Tower |  | SHJ5570 | SHJL0570 |  | NE | 25.3291 | 55.374651 | ETC | Residential | IBS | Sharjah | SHARJAH_AL MAZAJ THIRD | 3010500 | 2CC |  | SHJ_E3380P_10174_001001002 | in |  | On Air | On Air |  | Huawei | 3G+4G | HW U900 F1 | HW L1.8 F1/F2 (20+10M) |  | 4 |  |  | IIB
Apr 2021 add | SHJ0418 | Hafeet Tower |  | SHJ5418 | SHJL0418 |  | NE | 25.3264 | 55.374731 | ETC | Residential | IBS | Sharjah | SHARJAH_AL KHAN | 3010300 | 2CC |  | SHJ_E3380P_10121_001001006 | in |  | On Air | On Air |  | Huawei | 3G+4G | HW U900 F1 | HW L1.8 F1/F2 (20+10M) |  | 4 |  |  | IIB
Apr 2021 add | ISH5017 | Moza Al Owais Tower Al Majaz 3 |  | ISH0017 | ISHL5017 |  | NE | 25.3298 | 55.374917 | du | Residential | IBS | Sharjah | SHARJAH_AL MAZAJ THIRD | 3010500 | 2CC |  | SHJ_E3380P_10252_001001004 | in |  | On Air | On Air |  | Huawei | 3G+4G | HW U900 F1 | HW L1.8 F1/F2 (20+10M) |  | 2 |  |  | IIB
Apr 2021 add | SHJ0049 | AL Nahda Sahara Towers |  | SHJ5049 | SHJL0049 |  | NE | 25.2996 | 55.378969 | ETC | Residential | IBS | Sharjah | SHARJAH_AL NAHDA | 3010200 | 2CC |  | SHJ_E3379A_10230_001001009 | in |  | On Air | On Air |  | Huawei | 3G+4G | HW U900 F1 | HW L1.8 F1/F2 (20+10M) |  | 12 |  |  | IIB
Apr 2021 add | SHJ0654 | Damas 63 Building |  | SHJ5654 | SHJL0654 |  | NE | 25.306 | 55.3759 | ETC | Residential | IBS | Sharjah | SHARJAH_AL NAHDA | 3010200 | 2CC |  | SHJ_E3379A_10314_001001006 | in |  | On Air | On Air |  | Huawei | 3G+4G | HW U900 F1 | HW L1.8 F1/F2 (20+10M) |  | 4 |  |  | IIB
Apr 2021 add | DXN0494 | Adagio Hotel Apartments Palm Jumeirah |  | DXN5494 | DXNL0494 |  | DXB | 25.1087 | 55.143049 | du | Hotel | IBS | Dubai South | Dubai_Nakhlat Jumeira (The Palm Jumeirah) | 1038100 | 3CC | Yes | DXB_E3077D_11203_001004002 | in |  | On Air | On Air |  | Huawei | 3G+4G | HW U900 F1 | HW L1.8 F1/F2 (20+10M) + L800 F1 (15M) |  | 2 |  |  | IIB
Apr 2021 add | DXN0770 | Al Ferdous Buildings 1 to 4 |  | DXN5770 | DXNL0770 |  | DXB | 25.1793 | 55.234866 | du | Mall | IBS | Dubai South | DUBAI_AL SAFA FIRST | 1035300 | 2CC |  | DXB_E3178I_10028_001003001 | in |  | On Air | On Air |  | Huawei | 3G+4G | HW U900 F1 | HW L1.8 F1/F2 (20+10M) |  | 10 |  |  | IIB
Apr 2021 add | DXN0032 | Fakeeh Academic Medical Centre DSO |  | DXN5032 | DXNL0032 |  | DXB | 25.1213 | 55.387083 | ETC | Hospital | IBS | Dubai North | DUBAI_NADD HESSA (DUBAI SILICON OASIS) | 1062600 | 2CC |  | DXB_E3377B_10040_001002003 | in |  | On Air | On Air |  | Huawei | 3G+4G | HW U900 F1 | HW L1.8 F1/F2 (20+10M) |  | 10 |  |  | IIB
Apr 2021 add | SHJ0766 | Wilson Hospital Building |  | SHJ5766 | SHJL0766 |  | NE | 25.3085 | 55.371332 | ETC | Residential | IBS | Sharjah | SHARJAH_AL MAMZAR | 3010400 | 2CC |  | SHJ_E3380U_10053_001001002 | in |  | On Air | On Air |  | Huawei | 3G+4G | HW U900 F1 | HW L1.8 F1/F2 (20+10M) |  | 4 |  |  | IIB
Apr 2021 add | SHJ0434 | Al Wasl Tower |  | SHJ5434 | SHJL0434 |  | NE | 25.3101 | 55.377011 | ETC | Residential | IBS | Sharjah | SHARJAH_AL MAMZAR | 3010400 | 2CC |  | SHJ_E3380U_10098_001001001 | in |  | On Air | On Air |  | Huawei | 3G+4G | HW U900 F1 | HW L1.8 F1/F2 (20+10M) |  | 4 |  |  | IIB
Apr 2021 add | ISH5034 | MamzerTawonBldg |  | ISH0034 | ISHL5034 |  | NE | 25.314 | 55.378823 | ETC | Residential | IBS | Sharjah | SHARJAH_AL MAMZAR | 3010400 | 2CC |  | SHJ_E3380U_10267_001002001 | in |  | On Air | On Air |  | Huawei | 3G+4G | HW U900 F1 | HW L1.8 F1/F2 (20+10M) |  | 2 |  |  | IIB
Apr 2021 add | SHJ0764 | City Plaza Tower 6 |  | SHJ5764 | SHJL0764 |  | NE | 25.3159 | 55.3769 | ETC | Residential | IBS | Sharjah | SHARJAH_AL MAMZAR | 3010400 | 2CC |  | SHJ_E3380U_10116_001001001 | in |  | On Air | On Air |  | Huawei | 3G+4G | HW U900 F1 | HW L1.8 F1/F2 (20+10M) |  | 4 |  |  | IIB
Apr 2021 add | IDX5632 | Nakheel Mall Hotel Lower Part |  | IDX0632 | IDXL5632 | IDXNR5632 | DXB | 25.1136 | 55.139873 | du | Hotel | IBS | Dubai South | Dubai_Nakhlat Jumeira (The Palm Jumeirah) | 1038100 | 4CC | Yes | DXB_E3077D_11182_001008002 | in |  | On Air | On Air | On Air | Huawei | 3G+4G+5G | HW U900 F1 | HW L1.8 F1/F2 (20+10M) + L800 F1 (15M) | 1CC | 20 | 5/0 | N41 | IIB
Apr 2021 add | SHJ0731 | Marwan Al Saad Building |  | SHJ5731 | SHJL0731 |  | NE | 25.3279 | 55.369263 | ETC | Residential | IBS | Sharjah | Sharjah_AL KHAN | 3010300 | 2CC |  | SHJ_E3380P_10096_001001002 | in |  | On Air | On Air |  | Huawei | 3G+4G | HW U900 F1 | HW L1.8 F1/F2 (20+10M) |  | 4 |  |  | IIB
Apr 2021 add | IUA5751 | New Emirates ID Center UAQ |  | IUA0751 | IUAL5751 |  | NE | 25.5126 | 55.591268 | du | Government | IBS | Umm Al Quwain | Umm Al Quwain_Al Ramlah - UAQ | 5000208 | 2CC |  | UAQ_E3582Q_10007_001002001 | in |  | On Air | On Air |  | Huawei | 3G+4G | HW U900 F1 | HW L1.8 F1/F2 (20+10M) |  | 2 |  |  | IIB
Apr 2021 add | SHJ0590 | Al Bakheet Tower |  | SHJ5590 | SHJL0590 |  | NE | 25.3219 | 55.383375 | ETC | Residential | IBS | Sharjah | SHARJAH_AL MAZAJ SECOND | 3010700 | 2CC |  | SHJ_E3380V_10102_001001002 | in |  | On Air | On Air |  | Huawei | 3G+4G | HW U900 F1 | HW L1.8 F1/F2 (20+10M) |  | 6 |  |  | IIB
Apr 2021 add | DXN0526 | Hanover Square JVC |  | DXN5526 | DXNL0526 |  | DXB | 25.0682 | 55.20472 | du | Hotel | IBS | Dubai South | DUBAI_AL BARSHA SOUTH FOURTH (JUMEIRAH VILLAGE SOUTH) | 1068100 | 3CC |  | DXB_E3177Q_11884_001003072 | in |  | On Air | On Air |  | Huawei | 3G+4G | HW U900 F1 | HW L1.8 F1/F2 (20+10M) + L800 F1 (15M) |  | 12 |  |  | IIB
Apr 2021 add | AJM0966 | Oasis Tower 1_Ajman |  | AJM5966 | AJML0966 |  | NE | 25.3967 | 55.454096 | ETC | Residential | IBS | Ajman | AJMAN_RASHIDEYA 1 | 4000200 | 2CC |  | AJM_E3380E_12675_001004001 | in |  | On Air | On Air |  | Huawei | 3G+4G | HW U900 F1 | HW L1.8 F1/F2 (20+10M) |  | 6 |  |  | IIB
Apr 2021 add | IFU5604 | Address Fujairah Beach Resort_Hotel & residences |  | IFU0604 | IFUL5604 |  | NE | 25.1382 | 56.35565 | ETC | Hotel | IBS | Fujairah | FUJAIRAH_Al Faseel - Al Sharia | 6000013 | 2CC |  | FJR_E4378U_10010_001001001 | in |  | On Air | On Air |  | Huawei | 3G+4G | HW U900 F1 | HW L1.8 F1/F2 (20+10M) |  | 12 |  |  | MW
Apr 2021 add | DXN0045 | CENTRAL PARK TOWERS |  | DXN5045 | DXNL0045 |  | DXB | 25.0574 | 55.21608 | du | Residential | IBS | Dubai South | DUBAI_AL BARSHA SOUTH FOURTH (JUMEIRAH VILLAGE SOUTH) | 1068100 | 2CC |  | DXB_E3177R_11417_001026001 | in |  | On Air | On Air |  | Huawei | 3G+4G | HW U900 F1 | HW L1.8 F1/F2 (20+10M) |  | 2 |  |  | IIB
Apr 2021 add | DXN0407 | Larimar Building_Al Barsha 1 |  | DXN5407 | DXNL0407 |  | DXB | 25.1112 | 55.191987 | ETC | Residential | IBS | Dubai South | DUBAI_AL BARSHA FIRST | 1037300 | 2CC |  | DXB_E3177B_10751_001011012 | in |  | On Air | On Air |  | Huawei | 3G+4G | HW U900 F1 | HW L1.8 F1/F2 (20+10M) |  | 2 |  |  | IIB
Apr 2021 add | DXN0283 | Culture Village Hotel Al Jadaf |  | DXN5283 | DXNL0283 |  | DXB | 25.226 | 55.342016 | du | Hotel | IBS | Dubai North | DUBAI_AL JADAF | 1032600 | 2CC | Yes | DXB_E3279Y_10500_001017001 | in |  | On Air | On Air |  | Huawei | 3G+4G | HW U900 F1 | HW L1.8 F1 (20M) + L800 F1 (15M) |  | 4 |  |  | IIB
Apr 2021 add | AJM0970 | EM Khaled Tower 1 |  | AJM5970 | AJML0970 |  | NE | 25.3912 | 55.433638 | du | Residential | IBS | Ajman | Ajman_Nuaimeya 3 | 4001300 | 2CC |  | AJM_E3380D_11289_001001001 | in |  | On Air | On Air |  | Huawei | 3G+4G | HW U900 F1 | HW L1.8 F1/F2 (20+10M) |  | 2 |  |  | IIB
Apr 2021 add | RAK0522 | N.S Tower |  | RAK5522 | RAKL0522 |  | NE | 25.7837 | 55.9432 | ETC | Residential | IBS | Ras Al Khaimah | RAS AL-KHAIMAH_OLD RAK | 7031400 | 2CC |  | RKT_E3885T_10010_001001003 | in |  | On Air | On Air |  | Huawei | 3G+4G | HW U900 F1 | HW L1.8 F1/F2 (20+10M) |  | 2 |  |  | IIB
Apr 2021 add | SHJ0072 | Thuraya Satellite Building |  | SHJ5072 | SHJL0072 |  | NE | 25.2439 | 55.828334 | du | Government | IBS | Sharjah | SHARJAH_Al Battayeh | 3000021 | 2CC |  | SHJ_E3779S_10002_001001002 | in |  | On Air | On Air |  | Huawei | 3G+4G | HW U900 F1 | HW L1.8 F1/F2 (20+10M) |  | 2 |  |  | IIB
Apr 2021 add | DXN0966 | Eastshine Hotel Apartments_Business Bay |  | DXN5966 | DXNL0966 |  | DXB | 25.183 | 55.283217 | ETC | Hotel | IBS | Dubai North | DUBAI_BURJ KHALIFA (BUSINESS BAY) | 1034500 | 2CC |  | DXB_E3278G_10245_001022002 | in |  | On Air | On Air |  | Huawei | 3G+4G | HW U900 F1 | HW L1.8 F1/F2 (20+10M) |  | 2 |  |  | IIB
Apr 2021 add | DXN0591 | Expo - Opportunity Pavilion |  | DXN5591 | DXNL0591 | DXNNR0591 | DXB | 24.9653 | 55.152404 | ETC | Exhibition / Theater | IBS | Dubai South | Dubai_Madinat Al Mataar | 1052100 | 3CC | Yes | DXB_E3076T_10158_001002001 | in |  | On Air | On Air | On Air | Huawei | 3G+4G+5G | HW U900 F1 | HW L1.8 F1/F2 (20+15M) + L800 F1 (15M) | 1CC | 6 | 0/11 | N78 F1 | IIB
Apr 2021 add | ISH5035 | Al Waleed Tower-1-SHJ |  | ISH0035 | ISHL5035 |  | NE | 25.3123 | 55.378954 | ETC | Residential | IBS | Sharjah | SHARJAH_AL MAMZAR | 3010400 | 2CC |  | SHJ_E3380U_10102_001001007 | in |  | On Air | On Air |  | Huawei | 3G+4G | HW U900 F1 | HW L1.8 F1 (20M) + L800 F1 (15M) |  | 4 |  |  | IIB
Apr 2021 add | ISH5027 | Al Qasba Tower_Al Khan |  | ISH0027 | ISHL5027 |  | NE | 25.3228 | 55.374772 | ETC | Commercial & Residential | IBS | Sharjah | SHARJAH_AL KHAN | 3010300 | 2CC |  | SHJ_E3380U_10184_001006001 | in |  | On Air | On Air |  | Huawei | 3G+4G | HW U900 F1 | HW L1.8 F1/F2 (20+10M) |  | 6 |  |  | IIB
Apr 2021 add | DXN0985 | Bayt Al Safa Building @ Jadaf |  | DXN5985 | DXNL0985 |  | DXB | 25.2207 | 55.322513 | ETC | Residential | IBS | Dubai North | DUBAI_AL JADAF | 1032600 | 2CC |  | DXB_E3279X_10703_001001001 | in |  | On Air | On Air |  | Huawei | 3G+4G | HW U900 F1 | HW L1.8 F1/F2 (20+10M) |  | 4 |  |  | IIB
Apr 2021 add | DXN0230 | Holiday Inn Express Dubai Airports |  | DXN5230 | DXNL0230 |  | DXB | 25.2425 | 55.359529 | ETC | Hotel | IBS | Dubai North | Dubai_AL GARHOUD | 1021400 | 2CC |  | DXB_E3279T_11679_001001001 | in |  | On Air | On Air |  | Huawei | 3G+4G | HW U900 F1 | HW L1.8 F1/F2 (20+10M) |  | 1/1 |  |  | IIB
Apr 2021 add | IDX5125 | Al Ahlia Residential (aka. Daytona XV) at JVC |  | IDX0125 | IDXL5125 |  | DXB | 25.0533 | 55.200163 | du | Residential | IBS | Dubai South | Dubai_Al Barsha South Fourth (Jumeirah Village South) | 1068100 | 3CC |  | DXB_E3177Q_12009_001021001 | in |  | On Air | On Air |  | Huawei | 3G+4G | HW U900 F1 | HW L1.8 F1/F2 (20+10M) + L800 F1 (15M) |  | 2/1 |  |  | IIB
Apr 2021 add | IAD5771 | Mismak Towers 2_RR2_C11 Tower- Al Reem Island |  | IAD0771 | IADL5771 |  | AUH | 24.4837 | 54.405379 | ETC | Residential | IBS | Abu Dhabi | ABU DHABI_AL REEM ISLAND | 2045700 | 3CC |  | AUH_E2371V_10042_001001001 | in |  | On Air | On Air |  | Nokia | 3G+4G | NSN U900 F1 | NSN L1800 F1/F2 (20+15M) + L800 F1 (15M) |  | 6 |  |  | MW
Apr 2021 add | IAD5467 | CENTRAL BANK |  | IAD0467 | IADL5467 |  | AUH | 24.4568 | 54.337115 | ETC | Commercial | IBS | Abu Dhabi | ABU DHABI_Al Bateen | 2500600 | 2CC |  | AUH_E2270H_10945_001001001 | in |  | On Air | On Air |  | Nokia | 3G+4G | NSN U900 F1 | NSN L18 F1/F2 (20+15M) |  | 6 |  |  | IIB
Apr 2021 add | IAD5770 | Mismak Towers 1_RR2_C10 Tower- Al Reem Island |  | IAD0770 | IADL5770 |  | AUH | 24.4837 | 54.405379 | ETC | Residential | IBS | Abu Dhabi | ABU DHABI_AL REEM ISLAND | 2045700 | 4CC |  | AUH_E2371V_10041_001001001 | in |  | On Air | On Air |  | Nokia | 3G+4G | NSN U900 F1 | NSN L18 F1/F2 (20+15M) + L800 F1 (15M) + L21 F1 (15M) |  | 8 |  |  | MW
Apr 2021 add | AUH0941 | Novotel & IBIS Hotel Abu Dhabi Gate Lower Part |  | AUH5941 | AUHL0941 |  | AUH | 24.3957 | 54.517699 | ETC | Hotel | IBS | Abu Dhabi | ABU DHABI_AL MAQTA AREA | 2044000 | 2CC |  | AUH_E2470V_10916_001001001 | in |  | On Air | On Air |  | Nokia | 3G+4G | NSN U900 F1 | NSN L18 F1/F2 (20+15M) |  | 6 |  |  | IIB
Apr 2021 add | IAD5750 | Eclipse Buildings_C4 |  | IAD0750 | IADL5750 |  | AUH | 24.5113 | 54.408841 | ETC | Commercial | IBS | Abu Dhabi | ABU DHABI_AL REEM ISLAND | 2045700 | 3CC |  | AUH_E2371Q_10008_001001001 / AUH_E2371Q_10008_001002001 / AUH_E2371Q_10008_001003001 | in |  | On Air | On Air |  | Nokia | 3G+4G | NSN U900 F1 | NSN L18 F1/F2 (20+15M) + L21 F1 (15M) |  | 8 |  |  | MW
Apr 2021 add | AUH0667 | Novotel & IBIS Hotel Abu Dhabi Gate Upper Part |  | AUH5667 | AUHL0667 |  | AUH | 24.3957 | 54.517699 | ETC | Hotel | IBS | Abu Dhabi | ABU DHABI_AL MAQTA AREA | 2044000 | 2CC |  | AUH_E2470V_10918_001001002 | in |  | On Air | On Air |  | Nokia | 3G+4G | NSN U900 F1 | NSN L18 F1/F2 (20+15M) |  | 4 |  |  | IIB
Apr 2021 add | IAD5806 | Liwa Building (Plot C38) |  | IAD0806 | IADL5806 |  | AUH | 24.4778 | 54.367529 | ETC | Residential | IBS | Abu Dhabi | ABU DHABI_Madinat Zayed(AD) | 2501200 | 4CC |  | AUH_E2270E_10624_001001001 | in |  | On Air | On Air |  | Nokia | 3G+4G | NSN U900 F1 | NSN L18 F1/F2 (20+15M) + L800 F1 (15M) + L21 F1 (15M) |  | 2 |  |  | IIB
Apr 2021 add | IAD5779 | Dalma project_VVIP Villa |  | IAD0779 | IADL5779 |  | AUH | 24.4622 | 54.396016 | ETC | VIP | IBS | Abu Dhabi | ABU DHABI_Al Nahyan | 2501000 | 2CC | Yes | AUH_E2370F_11331_001001001 | in |  | On Air | On Air |  | Nokia | 3G+4G | NSN U900 F1 | NSN L18 F1/F2 (20+15M) |  | 2 |  |  | IIB
Apr 2021 add | IAD5638 | National Rehabilitation Center_Abu Dhabi |  | IAD0638 | IADL5638 |  | AUH | 24.3343 | 54.628696 | ETC | Hospital | IBS | Abu Dhabi | ABU DHABI_SHAKHBOUT CITY | 2004500 | 2CC |  | AUH_E2569R_10759_001001001 | in |  | On Air | On Air |  | Nokia | 3G+4G | NSN U900 F1 | NSN L18 F1/F2 (20+15M) |  | 8 |  |  | IIB
May 2021 add | ISH0497B | ATOM Geco Complex Building_Office |  | ISH0497B | ISHL5497II |  | NE | 25.3113 | 55.4229 | du | Commercial | Small Cell | Sharjah | SHARJAH_INDUSTRIAL AREA 12 | 3008200 | 1CC |  | SHJ_E3380X_10017_001001001 | in |  | On Air | On Air |  | Huawei | 3G+4G | HW U2.1 F2 | HW L1.8 F1 (20M) |  | 1 |  |  | MW
May 2021 add | ISH0497A | ATOM Clinical & Surgical Training Center SHJ University |  | ISH0497A | ISHL5497I |  | NE | 25.3005 | 55.4887 | du | University/School | ATOM | Sharjah | SHARJAH_UNIVERSITY CITY | 3008000 | 1CC |  | SHJ_E3479B_10017_001001001 | in |  | On Air | On Air |  | Huawei | 3G+4G | HW U2.1 F2 | HW L1.8 F1 (20M) |  | 1 |  |  | IIB
May 2021 add | DXB5263I | Atom Aswaaq Al Barsha |  | DXB5263I | DXBL0263IX |  | DXB | 25.2141 | 55.2591 | du | Mall | Small Cell | Dubai North | DUBAI_AL BARSHA SOUTH FIRST | 1067100 | 1CC |  | DXB_E3178E_12128_001002003 | in |  | On Air | On Air |  | Huawei | 3G+4G | HW U2.1 F2 | HW L1.8 F1 (20M) |  | 1 |  |  | MW
May 2021 add | AJM5998D | Al Maeraj Contracting |  | AJM5998D | AJML0998IV |  | NE | 25.3703 | 55.4774 | du | Commercial | Small Cell | Ajman | AJMAN_AJMAN INDUSTRIAL 2 | 4003900 | 1CC |  | AJM_E3480F_12342_001001001 | in |  | On Air | On Air |  | Huawei | 3G+4G | HW U2.1 F2 | HW L1.8 F1 (20M) |  | 1 |  |  | IIB
May 2021 add | AJM5998E | Al Jurf Center Ajman |  | AJM5998E | AJML0998V |  | NE | 25.4248 | 55.502 | du | Mall | Small Cell | Ajman | AJMAN_JURF 1 | 4002100 | 1CC |  | AJM_E3481R_10019_001001030 | in |  | On Air | On Air |  | Huawei | 3G+4G | HW U2.1 F2 | HW L1.8 F1 (20M) |  | 1 |  |  | IIB
May 2021 add | DXN0937 | STARZ Tower By Danube Al Furjan |  | DXN5937 | DXNL0937 |  | DXB | 25.0319 | 55.140818 | du | Residential | IBS | Dubai South | DUBAI_JABAL ALI Gardens | 1059102 | 3CC |  | DXB_E3076D_10787_001001012 | in |  | On Air | On Air |  | Huawei | 3G+4G | HW U900 F1 | HW L1.8 F1/F2 (20+10M) + L800 F1 (15M) |  | 4 |  |  | IIB
Sep 2021 Update | AJM0936 | Ajman City Center Expansion – Phase 2 |  | AJM5936 | AJML0936 | AJMNR0936 | NE | 25.4011 | 55.479317 | du | Mall | IBS | Ajman | Ajman_Jurf 2 | 4002200 | 3CC | Yes | AJM_E3481V_10070_001001185 | in |  | On Air | On Air | On Air | Huawei | 3G+4G+5G | HW U900 F1 | HW L1.8 F1/F2 (20+10M) + L800 F1 (15M) | 1CC | 9 | 3/0 | N41 | IIB
May 2021 add | AJM0696 | Nuaimia Tower C Building |  | AJM5696 | AJML0696 |  | NE | 25.3864 | 55.461882 | ETC | Residential | IBS | Ajman | AJMAN_NUAIMEYA 1 | 4001100 | 3CC |  | AJM_E3480A_12293_001001001 | in |  | On Air | On Air |  | Huawei | 3G+4G | HW U900 F1 | HW L1.8 F1/F2 (20+10M) + L800 F1 (15M) |  | 9 |  |  | IIB
May 2021 add | DXN0094 | Miraclz by Danube |  | DXN5094 | DXNL0094 |  | DXB | 25.0577 | 55.239181 | du | Residential | IBS | Dubai South | DUBAI_AL BARSHA SOUTH THIRD | 1067300 | 2CC |  | DXB_E3177S_10250_001039002 | in |  | On Air | On Air |  | Huawei | 3G+4G | HW U900 F1 | HW L1.8 F1/F2 (20+10M) |  | 8 |  |  | IIB
Sep 2021 Update | IDX5898 | Museum of the Future |  | IDX0898 | IDXL5898 | IDXNR5898 | DXB | 25.2192 | 55.281852 | du | Museum | IBS | Dubai North | Dubai_TRADE CENTER SECOND | 1033600 | 3CC | Yes | DXB_E3279U_16029_001003002 | in |  | On Air | On Air | On Air | Huawei | 3G+4G+5G | HW U900 F1 | HW L1.8 F1/F2 (20+10M) + L800 F1 (15M) | 1CC | 9 | 183 | N78 F1 | IIB
Jun 2021 Update | DXN0377 | AVENUES MALL_DSO |  | DXN5377 | DXNL0377 | DXNNR0377 | DXB | 25.1116 | 55.374658 | ETC | Mall | IBS | Dubai North | DUBAI_NADD HESSA (DUBAI SILICON OASIS) | 1062600 | 3CC | Yes | DXB_E3377A_10225_001001001 / DXB_E3377A_10225_001002103 / DXB_E3377A_10225_001004102 | in |  | On Air | On Air | On Air | Huawei | 3G+4G+5G | HW U900 F1 | HW L1.8 F1/F2 (20+10M) + L800 F1 (15M) | 1CC | 12 | 6/0 | N41 | IIB
May 2021 add | FUJ0653 | Damas Building-Fuj |  | FUJ5653 | FUJL0653 |  | NE | 25.123 | 56.321028 | ETC | Commercial | IBS | Fujairah | FUJAIRAH_AL MUDHANNAB - Al Ittihad | 6081201 | 2CC |  | FJR_E4277D_10471_001007006 | in |  | On Air | On Air |  | Huawei | 3G+4G | HW U900 F1 | HW L1.8 F1/F2 (20+10M) |  | 4 |  |  | IIB
May 2021 add | SHJ0436 | Emirates Tower |  | SHJ5436 | SHJL0436 |  | NE | 25.3129 | 55.377072 | ETC | Residential | IBS | Sharjah | SHARJAH_AL MAMZAR | 3010400 | 2CC |  | SHJ_E3380U_10264_001001002 | in |  | On Air | On Air |  | Huawei | 3G+4G | HW U900 F1 | HW L1.8 F1 (20M) + L800 F1 (15M) |  | 4 |  |  | IIB
May 2021 add | IAJ5806 | Vision Tower |  | IAJ0806 | IAJL5806 |  | NE | 25.42 | 55.450152 | ETC | Residential | IBS | Ajman | AJMAN_LIWARA 1 | 4001402 | 2CC |  | AJM_E3381T_13922_001001001 | in |  | On Air | On Air |  | Huawei | 3G+4G | HW U900 F1 | HW L1.8 F1/F2 (20+10M) |  | 4 |  |  | IIB
May 2021 add | DXN0756 | Damac Hills Golf Promenade Block 5A & 5B |  | DXN5756 | DXNL0756 |  | DXB | 25.0158 | 55.250088 | du | Residential | IBS | Dubai South | Dubai_Al Hebiah Third (Dubai land) | 1067600 | 2CC |  | DXB_E3176J_10308_001011002 | in |  | On Air | On Air |  | Huawei | 3G+4G | HW U900 F1 | HW L1.8 F1 (20M) + L800 F1 (15M) |  | 4 |  |  | IIB
May 2021 add | IDX5876 | One at Palm Jumeirah |  | IDX0876 | IDXL5876 |  | DXB | 25.1033 | 55.14979 | du | Hotel | IBS | Dubai South | Dubai_Nakhlat Jumeira (The Palm Jumeirah) | 1038100 | 3CC |  | DXB_E3077J_10685_001003002 | in |  | On Air | On Air |  | Huawei | 3G+4G | HW U900 F1 | HW L1.8 F1/F2 (20+10M) + L800 F1 (15M) |  | 12 |  |  | IIB
May 2021 add | AJM0911 | Jurf 2 tower |  | AJM5911 | AJML0911 |  | NE | 25.4022 | 55.50421 | du | Residential | IBS | Ajman | AJMAN_JURF 2 | 4002200 | 3CC |  | AJM_E3481W_12387_001001001 | in |  | On Air | On Air |  | Huawei | 3G+4G | HW U900 F1 | HW L1.8 F1/F2 (20+15M) + L800 F1 (15M) |  | 4 |  |  | IIB
May 2021 add | DXN0323 | University of Wollongong & Heriot Watt University New Campus |  | DXN5323 | DXNL0323 |  | DXB | 25.1016 | 55.162022 | du | Commercial | IBS | Dubai South | Dubai_Al Safouh Second | 1038200 | 2CC |  | DXB_E3077J_10699_001011002 | in |  | On Air | On Air |  | Huawei | 3G+4G | HW U900 F1 | HW L1.8 F1 (20M) + L800 F1 (15M) |  | 4 |  |  | IIB
May 2021 add | DXN0827 | Deyaar Millenium Hotel_Al Barsha |  | DXN5827 | DXNL0827 |  | DXB | 25.1148 | 55.196082 | ETC | Hotel | IBS | Dubai South | DUBAI_AL BARSHA FIRST | 1037300 | 2CC |  | DXB_E3177B_10817_001001001 / DXB_E3177B_10817_001002001 / DXB_E3177B_10817_001003001 | in |  | On Air | On Air |  | Huawei | 3G+4G | HW U900 F1 | HW L1.8 F1/F2 (20+10M) |  | 4 |  |  | IIB
May 2021 add | DXN0684 | Signature Living-JVC |  | DXN5684 | DXNL0684 |  | DXB | 25.0656 | 55.207086 | du | Residential | IBS | Dubai South | DUBAI_AL BARSHA SOUTH FOURTH (JUMEIRAH VILLAGE SOUTH) | 1068100 | 2CC |  | DXB_E3177R_11419_001008001 | in |  | On Air | On Air |  | Huawei | 3G+4G | HW U900 F1 | HW L1.8 F1/F2 (20+10M) |  | 4 |  |  | IIB
May 2021 add | IDX5430 | 52 42 Tower Dubai Marina |  | IDX0430 | IDXL5430 |  | DXB | 25.071 | 55.12572 | du | Hotel | IBS | Dubai South | Dubai_Marsa Dubai | 1039200 | 2CC |  | DXB_E3077M_10001_001001009 | in |  | On Air | On Air |  | Huawei | 3G+4G | HW U900 F1 | HW L1.8 F1 (20M) + L800 F1 (15M) |  | 10 |  |  | IIB
May 2021 add | DXN0755 | Damac Hills Golf Promenade Block 4A & 4B |  | DXN5755 | DXNL0755 |  | DXB | 25.015 | 55.250427 | du | Residential | IBS | Dubai South | Dubai_Al Hebiah Third (Dubai land) | 1067600 | 2CC |  | DXB_E3176J_10307_001011002 | in |  | On Air | On Air |  | Huawei | 3G+4G | HW U900 F1 | HW L1.8 F1 (20M) + L800 F1 (15M) |  | 4 |  |  | IIB
May 2021 add | SHJ0768 | Saleh Bin Saleh Tower |  | SHJ5768 | SHJL0768 |  | NE | 25.3142 | 55.377264 | ETC | Residential | IBS | Sharjah | SHARJAH_AL MAMZAR | 3010400 | 3CC |  | SHJ_E3380U_10265_001001001 | in |  | On Air | On Air |  | Huawei | 3G+4G | HW U900 F1 | HW L1.8 F1/F2 (20+10M) + L800 F1 (15M) |  | 6 |  |  | IIB
May 2021 add | DXN0754 | Damac Hills Golf Promenade Block 3A & 3B |  | DXN5754 | DXNL0754 |  | DXB | 25.0141 | 55.250866 | du | Residential | IBS | Dubai South | Dubai_Al Hebiah Third (Dubai land) | 1067600 | 2CC |  | DXB_E3176J_10665_001011002 | in |  | On Air | On Air |  | Huawei | 3G+4G | HW U900 F1 | HW L1.8 F1 (20M) + L800 F1 (15M) |  | 4 |  |  | IIB
Jun 2021 Update | DXN0269 | Al Mamzar Residential - Plot No. 1341108 |  | DXN5269 | DXNL0269 |  | DXB | 25.2955 | 55.359810 | ETC | Residential | IBS | Dubai North | DUBAI_AL MAMZAR | 1013400 | 2CC |  | DXB_E3279E_10927_001001002 / DXB_E3279E_10927_001022002 / 0 / DXB_E3279E_10931_001027002 | in |  | On Air | On Air |  | Huawei | 3G+4G | HW U900 F1 | HW L1.8 F1 (20M) + L800 F1 (15M) |  | 6 |  |  | IIB
May 2021 add | SHJ0685 | Saeed Lootah Tower_Sharjah |  | SHJ5685 | SHJL0685 |  | NE | 25.3053 | 55.364604 | ETC | Residential | IBS | Sharjah | SHARJAH_AL MAMZAR | 3010400 | 2CC |  | SHJ_E3379A_10247_001003002 | in |  | On Air | On Air |  | Huawei | 3G+4G | HW U900 F1 | HW L1.8 F1/F2 (20+10M) |  | 6 |  |  | IIB
May 2021 add | DXB5059I | ATOM DWTC_Cafeteria Kitchen |  | DXB5059I | DXBL0059IX |  | DXB | 25.224 | 55.2883 | du | Commercial | Small Cell | Dubai North | Dubai_TRADE CENTER SECOND | 1033600 | 1CC |  | DXB_E3279V_11054_001001001 | in |  | On Air | On Air |  | Huawei | 3G+4G | HW U2.1 F2 | HW L1.8 F1 (20M) |  | 1 |  |  | IIB
May 2021 add | DXN0114 | Holiday Inn Express Hotel_AL WASL |  | DXN5114 | DXNL0114 |  | DXB | 25.1887 | 55.255223 | ETC | Hotel | IBS | Dubai North | DUBAI_AL WASL | 1034300 | 2CC |  | DXB_E3178J_11901_001007001 | in |  | On Air | On Air |  | Huawei | 3G+4G | HW U900 F1 | HW L1.8 F1/F2 (20+10M) |  | 2 |  |  | IIB
May 2021 add | DXN0427 | Novotel and Ibis Hotel Deira |  | DXN5427 | DXNL0427 |  | DXB | 25.2536 | 55.332691 | ETC | Hotel | IBS | Dubai North | Dubai_PORT SAEED | 1012900 | 2CC |  | DXB_E3279N_11584_001002001 | in |  | On Air | On Air |  | Huawei | 3G+4G | HW U900 F1 | HW L1.8 F1/F2 (20+10M) |  | 6 |  |  | IIB
May 2021 add | AJM0854 | Rashidiya Tower B8 |  | AJM5854 | AJML0854 |  | NE | 25.3956 | 55.451637 | ETC | Residential | IBS | Ajman | AJMAN_RASHIDEYA 2 | 4000300 | 3CC |  | AJM_E3380E_12074_001001008 | in |  | On Air | On Air |  | Huawei | 3G+4G | HW U900 F1 | HW L1.8 F1/F2 (20+10M) + L800 F1 (15M) |  | 6 |  |  | IIB
May 2021 add | AJM0850 | Rashidiya Tower B4 |  | AJM5850 | AJML0850 |  | NE | 25.3948 | 55.451288 | ETC | Residential | IBS | Ajman | AJMAN_RASHIDEYA 2 | 4000300 | 2CC |  | AJM_E3380E_11883_001001008 | in |  | On Air | On Air |  | Huawei | 3G+4G | HW U900 F1 | HW L1.8 F1/F2 (20+10M) |  | 4 |  |  | IIB
May 2021 add | DXN0671 | Lulu Residence Satwa |  | DXN5671 | DXNL0671 |  | DXB | 25.2186 | 55.273839 | du | Residential | IBS | Dubai North | Dubai_Al Satwa | 1033400 | 2CC |  | DXB_E3279U_16050_001002001 | in |  | On Air | On Air |  | Huawei | 3G+4G | HW U900 F1 | HW L1.8 F1 (20M) + L800 F1 (15M) |  | 2 |  |  | IIB
May 2021 add | AJM0852 | Rashidiya Tower B6 |  | AJM5852 | AJML0852 |  | NE | 25.3952 | 55.451456 | ETC | Residential | IBS | Ajman | AJMAN_RASHIDEYA 2 | 4000300 | 3CC |  | AJM_E3380E_10048_001001008 | in |  | On Air | On Air |  | Huawei | 3G+4G | HW U900 F1 | HW L1.8 F1/F2 (20+10M) + L800 F1 (15M) |  | 6 |  |  | IIB
May 2021 add | DXN0305 | R1047 2B+G+10 Residential Building |  | DXN5305 | DXNL0305 |  | DXB | 25.2313 | 55.353054 | du | Residential | IBS | Dubai North | DUBAI_AL GARHOUD | 1021400 | 2CC |  | DXB_E3279Y_10501_001012002 | in |  | On Air | On Air |  | Huawei | 3G+4G | HW U900 F1 | HW L1.8 F1 (20M) + L800 F1 (15M) |  | 2 |  |  | MW
May 2021 add | AJM0853 | Rashidiya Tower B7 |  | AJM5853 | AJML0853 |  | NE | 25.3953 | 55.45106 | ETC | Residential | IBS | Ajman | AJMAN_RASHIDEYA 2 | 4000300 | 3CC |  | AJM_E3380E_11658_001001008 | in |  | On Air | On Air |  | Huawei | 3G+4G | HW U900 F1 | HW L1.8 F1/F2 (20+10M) + L800 F1 (15M) |  | 6 |  |  | IIB
May 2021 add | AJM0849 | Rashidiya Tower B3 |  | AJM5849 | AJML0849 |  | NE | 25.3945 | 55.450723 | ETC | Residential | IBS | Ajman | AJMAN_RASHIDEYA 2 | 4000300 | 2CC |  | AJM_E3380E_10052_001001008 | in |  | On Air | On Air |  | Huawei | 3G+4G | HW U900 F1 | HW L1.8 F1/F2 (20+10M) |  | 4 |  |  | IIB
Decomm | IDX0970E | Expo - Belarus Pavilion |  | 0.Decomm | 0.Decomm |  | DXB | 24.9655 | 55.153481 | ETC | Self-Built Pavilion | Small Cell | Dubai South | Dubai_Madinat Al Mataar | 1052100 | 1CC |  | DXB_E3076T_10162_001001002 | OUT | [12 empty] | IIB
May 2021 add | AJM0848 | Rashidiya Tower B2 |  | AJM5848 | AJML0848 |  | NE | 25.3944 | 55.451186 | ETC | Residential | IBS | Ajman | AJMAN_RASHIDEYA 2 | 4000300 | 3CC |  | AJM_E3380E_10051_001001008 | in |  | On Air | On Air |  | Huawei | 3G+4G | HW U900 F1 | HW L1.8 F1/F2 (20+10M) + L800 F1 (15M) |  | 6 |  |  | IIB
May 2021 add | DXN0650 | Expo - Emirates Pavilion |  | DXN5650 | DXNL0650 | DXNNR0650 | DXB | 24.9632 | 55.154246 | ETC | Self-Built Pavilion | IBS | Dubai South | Dubai_Madinat Al Mataar | 1052100 | 3CC | Yes | DXB_E3076T_10159_001002001 | in |  | On Air | On Air | On Air | Huawei | 3G+4G+5G | HW U900 F1 | HW L1.8 F1/F2 (20+15M) + L800 F1 (15M) | 1CC | 3 | 0/17 | N78 F1 | IIB
May 2021 add | AJM0844 | Rashidiya Tower A1 |  | AJM5844 | AJML0844 |  | NE | 25.394 | 55.451057 | ETC | Residential | IBS | Ajman | AJMAN_RASHIDEYA 2 | 4000300 | 3CC |  | AJM_E3380E_13857_001001012 | in |  | On Air | On Air |  | Huawei | 3G+4G | HW U900 F1 | HW L1.8 F1/F2 (20+10M) + L800 F1 (15M) |  | 6 |  |  | IIB
May 2021 add | AJM0846 | Rashidiya Tower A3 |  | AJM5846 | AJML0846 |  | NE | 25.3946 | 55.452218 | ETC | Residential | IBS | Ajman | AJMAN_RASHIDEYA 2 | 4000300 | 3CC |  | AJM_E3380E_10049_001001002 | in |  | On Air | On Air |  | Huawei | 3G+4G | HW U900 F1 | HW L1.8 F1/F2 (20+10M) + L800 F1 (15M) |  | 6 |  |  | IIB
May 2021 add | SHJ0789 | Sahara-Tower-1 |  | SHJ5789 | SHJL0789 |  | NE | 25.298 | 55.36771 | ETC | Residential | IBS | Sharjah | SHARJAH_AL NAHDA | 3010200 | 3CC |  | SHJ_E3379A_10375_001001007 | in |  | On Air | On Air |  | Huawei | 3G+4G | HW U900 F1 | HW L1.8 F1/F2 (20+10M) + L800 F1 (15M) |  | 6 |  |  | IIB
May 2021 add | AJM0847 | Rashidiya Tower B1 |  | AJM5847 | AJML0847 |  | NE | 25.3947 | 55.451783 | ETC | Residential | IBS | Ajman | AJMAN_RASHIDEYA 2 | 4000300 | 3CC |  | AJM_E3380E_10050_001001008 | in |  | On Air | On Air |  | Huawei | 3G+4G | HW U900 F1 | HW L1.8 F1/F2 (20+10M) + L800 F1 (15M) |  | 6 |  |  | IIB
May 2021 add | AJM0851 | Rashidiya Tower B5 |  | AJM5851 | AJML0851 |  | NE | 25.3951 | 55.451964 | ETC | Residential | IBS | Ajman | AJMAN_RASHIDEYA 2 | 4000300 | 2CC |  | AJM_E3380E_13542_001001008 | in |  | On Air | On Air |  | Huawei | 3G+4G | HW U900 F1 | HW L1.8 F1/F2 (20+10M) |  | 4 |  |  | IIB
May 2021 add | AJM0845 | Rashidiya Tower A2 |  | AJM5845 | AJML0845 |  | NE | 25.3943 | 55.451605 | ETC | Residential | IBS | Ajman | AJMAN_RASHIDEYA 2 | 4000300 | 2CC |  | AJM_E3380E_11682_001001012 | in |  | On Air | On Air |  | Huawei | 3G+4G | HW U900 F1 | HW L1.8 F1/F2 (20+10M) |  | 4 |  |  | IIB
May 2021 add | IAD5758 | Al Khaily Tower-AUH |  | IAD0758 | IADL5758 |  | AUH | 24.4939 | 54.375843 | ETC | Commercial | IBS | Abu Dhabi | ABU DHABI_Tourist Club Area | 2500100 | 2CC |  | AUH_E2271Y_11462_001001001 | in |  | On Air | On Air |  | Nokia | 3G+4G | NSN U900 F1 | NSN L1800 F1 (20MHz) + L800 F1 (15Mhz) |  | 2 |  |  | IIB
May 2021 add | IAD5813 | Armed forces co-operative society |  | IAD0813 | IADL5813 |  | AUH | 24.3977 | 54.498338 | ETC | Commercial | IBS | Abu Dhabi | ABU DHABI_ABU DHABI GATE CITY | 2043900 | 2CC |  | AUH_E2470U_10960_001001001 | in |  | On Air | On Air |  | Nokia | 3G+4G | NSN U900 F1 | NSN L1800 F1 (20MHz) + L800 F1 (15Mhz) |  | 4 |  |  | IIB
May 2021 add | IAD5653 | E25C33C42 Jaber Al Suwaidi Buildings |  | IAD0653 | IADL5653 |  | AUH | 24.4658 | 54.385656 | ETC | Residential | IBS | Abu Dhabi | ABU DHABI_Al Nahyan | 2501000 | 2CC |  | AUH_E2270E_12563_001001002 | in |  | On Air | On Air |  | Nokia | 3G+4G | NSN U900 F1 | NSN L18 F1/F2 (20+15M) |  | 2 |  |  | IIB
May 2021 add | IAD5618 | SKMC –Preventive Medicine, Rehabilitation Center & BSP Buildings |  | IAD0618 | IADL5618 |  | AUH | 24.469 | 54.368274 | ETC | Hospital | IBS | Abu Dhabi | Abu Dhabi_Al Karamah | 2501400 | 2CC |  | AUH_E2270E_10966_001001001 | in |  | On Air | On Air |  | Nokia | 3G+4G | NSN U900 F1 | NSN L18 F1/F2 (20+15M) |  | 2 |  |  | IIB
May 2021 add | IAD5650 | ALIYA TOWER |  | IAD0650 | IADL5650 |  | AUH | 24.4996 | 54.368318 | ETC | Commercial | IBS | Abu Dhabi | ABU DHABI_Al Markaziyah | 2500200 | 2CC |  | AUH_E2271T_11037_001002002 | in |  | On Air | On Air |  | Nokia | 3G+4G | NSN U900 F1 | NSN L1800 F1 (20MHz) + L800 F1 (15Mhz) |  | 2 |  |  | IIB
May 2021 add | IAD5622 | Air Force GHQ |  | IAD0622 | IADL5622 |  | AUH | 24.4436 | 54.675573 | ETC | Government | IBS | Abu Dhabi | ABU DHABI_ABU DHABI INTERNATIONAL AIRPORT | 2044300 | 2CC |  | AUH_E2570O_10028_001001001 | in |  | On Air | On Air |  | Nokia | 3G+4G | NSN U900 F1 | NSN L18 F1/F2 (20+15M) |  | 2 |  |  | MW
May 2021 add | IDX0954J | ATOM Expo-Portugal Pavilion |  | IDX0954J | IDXL5954X |  | DXB | 24.9573 | 55.152303 | ETC | Self-Built Pavilion | Small Cell | Dubai South | Dubai_Madinat Al Mataar | 1052100 | 1CC |  | DXB_E3076Y_10074_001001002 | in |  | On Air | On Air |  | Huawei | 3G+4G | HW U2.1 F2 | HW L1.8 F1 (20M) |  | 1 |  |  | IIB
Jun 2021 Update | IAD5828 | Emirates College for Advanced Education-Women College |  | IAD0828 | IADL5828 | IADNR5828 | AUH | 24.4213 | 54.59714 | ETC | University/School | IBS | Abu Dhabi | ABU DHABI_KHALIFA CITY | 2042600 | 2CC |  | AUH_E2570P_10346_001001002 | in |  | On Air | On Air | On Air | Nokia | 3G+4G+5G | NSN U900 F1 | NSN L1800 F1 (20MHz) + L800 F1 (15Mhz) | 1CC | 6 | 66 | N78 | MW
Jun 2021 add | SHJ0796 | Fahed Tower Al Nahda |  | SHJ5796 | SHJL0796 |  | NE | 25.304 | 55.380848 | du | Residential | IBS | Sharjah | SHARJAH_AL NAHDA | 3010200 | 2CC |  | SHJ_E3379A_10480_001022001 | in |  | On Air | On Air |  | Huawei | 3G+4G | HW U900 F1 | HW L1.8 F1/F2 (20+10M) |  | 2 |  |  | IIB
Jun 2021 add | DXN0321 | Azizi Aura Residence Jebel Ali |  | DXN5321 | DXNL0321 |  | DXB | 24.9779 | 55.091905 | du | Residential | IBS | Dubai South | Dubai_Jabal Ali Industrial Second (Jabal Ali Industrial 2) | 1051800 | 3CC |  | DXB_E3076Q_10034_001002002 | in |  | On Air | On Air |  | Huawei | 3G+4G | HW U900 F1 | HW L1.8 F1/F2 (20+15M) + L800 F1 (15M) |  | 6 |  |  | IIB
Jun 2021 add | ISH5001 | EastTwr |  | ISH0001 | ISHL5001 |  | NE | 25.3232 | 55.388631 | ETC | Residential | IBS | Sharjah | SHARJAH_AL MAZAJ SECOND | 3010700 | 2CC |  | SHJ_E3380V_10063_001006009 | in |  | On Air | On Air |  | Huawei | 3G+4G | HW U900 F1 | HW L1.8 F1/F2 (20+10M) |  | 2 |  |  | IIB
Jun 2021 add | AJM0984 | Emessa Tower Ajman |  | AJM5984 | AJML0984 |  | NE | 25.3933 | 55.472916 | ETC | Residential | IBS | Ajman | Ajman_Mushairif | 4001600 | 2CC |  | AJM_E3480A_12303_001001001 / AJM_E3480A_12303_001026002 | in |  | On Air | On Air |  | Huawei | 3G+4G | HW U900 F1 | HW L1.8 F1 (20M) + L800 F1 (15M) |  | 4 |  |  | IIB
Jun 2021 add | DXN0649 | Safeer Tower Dubai Marina |  | DXN5649 | DXNL0649 |  | DXB | 25.0785 | 55.141722 | du | Residential | IBS | Dubai South | Dubai_Marsa Dubai | 1039200 | 2CC |  | DXB_E3077N_10250_001003013 | in |  | On Air | On Air |  | Huawei | 3G+4G | HW U900 F1 | HW L1.8 F1 (20M) + L800 F1 (15M) |  | 4 |  |  | IIB
Jun 2021 add | DXN0698 | Stella Tower Tecom |  | DXN5698 | DXNL0698 |  | DXB | 25.0967 | 55.171262 | du | Residential | IBS | Dubai South | Dubai_Al Thanyah First (Al Safouh Third) | 1038300 | 2CC |  | DXB_E3177F_11083_001009011 | in |  | On Air | On Air |  | Huawei | 3G+4G | HW U900 F1 | HW L1.8 F1/F2 (20+10M) |  | 2 |  |  | IIB
Jun 2021 add | DXN0951 | Al Jaddaf Hotel |  | DXN5951 | DXNL0951 |  | DXB | 25.218 | 55.323207 | ETC | Hotel | IBS | Dubai North | DUBAI_AL JADAF | 1032600 | 2CC |  | DXB_E3279X_10668_001005002 | in |  | On Air | On Air |  | Huawei | 3G+4G | HW U900 F1 | HW L1.8 F1/F2 (20+10M) |  | 4 |  |  | IIB
Jun 2021 add | DXN0691 | Dana Residence Satwa |  | DXN5691 | DXNL0691 |  | DXB | 25.2193 | 55.272676 | du | Commercial | IBS | Dubai North | Dubai_Al Satwa | 1033400 | 2CC |  | DXB_E3279U_16002_001012003 | in |  | On Air | On Air |  | Huawei | 3G+4G | HW U900 F1 | HW L1.8 F1 (20M) + L800 F1 (15M) |  | 2 |  |  | IIB
Jun 2021 add | DXN0964 | The Edition Hotel @Downtown |  | DXN5964 | DXNL0964 |  | DXB | 25.1923 | 55.280552 | ETC | Hotel | IBS | Dubai North | DUBAI_BURJ KHALIFA (BUSINESS BAY) | 1034500 | 2CC |  | DXB_E3278F_10725_001002002 DXB_E3278F_10725_001028002 | in |  | On Air | On Air |  | Huawei | 3G+4G | HW U900 F1 | HW L1.8 F1/F2 (20+10M) |  | 4 |  |  | IIB
Jun 2021 add | DXN0982 | Sharjah Cement Factory Building |  | DXN5982 | DXNL0982 |  | DXB | 25.0428 | 55.22109 | ETC | Residential | IBS | Dubai South | DUBAI_AL HEBIAH FOURTH (DUBAI SPORTS CITY) | 1068200 | 2CC |  | DXB_E3177W_11207_001001003 | in |  | On Air | On Air |  | Huawei | 3G+4G | HW U900 F1 | HW L1.8 F1/F2 (20+10M) |  | 4 |  |  | IIB
Jun 2021 add | IAJ5801 | Fortune Residency |  | IAJ0801 | IAJL5801 |  | NE | 25.3902 | 55.57259 | du | Residential | IBS | Ajman | AJMAN_AAMRA | 4004300 | 2CC |  | AJM_E3580A_10154_001031003 AJM_E3580A_10154_001011015 AJM_E3580A_10154_001017015 AJM_E3580A_10154_001027015 | in |  | On Air | On Air |  | Huawei | 3G+4G | HW U900 F1 | HW L1.8 F1/F2 (20+10M) |  | 6 |  |  | IIB
Jun 2021 add | DXN0743 | Azizi Shaista Al Furjan |  | DXN5743 | DXNL0743 |  | DXB | 25.0305 | 55.140051 | du | Residential | IBS | Dubai South | Dubai_Jabal Ali Gardens | 1059102 | 3CC |  | DXB_E3076D_10948_001002009 | in |  | On Air | On Air |  | Huawei | 3G+4G | HW U900 F1 | HW L1.8 F1/F2 (20+15M) + L800 F1 (15M) |  | 4 |  |  | IIB
Jun 2021 add | SHJ0582 | Zahra Emirates Tower |  | SHJ5582 | SHJL0582 |  | NE | 25.3624 | 55.397592 | ETC | Residential | IBS | Sharjah | SHARJAH_AL NABBA | 3006400 | 3CC |  | SHJ_E3380G_10016_001007013 | in |  | On Air | On Air |  | Huawei | 3G+4G | HW U900 F1 | HW L1.8 F1/F2 (20+15M) + L800 F1 (15M) |  | 4 |  |  | IIB
Jun 2021 add | SHJ0593 | Future 2 Tower |  | SHJ5593 | SHJL0593 |  | NE | 25.3283 | 55.3696 | ETC | Residential | IBS | Sharjah | SHARJAH_AL KHAN | 3010300 | 2CC |  | SHJ_E3380P_10098_001001002 | in |  | On Air | On Air |  | Huawei | 3G+4G | HW U900 F1 | HW L1.8 F1/F2 (20+10M) |  | 4 |  |  | IIB
Jun 2021 add | DXN0261 | AB7 PLAZA_Mamazar |  | DXN5261 | DXNL0261 |  | DXB | 25.2974 | 55.360521 | ETC | Residential | IBS | Dubai North | DUBAI_AL MAMZAR | 1013400 | 2CC |  | DXB_E3279E_10925_001001008 | in |  | On Air | On Air |  | Huawei | 3G+4G | HW U900 F1 | HW L1.8 F1 (20M) + L800 F1 (15M) |  | 2 |  |  | IIB
Jun 2021 add | DXN0259 | Al Mamzar (948) Building |  | DXN5259 | DXNL0259 |  | DXB | 25.2896 | 55.357528 | ETC | Residential | IBS | Dubai North | DUBAI_AL MAMZAR | 1013400 | 2CC |  | DXB_E3279E_10928_001011015 | in |  | On Air | On Air |  | Huawei | 3G+4G | HW U900 F1 | HW L1.8 F1 (20M) + L800 F1 (15M) |  | 4 |  |  | IIB
Jun 2021 add | DXN0210 | The Lily Building Dubailand |  | DXN5210 | DXNL0210 |  | DXB | 25.0616 | 55.244821 | du | Residential | IBS | Dubai South | Dubai_Al Barsha South Third | 1067300 | 2CC |  | DXB_E3177S_10240_001001020 | in |  | On Air | On Air |  | Huawei | 3G+4G | HW U900 F1 | HW L1.8 F1 (20M) + L800 F1 (15M) |  | 2 |  |  | IIB
Jun 2021 add | SHJ0571 | Golden Sands Tower |  | SHJ5571 | SHJL0571 |  | NE | 25.3073 | 55.377128 | ETC | Residential | IBS | Sharjah | Sharjah_AL NAHDA | 3010200 | 2CC |  | SHJ_E3380U_10235_001001002 | in |  | On Air | On Air |  | Huawei | 3G+4G | HW U900 F1 | HW L1.8 F1/F2 (20+10M) |  | 8 |  |  | IIB
Jun 2021 add | ISH5059 | LuLu Hyper Market Al Majaz-SHJ |  | ISH0059 | ISHL5059 |  | NE | 25.3222 | 55.381413 | ETC | Mall | IBS | Sharjah | SHARJAH_AL MAZAJ THIRD | 3010500 | 2CC |  | SHJ_E3380V_10214_001004001 | in |  | On Air | On Air |  | Huawei | 3G+4G | HW U900 F1 | HW L1.8 F1 (20M) + L800 F1 (15M) |  | 2 |  |  | IIB
Jun 2021 add | IAJ5805 | Nesto Complex_Ajman |  | IAJ0805 | IAJL5805 |  | NE | 25.3761 | 55.510800 | ETC | Residential | IBS | Ajman | AJMAN_TALLAH 1 | 4002800 | 2CC |  | AJM_E3480H_10547_001001001 / AJM_E3480H_10547_001002001 / AJM_E3480H_10548_001001001 | in |  | On Air | On Air |  | Huawei | 3G+4G | HW U900 F1 | HW L1.8 F1/F2 (20+10M) |  | 6 |  |  | IIB
Jun 2021 add | AJM0953 | Garden City Tower M3 M4 |  | AJM5953 | AJML0953 |  | NE | 25.4043 | 55.507867 | ETC | Residential | IBS | Ajman | AJMAN_HUMAIDEYA 1 | 4002300 | 3CC |  | AJM_E3481W_12348_001001006 | in |  | On Air | On Air |  | Huawei | 3G+4G | HW U900 F1 | HW L1.8 F1/F2 (20+10M) + L800 F1 (15M) |  | 6 |  |  | IIB
Jun 2021 add | IDX0943E | Arabian Ranches Communty Center |  | IDX0943E | IDXL5943V |  | DXB | 25.0567 | 55.270428 | du | Mall | Small Cell | Dubai South | Dubai_WADI AL SAFA 6 (ARABIAN RANCHES) | 1066400 | 1CC |  | DXB_E3277P_10298_001003036 | in |  | On Air | On Air |  | Huawei | 3G+4G | HW U2.1 F2 | HW L1.8 F1 (20M) |  | 1 |  |  | IIB
Jun 2021 add | IDX5473 | The Sky Bay Hotel Business Bay |  | IDX0473 | IDXL5473 |  | DXB | 25.178 | 55.267888 | du | Hotel | IBS | Dubai North | Dubai_Burj Khalifa (Business Bay) | 1034500 | 2CC |  | DXB_E3278K_10809_001020002 | in |  | On Air | On Air |  | Huawei | 3G+4G | HW U900 F1 | HW L1.8 F1 (20M) + L800 F1 (15M) |  | 4 |  |  | IIB
Jun 2021 add | DXN0331 | Al Masraf Building |  | DXN5331 | DXNL0331 |  | DXB | 25.2904 | 55.39443 | du | Commercial | IBS | Dubai North | DUBAI_AL QUSAIS IND. SECOND | 1024300 | 3CC |  | DXB_E3379B_11395_001003001 | in |  | On Air | On Air |  | Huawei | 3G+4G | HW U900 F1 | HW L1.8 F1/F2 (20+10M) + L800 F1 (15M) |  | 2 |  |  | IIB
Jun 2021 add | DXN0072 | Holiday Inn Express (Dubai Internet City) |  | DXN5072 | DXNL0072 |  | DXB | 25.1043 | 55.166248 | ETC | Residential | IBS | Dubai South | DUBAI_AL SAFOUH SECOND | 1038200 | 2CC |  | DXB_E3177F_10119_001002002 | in |  | On Air | On Air |  | Huawei | 3G+4G | HW U900 F1 | HW L1.8 F1/F2 (20+10M) |  | 2 |  |  | IIB
Jun 2021 add | IDX0954I | ATOM Expo-Philippines Pavilion |  | IDX0954I | IDXL5954IX |  | DXB | 24.957 | 55.152308 | ETC | Self-Built Pavilion | Small Cell | Dubai South | Dubai_Madinat Al Mataar | 1052100 | 1CC |  | DXB_E3076Y_10076_001001005 | in |  | On Air | On Air |  | Huawei | 3G+4G | HW U2.1 F2 | HW L1.8 F1 (20M) |  | 1 |  |  | IIB
Jun 2021 add | SHJ0350 | Al Fardan Tower at Al Qasimia |  | SHJ5350 | SHJL0350 |  | NE | 25.3484 | 55.391846 | du | Residential | IBS | Sharjah | Sharjah_Al Qasimia | 3010100 | 3CC |  | SHJ_E3380L_10242_001001008 | in |  | On Air | On Air |  | Huawei | 3G+4G | HW U900 F1 | HW L1.8 F1/F2 (20+15M) + L800 F1 (15M) |  | 2 |  |  | IIB
Jun 2021 add | DXN0984 | Abdulla Ali Buhaleeba Building_Dubai |  | DXN5984 | DXNL0984 |  | DXB | 25.2829 | 55.355717 | ETC | Commercial | IBS | Dubai North | DUBAI_AL MAMZAR | 1013400 | 2CC |  | DXB_E3279J_11740_001015011 / DXB_E3279J_11740_001021002 | in |  | On Air | On Air |  | Huawei | 3G+4G | HW U900 F1 | HW L1.8 F1/F2 (20+10M) |  | 4 |  |  | IIB
Jun 2021 add | RAK0587 | RAK Medical & Health Sciences University |  | RAK5587 | RAKL0587 |  | NE | 25.7662 | 55.9767 | ETC | University/School | IBS | Ras Al Khaimah | RAS AL-KHAIMAH_NEW TOWN// AL JUWAISE | 7021100 | 2CC |  | RKT_E3985V_10003_001001002 | in |  | On Air | On Air |  | Huawei | 3G+4G | HW U900 F1 | HW L1.8 F1 (20M) + L800 F1 (15M) |  | 2 |  |  | IIB
Jun 2021 add | IFU5609 | Lulu Hyper Market Dibba-FUJ |  | IFU0609 | IFUL5609 |  | NE | 25.5886 | 56.272639 | ETC | Mall | IBS | Fujairah | FUJAIRAH_Dibbah - Al Rifah | 6000002 | 2CC |  | FJR_E4283U_10005_001001017 | in |  | On Air | On Air |  | Huawei | 3G+4G | HW U900 F1 | HW L1.8 F1 (20M) + L800 F1 (15M) |  | 2 |  |  | IIB
Jun 2021 add | DXN0329 | Hussain Lootah Hotel @Al Al Muraqaba |  | DXN5329 | DXNL0329 |  | DXB | 25.2639 | 55.32161 | ETC | Hotel | IBS | Dubai North | DUBAI_AL MURAQQABAT | 1012400 | 2CC |  | DXB_E3279M_11365_001001001 | in |  | On Air | On Air |  | Huawei | 3G+4G | HW U900 F1 | HW L1.8 F1 (20M) + L800 F1 (15M) |  | 4 |  |  | MW
Jun 2021 add | ISH5072 | FG Bank building AKA(Al Qassimiya Tower)-SHJ |  | ISH0072 | ISHL5072 |  | NE | 25.3454 | 55.391479 | ETC | Commercial | IBS | Sharjah | SHARJAH_AL NUD | 3007600 | 2CC |  | SHJ_E3380L_10056_001001004 | in |  | On Air | On Air |  | Huawei | 3G+4G | HW U900 F1 | HW L1.8 F1 (20M) + L800 F1 (15M) |  | 4 |  |  | IIB
Jun 2021 add | DXB5237F | ATOM NOV Central Office Jebel Ali |  | DXB5237F | DXBL0237VI |  | DXB | 24.9668 | 55.094004 | du | Commercial | ATOM | Dubai South | Dubai_Jabal Ali Industrial Second (Jabal Ali Industrial 2) | 1051800 | 1CC |  | DXB_E3076Q_10046_001002001 | in |  | On Air | On Air |  | Huawei | 3G+4G | HW U2.1 F2 | HW L1.8 F1 (20M) |  | 1 |  |  | IIB
Jun 2021 add | RAK0597 | Hilton RAK Midtown |  | RAK5597 | RAKL0597 |  | NE | 25.7939 | 55.967534 | ETC | Hotel | IBS | Ras Al Khaimah | RAS AL-KHAIMAH_NAKHEEL | 7031200 | 2CC | Yes | RKT_E3985P_10042_001001002 | in |  | On Air | On Air |  | Huawei | 3G+4G | HW U900 F1 | HW L1.8 F1/F2 (20+10M) |  | 4 |  |  | IIB
Jun 2021 add | DXN0405 | Sh. Hamdan Majlis_Nad Al Shiba |  | DXN5405 | DXNL0405 |  | DXB | 25.1467 | 55.297075 | ETC | Villa | IBS | Dubai North | DUBAI_NADD AL SHIBA FIRST (RANCHES) | 1061800 | 3CC |  | DXB_E3278Q_10354_001001001 | in |  | On Air | On Air |  | Huawei | 3G+4G | HW U900 F1 | HW L1.8 F1/F2 (20+10M) + L800 F1 (15M) |  | 2 |  |  | MW
Jun 2021 add | SHJ0767 | Suha Tower |  | SHJ5767 | SHJL0767 |  | NE | 25.3259 | 55.376389 | ETC | Residential | IBS | Sharjah | SHARJAH_AL KHAN | 3010300 | 2CC |  | SHJ_E3380P_10125_001001011 | in |  | On Air | On Air |  | Huawei | 3G+4G | HW U900 F1 | HW L1.8 F1 (20M) + L800 F1 (15M) |  | 4 |  |  | IIB
Jun 2021 add | SHJ0663 | Khawaja Tower-SHJ |  | SHJ5663 | SHJL0663 |  | NE | 25.3434 | 55.4022 | ETC | Residential | IBS | Sharjah | SHARJAH_ABU SHUGHARA | 3010800 | 2CC |  | SHJ_E3380R_10098_001001001 | in |  | On Air | On Air |  | Huawei | 3G+4G | HW U900 F1 | HW L1.8 F1 (20M) + L800 F1 (15M) |  | 4 |  |  | IIB
Jun 2021 add | IDX0941E | ATOM Dubai Police Health Center |  | IDX0941E | IDXL5941V |  | DXB | 25.2751 | 55.355537 | du | Government | Small Cell | Dubai North | Dubai_AL TWAR FIRST | 1022600 | 1CC |  | DXB_E3279J_10678_001001001 | in |  | On Air | On Air |  | Huawei | 3G+4G | HW U2.1 F2 | HW L1.8 F1 (20M) |  | 1 |  |  | IIB
Jun 2021 add | ISH5061 | Lulu Hyper Market_Muwelih |  | ISH0061 | ISHL5061 |  | NE | 25.3047 | 55.449942 | ETC | Mall | IBS | Sharjah | SHARJAH_MUWAILEH COMMERCIAL | 3009900 | 3CC |  | SHJ_E3379E_10035_001001001 | in |  | On Air | On Air |  | Huawei | 3G+4G | HW U900 F1 | HW L1.8 F1/F2 (20+10M) + L800 F1 (15M) |  | 2 |  |  | IIB
Jun 2021 add | DXN0129 | Hyatt Place Baniyas Square |  | DXN5129 | DXNL0129 |  | DXB | 25.2687 | 55.305263 | ETC | Hotel | IBS | Dubai North | DUBAI_AL RIGGA | 1011900 | 3CC |  | DXB_E3279M_10388_001001009 | in |  | On Air | On Air |  | Huawei | 3G+4G | HW U900 F1 | HW L1.8 F1/F2 (20+10M) + L800 F1 (15M) |  | 3 |  |  | MW
Jun 2021 add | DXN0135 | Al Jawhara Gardens Hotel Apartment |  | DXN5135 | DXNL0135 |  | DXB | 25.2549 | 55.335095 | ETC | Hotel | IBS | Dubai North | DUBAI_PORT SAEED | 1012900 | 2CC |  | DXB_E3279N_11650_001001001 | in |  | On Air | On Air |  | Huawei | 3G+4G | HW U900 F1 | HW L1.8 F1/F2 (20+10M) |  | 2 |  |  | IIB
Jun 2021 add | ISH5029 | Aster Hospital_Sharjah |  | ISH0029 | ISHL5029 |  | NE | 25.3439 | 55.403676 | ETC | Hospital | IBS | Sharjah | SHARJAH_ABU SHUGHARA | 3010800 | 2CC |  | SHJ_E3380R_10016_001001001 | in |  | On Air | On Air |  | Huawei | 3G+4G | HW U900 F1 | HW L1.8 F1/F2 (20+10M) |  | 2 |  |  | IIB
Jun 2021 add | IAD5654 | FAB Building – Al Khubairah |  | IAD0654 | IADL5654 |  | AUH | 24.464 | 54.335555 | ETC | Commercial | IBS | Abu Dhabi | ABU DHABI_Al Khebeirah | 2500400 | 2CC |  | AUH_E2270C_10925_001004002 | in |  | On Air | On Air |  | Nokia | 3G+4G | NSN U900 F1 | NSN L1800 F1 (20MHz) + L800 F1 (15Mhz) |  | 2 |  |  | IIB
Jun 2021 add | IAD5747 | GASCO BAB ACCOMMODATION-HABSHAN-AUH |  | IAD0747 | IADL5747 |  | AUH | 23.8336 | 53.6152 | ETC | Residential | IBS | WR | ABU DHABI_MADINAT ZAYED(WR) | 2031200 | 2CC |  | AUH_E1563A_10002_001001001 | in |  | On Air | On Air |  | Nokia | 3G+4G | NSN U900 F1 | NSN L1800 F1 (20MHz) + L800 F1 (15Mhz) |  | 2 |  |  | MW
Jun 2021 add | IAD5431 | AL BATEEN PLAZA TOWER |  | IAD0431 | IADL5431 |  | AUH | 24.4541 | 54.338766 | du | Commercial | IBS | Abu Dhabi | ABU DHABI_Al Bateen | 2500600 | 3CC |  | AUH_E2270H_10947_001003002 | in |  | On Air | On Air |  | Nokia | 3G+4G | NSN U900 F1 | NSN L1800 F1/F2 (20+15M) + L800 F1 (15M) |  | 2 |  |  | MW
Jun 2021 add | IAD5189 | EI_AO_0389_ADECAlFalahSchl |  | IAD0189 | IADL5189 |  | AUH | 24.4305 | 54.734668 | ETC | University/School | IBS | Abu Dhabi | Abu Dhabi_AL FALAH | 2043100 | 2CC |  | AUH_E2670R_10658_001002001 | in |  | On Air | On Air |  | Nokia | 3G+4G | NSN U900 F1 | NSN L1800 F1 (20MHz) + L800 F1 (15Mhz) |  | 2 |  |  | IIB
Jun 2021 add | IAD5809 | ADEC Mohd Bin Zayed School |  | IAD0809 | IADL5809 |  | AUH | 24.3048 | 54.591721 | ETC | University/School | IBS | Abu Dhabi | ABU DHABI_Mohammed Bin Zayed City | 2044801 | 2CC |  | AUH_E2569U_10243_001001001 | in |  | On Air | On Air |  | Nokia | 3G+4G | NSN U900 F1 | NSN L1800 F1 (20MHz) + L800 F1 (15Mhz) |  | 2 |  |  | IIB
Jun 2021 add | IAD5816 | Holiday Inn hotel Downtown |  | IAD0816 | IADL5816 |  | AUH | 24.4889 | 54.368249 | ETC | Hotel | IBS | Abu Dhabi | ABU DHABI_Madinat Zayed(AD) | 2501200 | 2CC |  | AUH_E2271Y_10997_001001001 | in |  | On Air | On Air |  | Nokia | 3G+4G | NSN U900 F1 | NSN L1800 F1 (20MHz) + L800 F1 (15Mhz) |  | 2 |  |  | IIB
Jun 2021 add | IAD5744 | Baynounah Institute of Science and Technology- Zayed City |  | IAD0744 | IADL5744 |  | AUH | 23.6784 | 53.689995 | ETC | Commercial | IBS | WR | ABU DHABI_MADINAT ZAYED(WR) | 2031200 | 2CC |  | AUH_E1562S_10076_001001001 | in |  | On Air | On Air |  | Nokia | 3G+4G | NSN U900 F1 | NSN L18 F1/F2 (20+15M) |  | 12 |  |  | IIB
Jun 2021 add | IAD5546 | E10 C25 SUHAIL AL MAZROUI |  | IAD0546 | IADL5546 |  | AUH | 24.4924 | 54.3689 | ETC | Residential | IBS | Abu Dhabi | ABU DHABI_Al Markaziyah | 2500200 | 2CC |  | AUH_E2271Y_11735_001002003 | in |  | On Air | On Air |  | Nokia | 3G+4G | NSN U900 F1 | NSN L18 F1/F2 (20+15M) |  | 2 |  |  | IIB
Jun 2021 add | IAD5763 | ADCO BUHASSA ACCOMODATION COMPLEX-AUH |  | IAD0763 | IADL5763 |  | AUH | 23.5517 | 53.2943 | ETC | Oil / Gas | IBS | WR | ABU DHABI_MADINAT ZAYED(WR) | 2031200 | 2CC |  | AUH_E1160D_10001_001001001 | in |  | On Air | On Air |  | Nokia | 3G+4G | NSN U900 F1 | NSN L1800 F1 (20MHz) + L800 F1 (15Mhz) |  | 2 |  |  | MW
Jun 2021 add | IAD5682 | ADNOC Accommodation |  | IAD0682 | IADL5682 |  | AUH | 24.4176 | 54.48852 | ETC | Residential | IBS | Abu Dhabi | ABU DHABI_AL MAQTA AREA | 2044000 | 2CC |  | AUH_E2470P_10495_001001001 | in |  | On Air | On Air |  | Nokia | 3G+4G | NSN U900 F1 | NSN L18 F1/F2 (20+15M) |  | 4 |  |  | MW
Jun 2021 add | IAD5219 | Aldar New Residential Building_RBW2_13 |  | IAD0219 | IADL5219 |  | AUH | 24.4533 | 54.614307 | du | Residential | IBS | Abu Dhabi | Abu Dhabi_Shatie Al Raha | 2042400 | 2CC |  | AUH_E2570G_10031_001013001 | in |  | On Air | On Air |  | Nokia | 3G+4G | NSN U900 F1 | NSN L1800 F1 (20MHz) + L800 F1 (15Mhz) |  | 2 |  |  | IIB
Jun 2021 add | IAD5756 | ADNOC Petroleum Institute |  | IAD0756 | IADL5756 |  | AUH | 24.4205 | 54.503212 | ETC | Government | IBS | Abu Dhabi | ABU DHABI_SAS AL NAKHL (UMM AL NAR) | 2044600 | 2CC |  | AUH_E2470P_10494_001002001 | in |  | On Air | On Air |  | Nokia | 3G+4G | NSN U900 F1 | NSN L1800 F1 (20MHz) + L800 F1 (15Mhz) |  | 2 |  |  | IIB
Jun 2021 add | IAD5734 | Al Gayathi New Community Hospital-AUH |  | IAD0734 | IADL5734 |  | AUH | 23.8993 | 52.80179 | ETC | Hospital | IBS | WR | ABU DHABI_GHAYATHI | 2003400 | 2CC |  | AUH_E0664D_10286_001001002 | in |  | On Air | On Air |  | Nokia | 3G+4G | NSN U900 F1 | NSN L1800 F1 (20MHz) + L800 F1 (15Mhz) |  | 4 |  |  | IIB
Jun 2021 add | IAD5698 | Danat Jebel Dhana Resort |  | IAD0698 | IADL5698 |  | AUH | 24.1647 | 52.6421 | ETC | Hotel | IBS | WR | ABU DHABI_JABEL AL DHANNAH | 2003300 | 2CC |  | AUH_E0567B_10017_001003001 | in |  | On Air | On Air |  | Nokia | 3G+4G | NSN U900 F1 | NSN L1800 F1 (20MHz) + L800 F1 (15Mhz) |  | 2 |  |  | IIB
Jun 2021 add | IAD5222 | Aldar New Residential Building_RBW2_12 |  | IAD0222 | IADL5222 |  | AUH | 24.4541 | 54.614124 | du | Residential | IBS | Abu Dhabi | Abu Dhabi_Shatie Al Raha | 2042400 | 2CC |  | AUH_E2570G_10060_001001001 | in |  | On Air | On Air |  | Nokia | 3G+4G | NSN U900 F1 | NSN L1800 F1 (20MHz) + L800 F1 (15Mhz) |  | 2 |  |  | IIB
Jun 2021 add | IAD5765 | ADCO BUHASSA ACCOMODATION 1 & 2-AUH |  | IAD0765 | IADL5765 |  | AUH | 23.548 | 53.294 | ETC | Oil / Gas | IBS | WR | ABU DHABI_MADINAT ZAYED(WR) | 2031200 | 2CC |  | AUH_E1160D_10002_001001001 | in |  | On Air | On Air |  | Nokia | 3G+4G | NSN U900 F1 | NSN L1800 F1 (20MHz) + L800 F1 (15Mhz) |  | 4 |  |  | MW
Jun 2021 add | IAD5385 | Armed Forces Officers Club & Hotel Extension |  | IAD0385 | IADL5385 |  | AUH | 24.402 | 54.472236 | du | Government | IBS | Abu Dhabi | ABU DHABI_Al Madina Al Riyadiya | 2501700 | 2CC |  | AUH_E2370Y_10309_001001001 | in |  | On Air | On Air |  | Nokia | 3G+4G | NSN U900 F1 | NSN L1800 F1 (20MHz) + L800 F1 (15Mhz) |  | 4 |  |  | IIB
Jun 2021 add | IAD5738 | Madinat Zayed Immigration Department |  | IAD0738 | IADL5738 |  | AUH | 23.6764 | 53.7015 | ETC | Government | IBS | WR | ABU DHABI_MADINAT ZAYED(WR) | 2031200 | 2CC |  | AUH_E1562T_10032_001001001 | in |  | On Air | On Air |  | Nokia | 3G+4G | NSN U900 F1 | NSN L18 F1/F2 (20+15M) |  | 2 |  |  | MW
Jun 2021 add | IAD5721 | Federal Authority for Identity and Citizenship |  | IAD0721 | IADL5721 |  | AUH | 24.4231 | 54.419992 | ETC | Government | IBS | Abu Dhabi | ABU DHABI_Al Qusaibat | 2501902 | 2CC |  | AUH_E2370Q_11150_001001001 | in |  | On Air | On Air |  | Nokia | 3G+4G | NSN U900 F1 | NSN L18 F1/F2 (20+15M) |  | 2 |  |  | MW
Jul 2021 add | IAD5220 | Aldar New Residential Building_RBW2_14 |  | IAD0220 | IADL5220 |  | AUH | 24.4537 | 54.614739 | du | Residential | IBS | Abu Dhabi | Abu Dhabi_Shatie Al Raha | 2042400 | 3CC |  | AUH_E2570G_10032_001013001 | in |  | On Air | On Air |  | Nokia | 3G+4G | NSN U900 F1 | NSN L18 F1 (20M) + L800 F1 (15M) + L21 F1 (15M) |  | 2 |  |  | IIB
Jul 2021 add | ISH5028 | Jaber Doshan Building_Sharjah |  | ISH0028 | ISHL5028 |  | NE | 25.3206 | 55.380209 | ETC | Residential | IBS | Sharjah | SHARJAH_AL MAZAJ THIRD | 3010500 | 3CC |  | SHJ_E3380U_10224_001001001 | in |  | On Air | On Air |  | Huawei | 3G+4G | HW U900 F1 | HW L1.8 F1/F2 (20+10M) + L800 F1 (15M) |  | 6 |  |  | IIB
Jul 2021 add | KFN5750D | ATOM Clouds Cafeteria_Khor Fakkan |  | KFN5750D | KFNL0750IV |  | NE | 25.3606 | 56.323672 | ETC | Commercial | IBS | Sharjah | SHARJAH_Khorfakkan Rural | 3000023 | 1CC |  | SHJ_E4280N_10001_001001001 | in |  | On Air | On Air |  | Huawei | 3G+4G | HW U2.1 F2 | HW L1.8 F1 (20M) |  | 1 |  |  | MW
Jul 2021 add | DXN0266 | Cascades Tower_Dubai Marina |  | DXN5266 | DXNL0266 |  | DXB | 25.0729 | 55.137910 | ETC | Residential | IBS | Dubai South | DUBAI_MARSA DUBAI | 1039200 | 2CC |  | DXB_E3077N_10033_001009008 | in |  | On Air | On Air |  | Huawei | 3G+4G | HW U900 F1 | HW L1.8 F1 (20M) + L800 F1 (15M) |  | 2 |  |  | IIB
Jul 2021 add | DXN0250 | Star Metro Deira Hotel Apartment |  | DXN5250 | DXNL0250 |  | DXB | 25.2707 | 55.322684 | ETC | Hotel | IBS | Dubai North | DUBAI_AL MUTEENA | 1012300 | 2CC |  | DXB_E3279N_11647_001001001 | in |  | On Air | On Air |  | Huawei | 3G+4G | HW U900 F1 | HW L1.8 F1 (20M) + L800 F1 (15M) |  | 4 |  |  | MW
Jul 2021 add | SHJ0317 | AL Shaiba Twin Towers - Tower Block B |  | SHJ5317 | SHJL0317 |  | NE | 25.3013 | 55.373322 | ETC | Residential | IBS | Sharjah | SHARJAH_AL NAHDA | 3010200 | 2CC |  | SHJ_E3379A_10234_001001011 | in |  | On Air | On Air |  | Huawei | 3G+4G | HW U900 F1 | HW L1.8 F1/F2 (20+10M) |  | 4 |  |  | IIB
Jul 2021 add | SHJ0021 | Tariq Tower |  | SHJ5021 | SHJL0021 |  | NE | 25.3238 | 55.384016 | ETC | Residential | IBS | Sharjah | SHARJAH_AL MAZAJ SECOND | 3010700 | 2CC |  | SHJ_E3380V_10110_001001001 | in |  | On Air | On Air |  | Huawei | 3G+4G | HW U900 F1 | HW L1.8 F1 (20M) + L800 F1 (15M) |  | 8 |  |  | IIB
Jul 2021 add | DXN0794 | Union Coop Hypermarket Al Badaa |  | DXN5794 | DXNL0794 |  | DXB | 25.225 | 55.266136 | du | Mall | IBS | Dubai North | DUBAI_AL BADA (AL BADAA) | 1033300 | 2CC |  | DXB_E3279U_15337_001003002 | in |  | On Air | On Air |  | Huawei | 3G+4G | HW U900 F1 | HW L1.8 F1 (20M) + L800 F1 (15M) |  | 2 |  |  | MW
Jul 2021 add | DXN0988 | Union Coop Al Barsha 3 -Hessa Street |  | DXN5988 | DXNL0988 |  | DXB | 25.0849 | 55.1992 | du | Mall | IBS | Dubai South | DUBAI_AL BARSHA THIRD | 1037500 | 2CC |  | DXB_E3177L_10278_001005002 | in |  | On Air | On Air |  | Huawei | 3G+4G | HW U900 F1 | HW L1.8 F1 (20M) + L800 F1 (15M) |  | 2 |  |  | IIB
Jul 2021 add | DXN0306 | AL FATTAN DOWNTOWN_DUBAI |  | DXN5306 | DXNL0306 |  | DXB | 25.2074 | 55.267846 | ETC | Residential | IBS | Dubai North | DUBAI_AL SATWA | 1033400 | 2CC |  | DXB_E3278A_11691_001021002 / DXB_E3278A_11692_001001002 / DXB_E3278A_11692_001021002 / DXB_E3278A_11693_001021002 | in |  | On Air | On Air |  | Huawei | 3G+4G | HW U900 F1 | HW L1.8 F1 (20M) + L800 F1 (15M) |  | 8 |  |  | MW
Jul 2021 add | SHJ0791 | Sahara Tower-4 |  | SHJ5791 | SHJL0791 |  | NE | 25.2988 | 55.3675139 | ETC | Residential | IBS | Sharjah | SHARJAH_AL NAHDA | 3010200 | 2CC |  | SHJ_E3379A_10372_001001008 | in |  | On Air | On Air |  | Huawei | 3G+4G | HW U900 F1 | HW L1.8 F1 (20M) + L800 F1 (15M) |  | 8 |  |  | IIB
Jul 2021 add | SHJ0788 | Sahara Tower-3 |  | SHJ5788 | SHJL0788 |  | NE | 25.298 | 55.3673639 | ETC | Residential | IBS | Sharjah | SHARJAH_AL NAHDA | 3010200 | 2CC |  | SHJ_E3379A_10373_001027001 | in |  | On Air | On Air |  | Huawei | 3G+4G | HW U900 F1 | HW L1.8 F1 (20M) + L800 F1 (15M) |  | 6 |  |  | IIB
Jul 2021 add | DXN0789 | Union Coop Al Barsha South |  | DXN5789 | DXNL0789 |  | DXB | 25.0861 | 55.241488 | du | Mall | IBS | Dubai South | DUBAI_AL BARSHA SOUTH FIRST | 1067100 | 2CC |  | DXB_E3177N_11076_001002023 | in |  | On Air | On Air |  | Huawei | 3G+4G | HW U900 F1 | HW L1.8 F1 (20M) + L800 F1 (15M) |  | 2 |  |  | IIB
Sep 2021 Update | DXN0496 | Dubai Metro Red Line_Expo 2020 Station (Elevated) |  | DXN5496 | DXNL0496 | DXNNR0496 | DXB | 24.9635 | 55.146034 | du | Metro Station | IBS | Dubai South | Dubai_Madinat Al Mataar | 1052100 | 3CC | Yes | DXB_E3076S_10045_001001001 | in |  | On Air | On Air | On Air | Huawei | 3G+4G+5G | HW U900 F1 | HW L1.8 F1/F2 (20+15M) + L800 F1 (15M) | 1CC | 2 | 0/62 | N78 F1 | IIB
Jul 2021 add | DXN0977 | Trident Waterfront Building_Dubai Marina |  | DXN5977 | DXNL0977 |  | DXB | 25.0677 | 55.13144 | ETC | Residential | IBS | Dubai South | DUBAI_MARSA DUBAI | 1039200 | 2CC |  | DXB_E3077S_10072_001014005 | in |  | On Air | On Air |  | Huawei | 3G+4G | HW U900 F1 | HW L1.8 F1/F2 (20+10M) |  | 4 |  |  | IIB
Jul 2021 add | DXN0245 | Al Nasr Plaza |  | DXN5245 | DXNL0245 |  | DXB | 25.2437 | 55.315514 | ETC | Residential | IBS | Dubai North | DUBAI_OUD METHA | 1031900 | 2CC |  | DXB_E3279R_10942_001007003 / DXB_E3279R_10284_001007003 | in |  | On Air | On Air |  | Huawei | 3G+4G | HW U900 F1 | HW L1.8 F1 (20M) + L800 F1 (15M) |  | 4 |  |  | IIB
Jul 2021 add | IAJ5812 | Al Sawan Tower 2-AJM |  | IAJ0812 | IAJL5812 |  | NE | 25.3964 | 55.43172 | ETC | Residential | IBS | Ajman | AJMAN_RASHIDEYA 3 | 4000400 | 2CC |  | AJM_E3380D_11274_001001004 | in |  | On Air | On Air |  | Huawei | 3G+4G | HW U900 F1 | HW L1.8 F1 (20M) + L800 F1 (15M) |  | 4 |  |  | IIB
Jul 2021 add | IFU5615 | Emirates Islamic Bank Building -FUJ |  | IFU0615 | IFUL5615 |  | NE | 25.1214 | 56.3374 | ETC | Commercial | IBS | Fujairah | FUJAIRAH_MERAISHID | 6081102 | 2CC |  | FJR_E4277E_11408_001001004 | in |  | On Air | On Air |  | Huawei | 3G+4G | HW U900 F1 | HW L1.8 F1 (20M) + L800 F1 (15M) |  | 2 |  |  | IIB
Jul 2021 add | DXN0732 | Park Gate Residences - Tower-2,3 & Common Floors |  | DXN5732 | DXNL0732 |  | DXB | 25.2321 | 55.295540 | ETC | Commercial | IBS | Dubai North | DUBAI_AL KIFAF | 1032400 | 2CC |  | DXB_E3279V_11044_001002003 | in |  | On Air | On Air |  | Huawei | 3G+4G | HW U900 F1 | HW L1.8 F1 (20M) + L800 F1 (15M) |  | 8 |  |  | IIB
Jul 2021 add | SHJ0316 | AL Shaiba Twin Towers - Tower Block A |  | SHJ5316 | SHJL0316 |  | NE | 25.3009 | 55.372803 | ETC | Residential | IBS | Sharjah | SHARJAH_AL NAHDA | 3010200 | 2CC |  | SHJ_E3379A_10233_001001011 | in |  | On Air | On Air |  | Huawei | 3G+4G | HW U900 F1 | HW L1.8 F1/F2 (20+10M) |  | 4 |  |  | IIB
Jul 2021 add | DXN0246 | Best Western Plus Pearl Creek |  | DXN5246 | DXNL0246 |  | DXB | 25.2678 | 55.304801 | ETC | Hotel | IBS | Dubai North | DUBAI_AL RIGGA | 1011900 | 2CC |  | DXB_E3279M_10128_001001001 | in |  | On Air | On Air |  | Huawei | 3G+4G | HW U900 F1 | HW L1.8 F1 (20M) + L800 F1 (15M) |  | 2 |  |  | MW
Jul 2021 add | DXN0145 | Pavilion Hotel Al Jaddaf |  | DXN5145 | DXNL0145 |  | DXB | 25.2298 | 55.337292 | du | Hotel | IBS | Dubai North | Dubai_Al Jadaf | 1032600 | 2CC | Yes | DXB_E3279X_10669_001014002 | in |  | On Air | On Air |  | Huawei | 3G+4G | HW U900 F1 | HW L1.8 F1 (20M) + L800 F1 (15M) |  | 2 |  |  | IIB
Jul 2021 add | DXN0202 | Nadd Al Hamar Building |  | DXN5202 | DXNL0202 |  | DXB | 25.1873 | 55.395878 | du | Residential | IBS | Dubai North | Dubai_Nadd Al Hamar | 1041600 | 2CC |  | DXB_E3378G_10336_001013002 | in |  | On Air | On Air |  | Huawei | 3G+4G | HW U900 F1 | HW L1.8 F1 (20M) + L800 F1 (15M) |  | 2 |  |  | IIB
Jul 2021 add | DXN0705 | Dubai Hills Estate_Park Rigde Tower C |  | DXN5705 | DXNL0705 |  | DXB | 25.1096 | 55.244878 | ETC | Residential | IBS | Dubai South | DUBAI_HADAEQ SHEIKH MOHAMMED BIN RASHID (RANCHES) | 1063100 | 2CC |  | DXB_E3177E_10639_001026001 / DXB_E3177E_10639_001016022 / DXB_E3177E_10639_001027001 | in |  | On Air | On Air |  | Huawei | 3G+4G | HW U900 F1 | HW L1.8 F1 (20M) + L800 F1 (15M) |  | 6 |  |  | IIB
Jul 2021 add | DXN0518 | Dubai Commercity Business _Cluster B |  | DXN5518 | DXNL0518 |  | DXB | 25.2353 | 55.3676 | ETC | Commercial | IBS | Dubai North | DUBAI_UMM RAMOOL | 1021500 | 2CC |  | DXB_E3379U_12281_001001001 | in |  | On Air | On Air |  | Huawei | 3G+4G | HW U900 F1 | HW L1.8 F1 (20M) + L800 F1 (15M) |  | 10 |  |  | IIB
Jul 2021 add | IDX0980C | ATOM Alstom Middle East(Office Building) |  | IDX0980C | IDXL5980III |  | DXB | 24.9599 | 55.077956 | du | Commercial | Small Cell | Dubai South | Dubai_MENA JABAL ALI | 1059400 | 1CC |  | DXB_E3076U_10079_001002001 | in |  | On Air | On Air |  | Huawei | 3G+4G | HW U2.1 F2 | HW L1.8 F1 (20M) |  | 1 |  |  | IIB
Jul 2021 add | DXN0365 | Latifa Hospital - Gynecology & Fertility Center |  | DXN5365 | DXNL0365 |  | DXB | 25.2205 | 55.321110 | ETC | Hospital | IBS | Dubai North | DUBAI_AL JADAF | 1032600 | 2CC |  | DXB_E3279W_10944_001002001 | in |  | On Air | On Air |  | Huawei | 3G+4G | HW U900 F1 | HW L1.8 F1 (20M) + L800 F1 (15M) |  | 2 |  |  | IIB
Jul 2021 add | DXN0394 | Bayz Tower Business Bay |  | DXN5394 | DXNL0394 |  | DXB | 25.1807 | 55.279356 | du | Residential | IBS | Dubai North | Dubai_Burj Khalifa (Business Bay) | 1034500 | 2CC |  | DXB_E3278F_10713_001002002 | in |  | On Air | On Air |  | Huawei | 3G+4G | HW U900 F1 | HW L1.8 F1 (20M) + L800 F1 (15M) |  | 6 |  |  | IIB
Jul 2021 add | DXN0243 | Golf View_EMAAR South Building |  | DXN5243 | DXNL0243 |  | DXB | 24.8614 | 55.142098 | ETC | Residential | IBS | Dubai South | DUBAI_MADINAT AL MATAAR | 1052100 | 2CC |  | DXB_E3075X_10635_001001020 | in |  | On Air | On Air |  | Huawei | 3G+4G | HW U900 F1 | HW L1.8 F1 (20M) + L800 F1 (15M) |  | 6 |  |  | IIB
Jul 2021 add | DXN0408 | Al Habtoor Tower_Dubai Marina |  | DXN5408 | DXNL0408 |  | DXB | 25.0832 | 55.147581 | ETC | Residential | IBS | Dubai South | DUBAI_MARSA DUBAI | 1039200 | 3CC |  | DXB_E3077O_10806_001004007 | in |  | On Air | On Air |  | Huawei | 3G+4G | HW U900 F1 | HW L1.8 F1/F2 (20+10M) + L800 F1 (15M) |  | 4 |  |  | IIB
Jul 2021 add | DXN0278 | La Mer Andaz Hotel |  | DXN5278 | DXNL0278 |  | DXB | 25.2346 | 55.26043 | du | Hotel | IBS | Dubai North | DUBAI_JUMEIRA FIRST | 1033200 | 2CC |  | DXB_E3179T_10003_001010002 | in |  | On Air | On Air |  | Huawei | 3G+4G | HW U900 F1 | HW L1.8 F1 (20M) + L800 F1 (15M) |  | 2 |  |  | IIB
Jul 2021 add | DXN0708 | Park Gate Residences - Tower-1 & Tower-4 |  | DXN5708 | DXNL0708 |  | DXB | 25.234 | 55.293900 | ETC | Residential | IBS | Dubai North | DUBAI_AL KIFAF | 1032400 | 2CC |  | DXB_E3279V_11046_001002003 | in |  | On Air | On Air |  | Huawei | 3G+4G | HW U900 F1 | HW L1.8 F1 (20M) + L800 F1 (15M) |  | 8 |  |  | IIB
Jul 2021 add | DXN0373 | Wasl Crystal Al Quoz |  | DXN5373 | DXNL0373 |  | DXB | 25.1512 | 55.24506 | du | Residential | IBS | Dubai South | DUBAI_AL QOUZ FOURTH (AL QUOZ FOURTH) | 1035900 | 3CC |  | DXB_E3178T_10234_001001001 | in |  | On Air | On Air |  | Huawei | 3G+4G | HW U900 F1 | HW L1.8 F1/F2 (20+10M) + L800 F1 (15M) |  | 12 |  |  | IIB
Jul 2021 add | ISH5052 | Al Manazeel Al Arabi Tower-SHJ |  | ISH0052 | ISHL5052 |  | NE | 25.3222 | 55.384571 | ETC | Residential | IBS | Sharjah | SHARJAH_AL MAZAJ SECOND | 3010700 | 2CC |  | SHJ_E3380V_10238_001002002 | in |  | On Air | On Air |  | Huawei | 3G+4G | HW U900 F1 | HW L1.8 F1 (20M) + L800 F1 (15M) |  | 4 |  |  | IIB
Decomm | IDX0234E | Expo - United Kingdom Pavilion |  | 0.Decomm | 0.Decomm |  | DXB | 24.9637 | 55.149995 | ETC | Self-Built Pavilion | ATOM | Dubai South | Dubai_Madinat Al Mataar | 1052100 | 1CC |  | DXB_E3076T_10177_001002001 | OUT | [12 empty] | IIB
Jul 2021 add | ISH5056 | Al Huda Tower-SHJ |  | ISH0056 | ISHL5056 |  | NE | 25.321 | 55.379744 | ETC | Residential | IBS | Sharjah | SHARJAH_AL MAZAJ THIRD | 3010500 | 3CC |  | SHJ_E3380U_10226_001001011 | in |  | On Air | On Air |  | Huawei | 3G+4G | HW U900 F1 | HW L1.8 F1/F2 (20+15M) + L800 F1 (15M) |  | 4 |  |  | IIB
Jul 2021 add | SHJ0239 | First Gulf Bank Twin Tower(Ghafily Tower) |  | SHJ5239 | SHJL0239 |  | NE | 25.3268 | 55.378203 | ETC | Mixed Use | IBS | Sharjah | Sharjah_AL MAZAJ THIRD | 3010500 | 2CC |  | SHJ_E3380P_10255_001001003 | in |  | On Air | On Air |  | Huawei | 3G+4G | HW U900 F1 | HW L1.8 F1 (20M) + L800 F1 (15M) |  | 8 |  |  | IIB
Jul 2021 add | SHJ0792 | Sahara Tower-5 |  | SHJ5792 | SHJL0792 |  | NE | 25.2985 | 55.3682972 | ETC | Residential | IBS | Sharjah | SHARJAH_AL NAHDA | 3010200 | 2CC |  | SHJ_E3379A_10376_001001008 | in |  | On Air | On Air |  | Huawei | 3G+4G | HW U900 F1 | HW L1.8 F1 (20M) + L800 F1 (15M) |  | 4 |  |  | IIB
Jul 2021 add | SHJ0787 | Al Qubaisi Tower Al Nahda |  | SHJ5787 | SHJL0787 |  | NE | 25.3076 | 55.378195 | du | Residential | IBS | Sharjah | Sharjah_Al Nahda | 3010200 | 2CC |  | SHJ_E3379A_10303_001002001 | in |  | On Air | On Air |  | Huawei | 3G+4G | HW U900 F1 | HW L1.8 F1 (20M) + L800 F1 (15M) |  | 2 |  |  | IIB
Jul 2021 add | DXN0583 | Residential Building (Plot 673-0911) Al Barsha South 3 |  | DXN5583 | DXNL0583 |  | DXB | 25.0574 | 55.223155 | du | Residential | IBS | Dubai South | Dubai_Al Barsha South Third | 1067300 | 2CC |  | DXB_E3177R_11444_001013005 | in |  | On Air | On Air |  | Huawei | 3G+4G | HW U900 F1 | HW L1.8 F1 (20M) + L800 F1 (15M) |  | 2 |  |  | IIB
Jul 2021 add | ISH5114 | AL Mansoory Tower |  | ISH0114 | ISHL5114 |  | NE | 25.3028 | 55.373956 | ETC | Residential | IBS | Sharjah | SHARJAH_AL NAHDA | 3010200 | 2CC |  | SHJ_E3379A_10332_001002001 | in |  | On Air | On Air |  | Huawei | 3G+4G | HW U900 F1 | HW L1.8 F1/F2 (20+10M) |  | 8 |  |  | IIB
Jul 2021 add | DXN0336 | Al Multaqa Avenue Project_MIRDIF |  | DXN5336 | DXNL0336 |  | DXB | 25.2224 | 55.441336 | ETC | Residential | IBS | Dubai North | DUBAI_MIRDIF | 1025100 | 3CC |  | DXB_E3379Y_10577_001002003 | in |  | On Air | On Air |  | Huawei | 3G+4G | HW U900 F1 | HW L1.8 F1/F2 (20+15M) + L800 F1 (15M) |  | 10 |  |  | IIB
Decomm | IDX0234D | Expo - Republic of Korea Pavilion |  | 0.Decomm | 0.Decomm |  | DXB | 24.9578 | 55.149847 | ETC | Self-Built Pavilion | ATOM | Dubai South | Dubai_Madinat Al Mataar | 1052100 | 1CC |  | DXB_E3076Y_10063_001002003 | OUT | [12 empty] | IIB
Jul 2021 add | ISH5042 | Al Hammadi Tower |  | ISH0042 | ISHL5042 |  | NE | 25.3405 | 55.3918 | ETC | Residential | IBS | Sharjah | SHARJAH_AL NUD | 3007600 | 3CC |  | SHJ_E3380Q_10012_001004002 | in |  | On Air | On Air |  | Huawei | 3G+4G | HW U900 F1 | HW L1.8 F1/F2 (20+10M) + L800 F1 (15M) |  | 4 |  |  | IIB
Jul 2021 add | DXN0244 | Al Wasl Building R441_AL BARSHA FIRST |  | DXN5244 | DXNL0244 |  | DXB | 25.1126 | 55.19141 | ETC | Residential | IBS | Dubai South | DUBAI_AL BARSHA FIRST | 1037300 | 2CC |  | DXB_E3177B_10304_001004053 | in |  | On Air | On Air |  | Huawei | 3G+4G | HW U900 F1 | HW L1.8 F1 (20M) + L800 F1 (15M) |  | 4 |  |  | IIB
Sep 2021 Update | DXB5633A | Expo - Slovenia Pavilion |  | DXB5633A | DXBL0633I | DXBNR0633C | DXB | 24.9574 | 55.155216 | ETC | Self-Built Pavilion | ATOM | Dubai South | Dubai_Madinat Al Mataar | 1052100 | 1CC |  | DXB_E3076Y_10075_001001003 | in |  | On Air | On Air | On Air | Huawei | 3G+4G+5G | HW U2.1 F2 | HW L1.8 F1 (20M) | 1CC | 1 | 0/9 | N78 F1 | IIB
Jul 2021 add | SHJ0790 | Sahara Tower-2 |  | SHJ5790 | SHJL0790 |  | NE | 25.2986 | 55.36804444 | ETC | Residential | IBS | Sharjah | SHARJAH_AL NAHDA | 3010200 | 2CC |  | SHJ_E3379A_10375_001001008 | in |  | On Air | On Air |  | Huawei | 3G+4G | HW U900 F1 | HW L1.8 F1 (20M) + L800 F1 (15M) |  | 4 |  |  | IIB
Jul 2021 add | SHJ0793 | Sahara One 558 Tower |  | SHJ5793 | SHJL0793 |  | NE | 25.2981 | 55.367622 | ETC | Residential | IBS | Sharjah | SHARJAH_AL NAHDA | 3010200 | 2CC |  | SHJ_E3379A_10375_001005002 | in |  | On Air | On Air |  | Huawei | 3G+4G | HW U900 F1 | HW L1.8 F1 (20M) + L800 F1 (15M) |  | 4 |  |  | IIB
Jul 2021 add | IAD5170 | Marcs & Spencer Towers |  | IAD0170 | IADL5170 |  | AUH | 24.485 | 54.358665 | du | Mixed Use | IBS | Abu Dhabi | Abu Dhabi_Al Markaziyah | 2500200 | 3CC |  | AUH_E2271X_10688_004002024 | in |  | On Air | On Air |  | Nokia | 3G+4G | NSN U900 F1 | NSN L1800 F1/F2 (20+15M) + L800 F1 (15M) |  | 12 |  |  | IIB
Jul 2021 add | IAD5529 | Khalifa Complex 1 (6 Towers) - B2 |  | IAD0529 | IADL5529 |  | AUH | 24.4962 | 54.381075 | ETC | Mixed Use | IBS | Abu Dhabi | ABU DHABI_Tourist Club Area | 2500100 | 4CC |  | AUH_E2271Y_11207_001019025 | in |  | On Air | On Air |  | Nokia | 3G+4G | NSN U900 F1 | NSN L18 F1/F2 (20+15M) + L800 F1 (15M) + L21 F1 (15M) |  | 12 |  |  | MW
Jul 2021 add | IAD5823 | Water's Edge Residence 1_Yas Island_BLDG (1,2 &6) |  | IAD0823 | IADL5823 | IADNR5823 | AUH | 24.4821 | 54.621173 | ETC | Residential | IBS | Abu Dhabi | ABU DHABI_YAS ISLAND | 2004600 | 4CC |  | AUH_E2570B_10049_001001002 | in |  | On Air | On Air | On Air | Nokia | 3G+4G+5G | NSN U900 F1 | NSN L18 F1/F2 (20+15M) + L800 F1 (15M) + L21 F1 (15M) | 1CC | 8 | 4 | N41 | IIB
Jul 2021 add | IAD5366 | Warner Brother Parking Building |  | IAD0366 | IADL5366 |  | AUH | 24.4916 | 54.600414 | ETC | Parking | IBS | Abu Dhabi | ABU DHABI_YAS ISLAND | 2004600 | 2CC |  | AUH_E2571U_10015_001002006 | in |  | On Air | On Air |  | Nokia | 3G+4G | NSN U900 F1 | NSN L18 F1/F2 (20+15M) |  | 2 |  |  | MW
Jul 2021 add | IAD5218 | Aldar New Residential Building_RBW2_15 |  | IAD0218 | IADL5218 |  | AUH | 24.4536 | 54.613819 | du | Residential | IBS | Abu Dhabi | Abu Dhabi_Shatie Al Raha | 2042400 | 2CC |  | AUH_E2570G_10031_001013002 | in |  | On Air | On Air |  | Nokia | 3G+4G | NSN U900 F1 | NSN L1800 F1 (20MHz) + L800 F1 (15Mhz) |  | 2 |  |  | IIB
Jul 2021 add | IAD5824 | Water's Edge Residence 1_Yas Island _BLDG (3,4 &5) |  | IAD0824 | IADL5824 | IADNR5824 | AUH | 24.4813 | 54.619896 | ETC | Residential | IBS | Abu Dhabi | ABU DHABI_YAS ISLAND | 2004600 | 4CC |  | AUH_E2570B_10046_001004033 | in |  | On Air | On Air | On Air | Nokia | 3G+4G | NSN U900 F1 | NSN L18 F1/F2 (20+15M) + L800 F1 (15M) + L21 F1 (15M) | 1CC | 8 |  |  | IIB
Jul 2021 add | IAD5849 | E25 P15 Emirates Banking |  | IAD0849 | IADL5849 |  | AUH | 24.4583 | 54.391499 | ETC | Commercial | IBS | Abu Dhabi | ABU DHABI_Al Nahyan | 2501000 | 2CC |  | AUH_E2370F_11181_001001003 | in |  | On Air | On Air |  | Nokia | 3G+4G | NSN U900 F1 | NSN L1800 F1 (20MHz) + L800 F1 (15Mhz) |  | 2 |  |  | IIB
Jul 2021 add | IAD5424 | Baniyas Tower A |  | IAD0424 | IADL5424 |  | AUH | 24.4854 | 54.375805 | ETC | Commercial | IBS | Abu Dhabi | DUBAI_AL RIGGA | 1011900 | 2CC |  | AUH_E2271Y_11398_001003001 | in |  | On Air | On Air |  | Nokia | 3G+4G | NSN U900 F1 | NSN L1800 F1 (20MHz) + L800 F1 (15Mhz) |  | 2 |  |  | IIB
Jul 2021 add | IAD5714 | ABU DHABI TV NEWS CENTER |  | IAD0714 | IADL5714 |  | AUH | 24.4564 | 54.388883 | ETC | Commercial | IBS | Abu Dhabi | ABU DHABI_Al Nahyan | 2501000 | 2CC |  | AUH_E2370F_10977_001001002 | in |  | On Air | On Air |  | Nokia | 3G+4G | NSN U900 F1 | NSN L1800 F1 (20MHz) + L800 F1 (15Mhz) |  | 2 |  |  | IIB
Jul 2021 add | IAD5266 | Mr. NASSER Al OTAIBA Building (RBW7–C11) |  | IAD0266 | IADL5266 |  | AUH | 24.4436 | 54.590812 | du | Residential | IBS | Abu Dhabi | Abu Dhabi_Shatie Al Raha | 2042400 | 2CC |  | AUH_E2570K_10080_001001001 | in |  | On Air | On Air |  | Nokia | 3G+4G | NSN U900 F1 | NSN L1800 F1 (20MHz) + L800 F1 (15Mhz) |  | 2 |  |  | IIB
Jul 2021 add | IAD5767 | EI_AR_G_2203_B86ZirkuHamariyah |  | IAD0767 | IADL5767 |  | AUH | 24.8947 | 53.0762 | ETC | Offshore | IBS | WR | ABU DHABI_Zirku Island | 2000002 | 2CC |  | AUH_E0975E_10001_001001001 | in |  | On Air | On Air |  | Nokia | 3G+4G | NSN U900 F1 | NSN L1800 F1 (20MHz) + L800 F1 (15Mhz) |  | 2 |  |  | MW
Jul 2021 add | IAD5254 | Khalifa City A Residential Complex (C54 to C59) |  | IAD0254 | IADL5254 |  | AUH | 24.4443 | 54.612118 | du | Residential | IBS | Abu Dhabi | Abu Dhabi_Khalifa City | 2042600 | 2CC |  | AUH_E2570L_10063_001002001 | in |  | On Air | On Air |  | Nokia | 3G+4G | NSN U900 F1 | NSN L1800 F1 (20MHz) + L800 F1 (15Mhz) |  | 12 |  |  | IIB
Jul 2021 add | IAD5804 | Mayan Project_Yas Island |  | IAD0804 | IADL5804 | IADNR5804 | AUH | 24.4639 | 54.595779 | ETC | Residential | IBS | Abu Dhabi | ABU DHABI_YAS ISLAND | 2004600 | 3CC |  | AUH_E2570F_10021_001001001 | in |  | On Air | On Air | On Air | Nokia | 3G+4G | NSN U900 F1 | NSN L1800 F1/F2 (20+15M) + L800 F1 (15M) | 1CC | 12 |  |  | IIB
Aug 2021 add | IAD5656 | ALWAHA Tower |  | IAD0656 | IADL5656 |  | AUH | 24.4735 | 54.350608 | ETC | Residential | IBS | Abu Dhabi | ABU DHABI_Al Khalidiya | 2501300 | 2CC |  | AUH_E2270D_11864_001001001 | in |  | On Air | On Air |  | Nokia | 3G+4G | NSN U900 F1 | NSN L18 F1/F2 (20+15M) |  | 2 |  |  | IIB
Aug 2021 add | IAD5468 | SH. SULTAN BIN ZAYED Tower1 |  | IAD0468 | IADL5468 |  | AUH | 24.4921 | 54.3583 | ETC | Mixed Use | IBS | Abu Dhabi | ABU DHABI_Al Markaziyah | 2500200 | 2CC |  | AUH_E2271X_10484_001001001 | in |  | On Air | On Air |  | Nokia | 3G+4G | NSN U900 F1 | NSN L1800 F1 (20MHz) + L800 F1 (15Mhz) |  | 4 |  |  | IIB
Aug 2021 add | AJM0986 | Khalfan Al Romaithi Building Al Nuaimeya 2 |  | AJM5986 | AJML0986 |  | NE | 25.3874 | 55.453355 | du | Residential | IBS | Ajman | AJMAN_NUAIMEYA 2 | 4001200 | 2CC |  | AJM_E3380E_14316_001001001 | in |  | On Air | On Air |  | Huawei | 3G+4G | HW U900 F1 | HW L1.8 F1 (20M) + L800 F1 (15M) |  | 2 |  |  | IIB
Aug 2021 add | IAJ5811 | Al Andalos Tower 2 and 3-AJM |  | IAJ0811 | IAJL5811 |  | NE | 25.3929 | 55.436106 | ETC | Residential | IBS | Ajman | AJMAN_RASHIDEYA 3 | 4000400 | 2CC |  | AJM_E3380D_10347_001001003 | in |  | On Air | On Air |  | Huawei | 3G+4G | HW U900 F1 | HW L1.8 F1 (20M) + L800 F1 (15M) |  | 8 |  |  | IIB
Aug 2021 add | DXN0568 | Port View Residential Developments R1077 |  | DXN5568 | DXNL0568 |  | DXB | 25.2474 | 55.276635 | du | Residential | IBS | Dubai North | DUBAI_MADINAT DUBAI AL MELAHEYAH (AL MINA) | 1032100 | 2CC |  | DXB_E3279P_11995_001009003 | in |  | On Air | On Air |  | Huawei | 3G+4G | HW U900 F1 | HW L1.8 F1 (20M) + L800 F1 (15M) |  | 2 |  |  | IIB
Aug 2021 add | DXN0339 | Port View Residential Developments_R1072 Plot 2 |  | DXN5339 | DXNL0339 |  | DXB | 25.2459 | 55.275978 | du | Residential | IBS | Dubai North | DUBAI_MADINAT DUBAI AL MELAHEYAH (AL MINA) | 1032100 | 2CC |  | DXB_E3279P_11999_001002043 | in |  | On Air | On Air |  | Huawei | 3G+4G | HW U900 F1 | HW L1.8 F1 (20M) + L800 F1 (15M) |  | 4 |  |  | IIB
Aug 2021 add | ISH5025 | MIHTAB 1 TOWERS |  | ISH0025 | ISHL5025 |  | NE | 25.3058 | 55.383115 | ETC | Residential | IBS | Sharjah | SHARJAH_INDUSTRIAL AREA 7 | 3009400 | 2CC |  | SHJ_E3379B_11554_001015002 | in |  | On Air | On Air |  | Huawei | 3G+4G | HW U900 F1 | HW L1.8 F1/F2 (20+10M) |  | 10 |  |  | IIB
Aug 2021 add | IAJ5822 | Ajman Gate Tower |  | IAJ0822 | IAJL5822 |  | NE | 25.3764 | 55.459067 | ETC | Residential | IBS | Ajman | AJMAN_AJMAN INDUSTRIAL 2 | 4003900 | 2CC |  | AJM_E3380J_10419_001001001 | in |  | On Air | On Air |  | Huawei | 3G+4G | HW U900 F1 | HW L1.8 F1 (20M) + L800 F1 (15M) |  | 4 |  |  | IIB
Aug 2021 add | ISH5037 | Jazairy Tower-SHJ |  | ISH0037 | ISHL5037 |  | NE | 25.3097 | 55.3732 | ETC | Residential | IBS | Sharjah | SHARJAH_AL MAMZAR | 3010400 | 2CC |  | SHJ_E3380U_10056_001001005 | in |  | On Air | On Air |  | Huawei | 3G+4G | HW U900 F1 | HW L1.8 F1 (20M) + L800 F1 (15M) |  | 4 |  |  | IIB
Aug 2021 add | DXN0586 | Arabian Gate Tower_DSO |  | DXN5586 | DXNL0586 |  | DXB | 25.1229 | 55.398536 | ETC | Residential | IBS | Dubai North | Dubai_NADD HESSA (Dubai SILICON OASIS) | 1062600 | 2CC |  | DXB_E3377B_10044_001019003 | in |  | On Air | On Air |  | Huawei | 3G+4G | HW U900 F1 | HW L1.8 F1/F2 (20+10M) |  | 12 |  |  | IIB
Aug 2021 add | ISH5081 | Al Taryam Omran Building-SHJ |  | ISH0081 | ISHL5081 |  | NE | 25.3376 | 55.392864 | ETC | Residential | IBS | Sharjah | SHARJAH_ABU SHUGHARA | 3010800 | 2CC |  | SHJ_E3380Q_10386_001001001 | in |  | On Air | On Air |  | Huawei | 3G+4G | HW U900 F1 | HW L1.8 F1 (20M) + L800 F1 (15M) |  | 4 |  |  | IIB
Aug 2021 add | DXN0445 | Al Badia Residence Bldg 8 |  | DXN5445 | DXNL0445 |  | DXB | 25.22 | 55.364559 | ETC | Residential | IBS | Dubai North | DUBAI_AL KHEERAN (RAS AL HAMAR) | 1041200 | 2CC |  | DXB_E3379U_12277_001001001 | in |  | On Air | On Air |  | Huawei | 3G+4G | HW U900 F1 | HW L1.8 F1 (20M) + L800 F1 (15M) |  | 4 |  |  | IIB
Aug 2021 add | AJM0978 | Al Ihsan 1 at Rumaila 1 |  | AJM5978 | AJML0978 |  | NE | 25.4066 | 55.437156 | du | Commercial & Residential | IBS | Ajman | AJMAN_RUMAILA 1 | 4000500 | 3CC |  | AJM_E3381X_12082_001001001 | in |  | On Air | On Air |  | Huawei | 3G+4G | HW U900 F1 | HW L1.8 F1/F2 (20+10M) + L800 F1 (15M) |  | 4 |  |  | IIB
Aug 2021 add | DXN0813 | Union Coop Factory Outlet Al Tayy |  | DXN5813 | DXNL0813 |  | DXB | 25.2292 | 55.556936 | du | Commercial | IBS | Dubai North | DUBAI_AL TTAY | 1028400 | 2CC |  | DXB_E3479Y_10038_001001002 | in |  | On Air | On Air |  | Huawei | 3G+4G | HW U900 F1 | HW L1.8 F1 (20M) + L800 F1 (15M) |  | 2 |  |  | IIB
Aug 2021 add | ISH5053 | Al Nayli Tower |  | ISH0053 | ISHL5053 |  | NE | 25.3301 | 55.395985 | ETC | Residential | IBS | Sharjah | SHARJAH_ABU SHUGHARA | 3010800 | 2CC |  | SHJ_E3380Q_10679_001001003 | in |  | On Air | On Air |  | Huawei | 3G+4G | HW U900 F1 | HW L1.8 F1 (20M) + L800 F1 (15M) |  | 4 |  |  | IIB
Aug 2021 add | DXN0492 | Al Zarooni Tower_Al Mamzar |  | DXN5492 | DXNL0492 |  | DXB | 25.2829 | 55.35625 | ETC | Residential | IBS | Dubai North | DUBAI_AL MAMZAR | 1013400 | 2CC |  | DXB_E3279J_11739_001020003 | in |  | On Air | On Air |  | Huawei | 3G+4G | HW U900 F1 | HW L1.8 F1 (20M) + L800 F1 (15M) |  | 4 |  |  | IIB
Aug 2021 add | IAJ5807 | Ajman Business Women Council |  | IAJ0807 | IAJL5807 |  | NE | 25.4063 | 55.48427 | ETC | Government | IBS | Ajman | AJMAN_JURF 2 | 4002200 | 2CC |  | AJM_E3481V_11590_001001001 | in |  | On Air | On Air |  | Huawei | 3G+4G | HW U900 F1 | HW L1.8 F1/F2 (20+10M) |  | 2 |  |  | IIB
Aug 2021 add | DXN0420 | Al Sayyah Residences Towers A to C |  | DXN5420 | DXNL0420 |  | DXB | 25.0637 | 55.238086 | du | Residential | IBS | Dubai South | Dubai_Al Barsha South Third | 1067300 | 2CC |  | DXB_E3177S_10274_001002001 | in |  | On Air | On Air |  | Huawei | 3G+4G | HW U900 F1 | HW L1.8 F1 (20M) + L800 F1 (15M) |  | 12 |  |  | IIB
Aug 2021 add | DXN0238 | Sparkle Towers Dubai Marina |  | DXN5238 | DXNL0238 |  | DXB | 25.0715 | 55.131767 | ETC | Hotel | IBS | Dubai South | DUBAI_MARSA DUBAI | 1039200 | 3CC |  | DXB_E3077N_10799_001001001 DXB_E3077N_10799_001002001 DXB_E3077N_10799_001003001 DXB_E3077N_10799_001004001 DXB_E3077N_10800_001001001 | in |  | On Air | On Air |  | Huawei | 3G+4G | HW U900 F1 | HW L1.8 F1/F2 (20+10M) + L800 F1 (15M) |  | 10 |  |  | IIB
Aug 2021 add | DXN0702 | Bloom Heights Project |  | DXN5702 | DXNL0702 | DXNNR0702 | DXB | 25.0559 | 55.203739 | du | Residential | IBS | Dubai South | DUBAI_AL BARSHA SOUTH FOURTH (JUMEIRAH VILLAGE SOUTH) | 1068100 | 2CC |  | DXB_E3177Q_11960_001011015 | in |  | On Air | On Air | On Air | Huawei | 3G+4G | HW U900 F1 | HW L1.8 F1 (20M) + L800 F1 (15M) | 1CC | 12 | 6 | N41 | IIB
Aug 2021 add | DXN5054C | ATOM Naif Police Station |  | DXN5054C | DXNL0054III |  | DXB | 25.2724 | 55.305336 | du | Government | Small Cell | Dubai North | DUBAI_NAIF | 1011800 | 1CC |  | DXB_E3279H_10693_001001003 | in |  | On Air | On Air |  | Huawei | 3G+4G | HW U2.1 F2 | HW L1.8 F1 (20M) |  | 1 |  |  | IIB
Aug 2021 add | RAK0558 | Park Inn by Radisson Resort Murjann Island |  | RAK5558 | RAKL0558 |  | NE | 25.6798 | 55.749686 | du | Hotel | IBS | Ras Al Khaimah | Ras Al-Khaimah_Jazeera Nad Al Sili | 7060200 | 2CC |  | RKT_E3684Y_10001_001001001 | in |  | On Air | On Air |  | Huawei | 3G+4G | HW U900 F1 | HW L1.8 F1 (20M) + L800 F1 (15M) |  | 4 |  |  | IIB
Aug 2021 add | DXN0978 | Abdul Rahman Wali Bldg |  | DXN5978 | DXNL0978 |  | DXB | 25.0988 | 55.176634 | ETC | Residential | IBS | Dubai South | DUBAI_AL THANYAH FIRST (AL SAFOUH THIRD) | 1038300 | 3CC |  | DXB_E3177F_11103_001001002 | in |  | On Air | On Air |  | Huawei | 3G+4G | HW U900 F1 | HW L1.8 F1/F2 (20+10M) + L800 F1 (15M) |  | 6 |  |  | IIB
Aug 2021 add | ISH5097 | Crown Residence-SHJ |  | ISH0097 | ISHL5097 |  | NE | 25.3109 | 55.376386 | ETC | Residential | IBS | Sharjah | SHARJAH_AL MAMZAR | 3010400 | 2CC |  | SHJ_E3380U_10075_001001001 | in |  | On Air | On Air |  | Huawei | 3G+4G | HW U900 F1 | HW L1.8 F1 (20M) + L800 F1 (15M) |  | 4 |  |  | IIB
Aug 2021 add | DXN0256 | Al Mamzar building 913 |  | DXN5256 | DXNL0256 |  | DXB | 25.2859 | 55.358003 | ETC | Residential | IBS | Dubai North | DUBAI_AL MAMZAR | 1013400 | 2CC |  | DXB_E3279J_11810_001001001 | in |  | On Air | On Air |  | Huawei | 3G+4G | HW U900 F1 | HW L1.8 F1 (20M) + L800 F1 (15M) |  | 4 |  |  | IIB
Aug 2021 add | AJM0980 | Kingstone Tower Al Nakheel 1 |  | AJM5980 | AJML0980 |  | NE | 25.4085 | 55.442975 | du | Residential | IBS | Ajman | Ajman_Nakheel 1 | 4000900 | 3CC |  | AJM_E3381Y_13945_001001001 | in |  | On Air | On Air |  | Huawei | 3G+4G | HW U900 F1 | HW L1.8 F1/F2 (20+10M) + L800 F1 (15M) |  | 4 |  |  | IIB
Aug 2021 add | DXN0191 | Aloft Hotel Garhoud |  | DXN5191 | DXNL0191 |  | DXB | 25.2466 | 55.348152 | du | Hotel | IBS | Dubai North | DUBAI_AL GARHOUD | 1021400 | 2CC | Yes | DXB_E3279T_10162_001001002 | in |  | On Air | On Air |  | Huawei | 3G+4G | HW U900 F1 | HW L1.8 F1/F2 (20+10M) |  | 6 |  |  | IIB
Aug 2021 add | DXN0357 | Durrat Al Marsa_Dubai Marina |  | DXN5357 | DXNL0357 |  | DXB | 25.0715 | 55.1294 | ETC | Residential | IBS | Dubai South | DUBAI_MARSA DUBAI | 1039200 | 2CC |  | DXB_E3077N_10045_001002002 | in |  | On Air | On Air |  | Huawei | 3G+4G | HW U900 F1 | HW L1.8 F1/F2 (20+10M) |  | 4 |  |  | IIB
Aug 2021 add | DXN0908 | Deira Water Front -A,B,C,D,E,F,G,H,J & K Plot:1127144 |  | DXN5908 | DXNL0908 |  | DXB | 25.2725 | 55.297264 | ETC | Mixed Use | IBS | Dubai North | DUBAI_AL CORNICHE | 1011100 | 3CC |  | DXB_E3279G_10681_001001001 | in |  | On Air | On Air |  | Huawei | 3G+4G | HW U900 F1 | HW L1.8 F1/F2 (20+10M) + L800 F1 (15M) |  | 21 |  |  | MW
Aug 2021 add | DXN0451 | Al Nahda 1 Building (Bahwan Tower) |  | DXN5451 | DXNL0451 |  | DXB | 25.2883 | 55.361969 | ETC | Residential | IBS | Dubai North | DUBAI_AL NAHDA FIRST | 1023100 | 2CC |  | DXB_E3379F_10901_001003006 | in |  | On Air | On Air |  | Huawei | 3G+4G | HW U900 F1 | HW L1.8 F1 (20M) + L800 F1 (15M) |  | 2 |  |  | IIB
Aug 2021 add | DXN0524 | AL GHURAIR Investment Tower_Al Raffa |  | DXN5524 | DXNL0524 |  | DXB | 25.2556 | 55.293655 | ETC | Hotel | IBS | Dubai North | DUBAI_AL RAFFA | 1031600 | 3CC |  | DXB_E3279L_13212_001001001 | in |  | On Air | On Air |  | Huawei | 3G+4G | HW U900 F1 | HW L1.8 F1/F2 (20+10M) + L800 F1 (15M) |  | 6 |  |  | IIB
Aug 2021 add | SHJ0599 | Canal Star Tower |  | SHJ5599 | SHJL0599 |  | NE | 25.3238 | 55.380403 | ETC | Residential | IBS | Sharjah | Sharjah_Al Mazaj Third | 3010500 | 2CC |  | SHJ_E3380U_10217_001001002 | in |  | On Air | On Air |  | Huawei | 3G+4G | HW U900 F1 | HW L1.8 F1/F2 (20+10M) |  | 4 |  |  | IIB
Aug 2021 add | DXN5796B_PICO | Ain Dubai-Capsule-12 |  | DXN5796B_PICO | DXNL0796II |  | DXB | 25.0799 | 55.1239 | du | Commercial | Pico | Dubai South | DUBAI_MARSA DUBAI | 1039200 | 1CC |  | DXB_E3077M_10025_001003007 | in |  | On Air | On Air |  | Huawei | 3G+4G | HW U2.1 F2 | HW L1.8 F1 (20M) |  | 1 |  |  | IIB
Aug 2021 add | IAJ5827 | ENBD Tower-AJM |  | IAJ0827 | IAJL5827 |  | NE | 25.3898 | 55.4524416 | ETC | Commercial | IBS | Ajman | AJMAN_NUAIMEYA 2 | 4001200 | 2CC |  | AJM_E3380E_13574_001001001 | in |  | On Air | On Air |  | Huawei | 3G+4G | HW U900 F1 | HW L1.8 F1 (20M) + L800 F1 (15M) |  | 4 |  |  | IIB
Aug 2021 add | DXN0837 | Deira Water Front_Plot1113165 |  | DXN5837 | DXNL0837 |  | DXB | 25.2757 | 55.297690 | ETC | Commercial | IBS | Dubai North | DUBAI_AL CORNICHE | 1011100 | 2CC |  | DXB_E3279G_10691_001001001 | in |  | On Air | On Air |  | Huawei | 3G+4G | HW U900 F1 | HW L1.8 F1 (20M) + L800 F1 (15M) |  | 2 |  |  | MW
Aug 2021 add | DXN0282 | DWTC_One Central - H2 |  | DXN5282 | DXNL0282 |  | DXB | 25.2201 | 55.285051 | ETC | Commercial | IBS | Dubai North | DUBAI_TRADE CENTER SECOND | 1033600 | 2CC |  | DXB_E3279V_11052_001001004 / DXB_E3279V_11052_001002001 | in |  | On Air | On Air |  | Huawei | 3G+4G | HW U900 F1 | HW L1.8 F1 (20M) + L800 F1 (15M) |  | 4 |  |  | IIB
Aug 2021 add | DXB5636F | ATOM Expo Operations Pavilion C102 |  | DXB5636F | DXBL0636VI |  | DXB | 24.9607 | 55.154888 | ETC | Self-Built Pavilion | Small Cell | Dubai South | Dubai_Madinat Al Mataar | 1052100 | 1CC |  | DXB_E3076Y_10078_001001011 | in |  | On Air | On Air |  | Huawei | 3G+4G | HW U2.1 F2 | HW L1.8 F1 (20M) |  | 1 |  |  | IIB
Aug 2021 add | DXN0867 | Al Reem Tower Deira |  | DXN5867 | DXNL0867 |  | DXB | 25.2632 | 55.315550 | ETC | Commercial | IBS | Dubai North | DUBAI_RIGGAT AL BUTEEN | 1012500 | 2CC |  | DXB_E3279M_11199_001014002 | in |  | On Air | On Air |  | Huawei | 3G+4G | HW U900 F1 | HW L1.8 F1 (20M) + L800 F1 (15M) |  | 2 |  |  | MW
Aug 2021 add | ISH5044 | Shieka Lulu Tower-Al Nahda-SHJ |  | ISH0044 | ISHL5044 |  | NE | 25.301 | 55.3707 | ETC | Residential | IBS | Sharjah | SHARJAH_AL NAHDA | 3010200 | 2CC |  | SHJ_E3379A_10368_001001004 | in |  | On Air | On Air |  | Huawei | 3G+4G | HW U900 F1 | HW L1.8 F1 (20M) + L800 F1 (15M) |  | 4 |  |  | IIB
Aug 2021 add | DXN0231 | Emirates Star Hotel Apartments |  | DXN5231 | DXNL0231 |  | DXB | 25.2888 | 55.368371 | ETC | Hotel | IBS | Dubai North | DUBAI_AL NAHDA SECOND | 1024100 | 2CC |  | DXB_E3379F_10843_001001002 | in |  | On Air | On Air |  | Huawei | 3G+4G | HW U900 F1 | HW L1.8 F1 (20M) + L800 F1 (15M) |  | 2 |  |  | IIB
Aug 2021 add | DXN0196 | Golden Tulip Hotel Al Barsha |  | DXN5196 | DXNL0196 |  | DXB | 25.1128 | 55.190002 | ETC | Hotel | IBS | Dubai South | DUBAI_AL BARSHA FIRST | 1037300 | 2CC |  | DXB_E3177B_10333_001011001 | in |  | On Air | On Air |  | Huawei | 3G+4G | HW U900 F1 | HW L1.8 F1 (20M) + L800 F1 (15M) |  | 2 |  |  | IIB
Aug 2021 add | IDX0954E | Expo - Kazakistan Pavilion |  | IDX0954E | IDXL5954V |  | DXB | 24.9634 | 55.154755 | ETC | Self-Built Pavilion | ATOM | Dubai South | Dubai_Madinat Al Mataar | 1052100 | 1CC |  | DXB_E3076T_10165_001001002 | in |  | On Air | On Air |  | Huawei | 3G+4G | HW U2.1 F2 | HW L1.8 F1 (20M) |  | 1 |  |  | IIB
Aug 2021 add | DXB5636B | ATOM Expo Operations Pavilion C49 |  | DXB5636B | DXBL0636II |  | DXB | 24.9646 | 55.150349 | ETC | Self-Built Pavilion | Small Cell | Dubai South | Dubai_Madinat Al Mataar | 1052100 | 1CC |  | DXB_E3076T_10174_001001002 | in |  | On Air | On Air |  | Huawei | 3G+4G | HW U2.1 F2 | HW L1.8 F1 (20M) |  | 1 |  |  | IIB
Oct 2021 update | DXN5796E | Ain Dubai-Capsule-15 |  | DXN5796E_PICO | DXNL0796V |  | DXB | 25.0799 | 55.1239 | du | Commercial | Pico | Dubai South | DUBAI_MARSA DUBAI | 1039200 | 1CC |  | DXB_E3077M_10025_001003010 | in |  | On Air | On Air |  | Huawei | 3G+4G | HW U2.1 F2 | HW L1.8 F1 (20M) |  | 1 |  |  | IIB
Oct 2021 update | DXN5796D | Ain Dubai-Capsule-14 |  | DXN5796D_PICO | DXNL0796IV |  | DXB | 25.0799 | 55.1239 | du | Commercial | Pico | Dubai South | DUBAI_MARSA DUBAI | 1039200 | 1CC |  | DXB_E3077M_10025_001003009 | in |  | On Air | On Air |  | Huawei | 3G+4G | HW U2.1 F1 | HW L1.8 F1 (20M) |  | 1 |  |  | IIB
Aug 2021 add | DXN5797I | Ain Dubai-Capsule-29 |  | DXN5797I_PICO | DXNL0797IX |  | DXB | 25.0799 | 55.1239 | du | Commercial | Pico | Dubai South | DUBAI_MARSA DUBAI | 1039200 | 1CC |  | DXB_E3077M_10025_001003025 | in |  | On Air | On Air |  | Huawei | 3G+4G | HW U2.1 F2 | HW L1.8 F1 (20M) |  | 1 |  |  | IIB
Oct 2021 update | DXN5784C | Ain Dubai-Capsule-3 |  | DXN5784C_PICO | DXNL0784III |  | DXB | 25.0799 | 55.1239 | du | Commercial | Pico | Dubai South | DUBAI_MARSA DUBAI | 1039200 | 1CC |  | DXB_E3077M_10025_001003026 | in |  | On Air | On Air |  | Huawei | 3G+4G | HW U2.1 F2 | HW L1.8 F1 (20M) |  | 1 |  |  | IIB
Aug 2021 add | DXN5809A | Ain Dubai-Capsule-31 |  | DXN5809A_PICO | DXNL0809I |  | DXB | 25.0799 | 55.1239 | du | Commercial | Pico | Dubai South | DUBAI_MARSA DUBAI | 1039200 | 1CC |  | DXB_E3077M_10025_001003028 | in |  | On Air | On Air |  | Huawei | 3G+4G | HW U2.1 F2 | HW L1.8 F1 (20M) |  | 1 |  |  | IIB
Aug 2021 add | DXN5784A | Ain Dubai-Capsule-1 |  | DXN5784A_PICO | DXNL0784I |  | DXB | 25.0799 | 55.1239 | du | Commercial | Pico | Dubai South | DUBAI_MARSA DUBAI | 1039200 | 1CC |  | DXB_E3077M_10025_001003004 | in |  | On Air | On Air |  | Huawei | 3G+4G | HW U2.1 F2 | HW L1.8 F1 (20M) |  | 1 |  |  | IIB
Oct 2021 update | DXN5784D | Ain Dubai-Capsule-4 |  | DXN5784D_PICO | DXNL0784IV |  | DXB | 25.0799 | 55.1239 | du | Commercial | Pico | Dubai South | DUBAI_MARSA DUBAI | 1039200 | 1CC |  | DXB_E3077M_10025_001003037 | in |  | On Air | On Air |  | Huawei | 3G+4G | HW U2.1 F2 | HW L1.8 F1 (20M) |  | 1 |  |  | IIB
Sep 2021 add | DXB5633C | ATOM Expo Australia Pavilion |  | DXB5633C | DXBL0633III |  | DXB | 24.9582 | 55.146158 | ETC | Self-Built Pavilion | Small Cell | Dubai South | Dubai_Madinat Al Mataar | 1052100 | 1CC |  | DXB_E3076X_10037_001001003 | in |  | On Air | On Air |  | Huawei | 3G+4G | HW U2.1 F2 | HW L1.8 F1 (20M) |  | 1 |  |  | IIB
Decomm | DXN0562 | Expo - Germany Pavilion |  | 0.Decomm | 0.Decomm |  | DXB | 24.9607 | 55.154033 | ETC | Self-Built Pavilion | IBS | Dubai South | Dubai_Madinat Al Mataar | 1052100 | 3CC |  | DXB_E3076Y_10096_001001002 | OUT | [12 empty] | IIB
Sep 2021 add | IAD5677 | Aryam Tower A,B & C |  | IAD0677 | IADL5677 |  | AUH | 24.507 | 54.376693 | ETC | Mixed Use | IBS | Abu Dhabi | ABU DHABI_Al Zahiya (Tourist Club Extention) | 2500002 | 4CC |  | AUH_E2271T_11102_001001001 | in |  | On Air | On Air |  | Nokia | 3G+4G | NSN U900 F1 | NSN L18 F1/F2 (20+15M) + L800 F1 (15M) + L21 F1 (15M) |  | 10 |  |  | MW
Sep 2021 add | AUH0987 | Fairmont Marina AUH_Restaurants and Accommodation Building |  | AUH5987 | AUHL0987 |  | AUH | 24.481 | 54.321804 | ETC | Hotel | IBS | Abu Dhabi | Abu Dhabi_Al Ras Al Akhdar | 2500500 | 3CC |  | AUH_E2271V_10051_001001001 | in |  | On Air | On Air |  | Nokia | 3G+4G | NSN U900 F1 | NSN L18 F1 (20M) + L800 F1 (15M) + L21 F1 (15M) |  | 8 |  |  | MW
Sep 2021 add | AUH0985 | Fairmont Marina AUH_Common Floors & Serviced Apartments |  | AUH5985 | AUHL0985 |  | AUH | 24.4813 | 54.321821 | ETC | Residential | IBS | Abu Dhabi | ABU DHABI_Al Ras Al Akhdar | 2500500 | 2CC |  | AUH_E2271V_10051_001002001 | in |  | On Air | On Air |  | Nokia | 3G+4G | NSN U900 F1 | NSN L1800 F1 (20MHz) + L800 F1 (15Mhz) |  | 8 |  |  | MW
Sep 2021 add | IAD5814 | Shakhbout City School |  | IAD0814 | IADL5814 |  | AUH | 24.3714 | 54.639525 | ETC | University/School | IBS | Abu Dhabi | ABU DHABI_SHAKHBOUT CITY | 2004500 | 2CC |  | AUH_E2569H_10180_001001001 | in |  | On Air | On Air |  | Nokia | 3G+4G | NSN U900 F1 | NSN L1800 F1 (20MHz) + L800 F1 (15Mhz) |  | 2 |  |  | IIB
Sep 2021 add | IAD5535 | Kamala Tower |  | IAD0535 | IADL5535 |  | AUH | 24.4735 | 54.347547 | ETC | Commercial | IBS | Abu Dhabi | ABU DHABI_Al Khalidiya | 2501300 | 4CC |  | AUH_E2270D_10120_001001001 | in |  | On Air | On Air |  | Nokia | 3G+4G | NSN U900 F1 | NSN L18 F1/F2 (20+15M) + L800 F1 (15M) + L21 F1 (15M) |  | 2 |  |  | IIB
Sep 2021 add | AUH0986 | Fairmont Marina AUH_Hotel |  | AUH5986 | AUHL0986 |  | AUH | 24.481 | 54.321804 | ETC | Hotel | IBS | Abu Dhabi | Abu Dhabi_Al Ras Al Akhdar | 2500500 | 2CC |  | AUH_E2271V_10051_001003001 | in |  | On Air | On Air |  | Nokia | 3G+4G | NSN U900 F1 | NSN L1800 F1 (20MHz) + L800 F1 (15Mhz) |  | 6 |  |  | MW
Sep 2021 add | IAD5680 | Khalifa Complex Towers-A |  | IAD0680 | IADL5680 |  | AUH | 24.4942 | 54.38277 | ETC | Mixed Use | IBS | Abu Dhabi | ABU DHABI_Tourist Club Area | 2500100 | 2CC |  | AUH_E2271Y_11176_001012037 | in |  | On Air | On Air |  | Nokia | 3G+4G | NSN U900 F1 | NSN L1800 F1 (20MHz) + L800 F1 (15Mhz) |  | 4 |  |  | MW
Sep 2021 add | IAD5403 | Airport Tower (W14_02-C19) Al Karamah |  | IAD0403 | IADL5403 |  | AUH | 24.466 | 54.373807 | du | Residential | IBS | Abu Dhabi | ABU DHABI_Al Karamah | 2501400 | 3CC |  | AUH_E2270E_10927_001001001 | in |  | On Air | On Air |  | Nokia | 3G+4G | NSN U900 F1 | NSN L18 F1 (20M) + L800 F1 (15M) + L21 F1 (15M) |  | 2 |  |  | MW
Sep 2021 add | IAD5260 | Hamad Mubarak Salem Raghash Al Shamsi (RBW10 -3) |  | IAD0260 | IADL5260 |  | AUH | 24.4429 | 54.584359 | du | Residential | IBS | Abu Dhabi | Abu Dhabi_Shatie Al Raha | 2042400 | 2CC |  | AUH_E2570K_10077_001001001 | in |  | On Air | On Air |  | Nokia | 3G+4G | NSN U900 F1 | NSN L1800 F1 (20MHz) + L800 F1 (15Mhz) |  | 2 |  |  | MW
Sep 2021 add | IAD5453 | Underground Parking - Liwa Street (E6) - CP6 |  | IAD0453 | IADL5453 |  | AUH | 24.4888 | 54.359443 | ETC | Parking | IBS | Abu Dhabi | Abu Dhabi_Al Markaziyah | 2500200 | 2CC |  | AUH_E2271X_10784_001001001 | in |  | On Air | On Air |  | Nokia | 3G+4G | NSN U900 F1 | NSN L1800 F1 (20MHz) + L800 F1 (15Mhz) |  | 2 |  |  | IIB
Sep 2021 add | IAD5711 | Department of Presidential Aff |  | IAD0711 | IADL5711 |  | AUH | 24.4571 | 54.331225 | ETC | Government | IBS | Abu Dhabi | ABU DHABI_Al Bateen | 2500600 | 2CC |  | AUH_E2270H_11237_001002002 | in |  | On Air | On Air |  | Nokia | 3G+4G | NSN U900 F1 | NSN L18 F1/F2 (20+15M) |  | 2 |  |  | IIB
Sep 2021 add | DXN0493 | Expo India Pavilion |  | DXN5493 | DXNL0493 |  | DXB | 24.9616 | 55.155736 | ETC | Self-Built Pavilion | IBS | Dubai South | Dubai_Madinat Al Mataar | 1052100 | 3CC |  | DXB_E3076Y_10054_001002001 | in |  | On Air | On Air |  | Huawei | 3G+4G | HW U900 F1 | HW L1.8 F1/F2 (20+15M) + L800 F1 (15M) |  | 2 |  |  | IIB
Sep 2021 add | DXN0733 | Madinat Jumeirah Living PH1 |  | DXN5733 | DXNL0733 |  | DXB | 25.137 | 55.188908 | du | Residential | IBS | Dubai South | DUBAI_UMM SUQEIM THIRD | 1036600 | 2CC |  | DXB_E3178V_11726_001011001 / DXB_E3178V_11726_001009013 | in |  | On Air | On Air |  | Huawei | 3G+4G | HW U900 F1 | HW L1.8 F1 (20M) + L800 F1 (15M) |  | 4 |  |  | IIB
Sep 2021 Update | DXN0590 | Expo - UAE Pavilion |  | DXN5590 | DXNL0590 | DXNNR0590 | DXB | 24.9613 | 55.152012 | ETC | Exhibition / Theater | IBS | Dubai South | Dubai_Madinat Al Mataar | 1052100 | 3CC | Yes | DXB_E3076Y_10051_001002003 | in |  | On Air | On Air | On Air | Huawei | 3G+4G+5G | HW U900 F1 | HW L1.8 F1/F2 (20+15M) + L800 F1 (15M) | 1CC | 2/1 | 0/58 | N78 F1 | IIB
Sep 2021 add | DXN0332 | Rove Hotel _City Walk |  | DXN5332 | DXNL0332 |  | DXB | 25.2054 | 55.267810 | ETC | Hotel | IBS | Dubai North | DUBAI_AL WASL | 1034300 | 2CC |  | DXB_E3278A_11684_001002005 | in |  | On Air | On Air |  | Huawei | 3G+4G | HW U900 F1 | HW L1.8 F1 (20M) + L800 F1 (15M) |  | 4 |  |  | IIB
Sep 2021 add | ISH5063 | Maryam Beach Residence 2 |  | ISH0063 | ISHL5063 |  | NE | 25.3233 | 55.361366 | ETC | Residential | IBS | Sharjah | SHARJAH_AL KHAN | 3010300 | 2CC |  | SHJ_E3380U_10258_001002061 / SHJ_E3380U_10258_001007059 | in |  | On Air | On Air |  | Huawei | 3G+4G | HW U900 F1 | HW L1.8 F1 (20M) + L800 F1 (15M) |  | 10 |  |  | IIB
Sep 2021 add | DXN0222 | The Square Tower |  | DXN5222 | DXNL0222 |  | DXB | 25.0465 | 55.206178 | du | Commercial & Residential | IBS | Dubai South | DUBAI_AL BARSHA SOUTH FOURTH (JUMEIRAH VILLAGE SOUTH) | 1068100 | 3CC |  | DXB_E3177W_11240_001003006 | in |  | On Air | On Air |  | Huawei | 3G+4G | HW U900 F1 | HW L1.8 F1/F2 (20+15M) + L800 F1 (15M) |  | 6 |  |  | IIB
Sep 2021 add | ISH5087 | Hili Tower Block B-SHJ |  | ISH0087 | ISHL5087 |  | NE | 25.2989 | 55.370629 | ETC | Residential | IBS | Sharjah | SHARJAH_AL NAHDA | 3010200 | 3CC |  | SHJ_E3379A_10385_001001001 | in |  | On Air | On Air |  | Huawei | 3G+4G | HW U900 F1 | HW L1.8 F1/F2 (20+15M) + L800 F1 (15M) |  | 4 |  |  | IIB
Sep 2021 add | AJM0679 | Al Ghumlasi Tower 1-AJM |  | AJM5679 | AJML0679 |  | NE | 25.3921 | 55.4344 | ETC | Residential | IBS | Ajman | AJMAN_NUAIMEYA 3 | 4001300 | 2CC |  | AJM_E3380D_11280_001001002 | in |  | On Air | On Air |  | Huawei | 3G+4G | HW U900 F1 | HW L1.8 F1 (20M) + L800 F1 (15M) |  | 4 |  |  | IIB
Sep 2021 add | DXB5153I | ATOM Noon Warehouse DWC |  | DXB5153I | DXBL0153IX |  | DXB | 24.8739 | 55.147344 | du | Warehouse | Small Cell | Dubai South | DUBAI_MADINAT AL MATAAR | 1052100 | 1CC |  | DXB_E3075S_10019_001001003 | in |  | On Air | On Air |  | Huawei | 3G+4G | HW U2.1 F2 | HW L1.8 F1 (20M) |  | 1 |  |  | IIB
Sep 2021 add | SHJ0907 | Sahara Mall West Expansion |  | SHJ5907 | SHJL0907 | SHJNR0907 | NE | 25.298 | 55.369458 | ETC | Mall | IBS | Sharjah | SHARJAH_AL NAHDA | 3010200 | 4CC | Yes | SHJ_E3379A_10378_001004016 / SHJ_E3379A_10378_001012002 | in |  | On Air | On Air | On Air | Huawei | 3G+4G+5G | HW U900 F1 | HW L1.8 F1/F2 (20+10M) + L800 F1 (15M) +L21 (15M) | 1CC | 6 | 3/0 | N41 | IIB
Sep 2021 add | DXN0783 | Pluto Residential Building |  | DXN5783 | DXNL0783 |  | DXB | 25.088 | 55.385222 | du | Residential | IBS | Dubai South | DUBAI_WADI AL SAFA 5 (DUBAI LAND) | 1064800 | 2CC |  | DXB_E3377L_10167_001017003 | in |  | On Air | On Air |  | Huawei | 3G+4G | HW U900 F1 | HW L1.8 F1 (20M) + L800 F1 (15M) |  | 2 |  |  | IIB
Decomm | DXB5687B | ATOM Expo Thailand Pavilion |  | 0.Decomm | 0.Decomm |  | DXB | 24.9569 | 55.148646 | ETC | Self-Built Pavilion | Small Cell | Dubai South | Dubai_Madinat Al Mataar | 1052100 | 1CC |  | DXB_E3076Y_10059_001001003 | OUT | [12 empty] | IIB
Sep 2021 add | ISH5086 | Hili Tower Block A-SHJ |  | ISH0086 | ISHL5086 |  | NE | 25.2986 | 55.370616 | ETC | Residential | IBS | Sharjah | SHARJAH_AL NAHDA | 3010200 | 3CC |  | SHJ_E3379A_10242_001001004 | in |  | On Air | On Air |  | Huawei | 3G+4G | HW U900 F1 | HW L1.8 F1/F2 (20+15M) + L800 F1 (15M) |  | 4 |  |  | IIB
Sep 2021 add | DXN0200 | Visa Middle East HQ Building Al Safouh 2 |  | DXN5200 | DXNL0200 |  | DXB | 25.1029 | 55.169212 | du | Commercial | IBS | Dubai South | Dubai_Al Safouh Second | 1038200 | 2CC |  | DXB_E3177F_11104_001011001 | in |  | On Air | On Air |  | Huawei | 3G+4G | HW U900 F1 | HW L1.8 F1 (20M) + L800 F1 (15M) |  | 2 |  |  | IIB
Sep 2021 add | IAJ5829 | Al Shab Tower-AJM |  | IAJ0829 | IAJL5829 |  | NE | 25.4081 | 55.443925 | ETC | 0 | IBS | Ajman | AJMAN_LIWARA 1 | 4001402 | 3CC |  | AJM_E3381Y_13652_001001001 | in |  | On Air | On Air |  | Huawei | 3G+4G | HW U900 F1 | HW L1.8 F1/F2 (20+15M) + L800 F1 (15M) |  | 2 |  |  | IIB
Sep 2021 Update | DXN0497 | Expo DP World Pavilion |  | DXN5497 | DXNL0497 | DXNNR0497 | DXB | 24.9581 | 55.152822 | ETC | Self-Built Pavilion | IBS | Dubai South | Dubai_Madinat Al Mataar | 1052100 | 3CC |  | DXB_E3076T_10164_001001003 | in |  | On Air | On Air | On Air | Huawei | 3G+4G+5G | HW U900 F1 | HW L1.8 F1/F2 (20+15M) + L800 F1 (15M) | 1CC | 2 | 0/16 | N78 F1 | IIB
Sep 2021 Update | IDX0954F | Expo - China Pavilion |  | IDX0954F | IDXL5954VI | IDXNR5954F | DXB | 24.9651 | 55.153539 | ETC | Self-Built Pavilion | ATOM | Dubai South | Dubai_Madinat Al Mataar | 1052100 | 1CC |  | DXB_E3076T_10178_001001003 | in |  | On Air | On Air | On Air | Huawei | 3G+4G+5G | HW U2.1 F2 | HW L1.8 F1 (20M) | 1CC | 1 | 0/11 | N78 F1 | IIB
Sep 2021 add | ISH5060 | Double Tree Hotel_Al Majaz |  | ISH0060 | ISHL5060 |  | NE | 25.3262 | 55.391288 | ETC | Hotel | IBS | Sharjah | SHARJAH_AL MAZAJ SECOND | 3010700 | 2CC |  | SHJ_E3380Q_10046_001001001 / SHJ_E3380Q_10046_001002001 | in |  | On Air | On Air |  | Huawei | 3G+4G | HW U900 F1 | HW L1.8 F1 (20M) + L800 F1 (15M) |  | 9 |  |  | IIB
Sep 2021 add | FUJ0677 | Al Hilal Business Tower_Fujairah |  | FUJ5677 | FUJL0677 |  | NE | 25.1619 | 56.3453889 | ETC | Residential | IBS | Fujairah | FUJAIRAH_Al Hilal City | 6000011 | 2CC |  | FJR_E4278T_10597_001001001 | in |  | On Air | On Air |  | Huawei | 3G+4G | HW U900 F1 | HW L1.8 F1/F2 (20+10M) |  | 4 |  |  | IIB
Sep 2021 add | DXN0855 | AB Plaza - 8_AL MAMZAR |  | DXN5855 | DXNL0855 |  | DXB | 25.2838 | 55.356213 | ETC | Residential | IBS | Dubai North | DUBAI_AL MAMZAR | 1013400 | 2CC |  | DXB_E3279J_11803_001018003 | in |  | On Air | On Air |  | Huawei | 3G+4G | HW U900 F1 | HW L1.8 F1 (20M) + L800 F1 (15M) |  | 4 |  |  | IIB
Sep 2021 add | SHJ0586 | Pearl Tower (Thuraya Tower) |  | SHJ5586 | SHJL0586 |  | NE | 25.3293 | 55.36957 | ETC | Residential | IBS | Sharjah | SHARJAH_AL KHAN | 3010300 | 2CC |  | SHJ_E3380P_10089_001001001 | in |  | On Air | On Air |  | Huawei | 3G+4G | HW U900 F1 | HW L1.8 F1 (20M) + L800 F1 (15M) |  | 4 |  |  | IIB
Decomm | IDX0234B | ATOM Expo Italy Pavilion |  | 0.Decomm | 0.Decomm |  | DXB | 24.9613 | 55.155175 | ETC | Self-Built Pavilion | ATOM | Dubai South | Dubai_Madinat Al Mataar | 1052100 | 1CC |  | DXB_E3076Y_10055_001001003 | OUT | [12 empty] | IIB
Sep 2021 add | DXN0415 | Expo - Spain Pavilion |  | DXN5415 | DXNL0415 |  | DXB | 24.96 | 55.155297 | ETC | Self-Built Pavilion | IBS | Dubai South | Dubai_Madinat Al Mataar | 1052100 | 3CC |  | DXB_E3076Y_10056_001002002 | in |  | On Air | On Air |  | Huawei | 3G+4G | HW U900 F1 | HW L1.8 F1/F2 (20+15M) + L800 F1 (15M) |  | 2 |  |  | IIB
Sep 2021 add | DXN0284 | Marina Tower |  | DXN5284 | DXNL0284 |  | DXB | 25.0781 | 55.140888 | du | Residential | IBS | Dubai South | DUBAI_MARSA DUBAI | 1039200 | 2CC |  | DXB_E3077N_10809_001003018 | in |  | On Air | On Air |  | Huawei | 3G+4G | HW U900 F1 | HW L1.8 F1 (20M) + L800 F1 (15M) |  | 6 |  |  | IIB
Sep 2021 add | SHJ0747 | Al Salaam Tower_Al Khan |  | SHJ5747 | SHJL0747 |  | NE | 25.3157 | 55.365482 | ETC | Residential | IBS | Sharjah | SHARJAH_AL KHAN | 3010300 | 2CC |  | SHJ_E3380U_10140_001001006 | in |  | On Air | On Air |  | Huawei | 3G+4G | HW U900 F1 | HW L1.8 F1 (20M) + L800 F1 (15M) |  | 12 |  |  | IIB
Sep 2021 add | SHJ0303 | City Gate Tower |  | SHJ5303 | SHJL0303 |  | NE | 25.3322 | 55.3708 | ETC | Commercial | IBS | Sharjah | SHARJAH_AL MAZAJ THIRD | 3010500 | 2CC |  | SHJ_E3380P_10032_001002001 | in |  | On Air | On Air |  | Huawei | 3G+4G | HW U900 F1 | HW L1.8 F1 (20M) + L800 F1 (15M) |  | 4 |  |  | IIB
Decomm | DXB5633G | ATOM Expo Ireland Pavilion |  | 0.Decomm | 0.Decomm |  | DXB | 24.9571 | 55.149918 | ETC | Self-Built Pavilion | Small Cell | Dubai South | Dubai_Madinat Al Mataar | 1052100 | 1CC |  | DXB_E3076Y_10077_001001003 | OUT |  |  |  |  | Huawei | 3G+4G | HW U2.1 F2 | HW L1.8 F1 (20M) |  | 1 |  |  | IIB
Sep 2021 add | DXB5633F | ATOM Expo Sweden Pavilion |  | DXB5633F | DXBL0633VI | DXBNR0633F | DXB | 24.9574 | 55.154676 | ETC | Self-Built Pavilion | Small Cell | Dubai South | Dubai_Madinat Al Mataar | 1052100 | 1CC |  | DXB_E3076Y_10087_001001003 | in |  | On Air | On Air | On Air | Huawei | 3G+4G+5G | HW U2.1 F2 | HW L1.8 F1 (20M) | 1CC | 1 | 0/3 | N78 F1 | IIB
Decomm | IDX0971A | Expo - Netherlands Pavilion |  | 0.Decomm | 0.Decomm |  | DXB | 24.9592 | 55.155887 | ETC | Self-Built Pavilion | Small Cell | Dubai South | Dubai_Madinat Al Mataar | 1052100 | 1CC |  | DXB_E3076Y_10053_001002002 | OUT | [12 empty] | IIB
Sep 2021 add | IDX0954H | ATOM Expo Poland Pavilion |  | IDX0954H | IDXL5954VIII |  | DXB | 24.9576 | 55.149277 | ETC | Self-Built Pavilion | ATOM | Dubai South | Dubai_Madinat Al Mataar | 1052100 | 1CC |  | DXB_E3076Y_10092_001003002 | in |  | On Air | On Air |  | Huawei | 3G+4G | HW U2.1 F2 | HW L1.8 F1 (20M) |  | 1 |  |  | IIB
Sep 2021 add | DXB5636G | ATOM Expo Operations Pavilion C198 |  | DXB5636G | DXBL0636VII |  | DXB | 24.9614 | 55.155641 | ETC | Self-Built Pavilion | Small Cell | Dubai South | Dubai_Madinat Al Mataar | 1052100 | 1CC |  | DXB_E3076Y_10112_001001002 | in |  | On Air | On Air |  | Huawei | 3G+4G | HW U2.1 F2 | HW L1.8 F1 (20M) |  | 1 |  |  | IIB
Sep 2021 add | DXN0421 | Expo Morocco Pavilion |  | DXN5421 | DXNL0421 |  | DXB | 24.9633 | 55.152196 | ETC | Self-Built Pavilion | IBS | Dubai South | Dubai_Madinat Al Mataar | 1052100 | 3CC |  | DXB_E3076T_10194_001002003 | in |  | On Air | On Air |  | Huawei | 3G+4G | HW U900 F1 | HW L1.8 F1/F2 (20+15M) + L800 F1 (15M) |  | 2 |  |  | IIB
Sep 2021 add | IDX5321 | Paramount Hotel and Residential Upper Part |  | IDX0321 | IDXL5321 |  | DXB | 25.1935 | 55.265269 | du | Hotel | IBS | Dubai North | DUBAI_BURJ KHALIFA (BUSINESS BAY) | 1034500 | 2CC | Yes | DXB_E3278F_10733_001015003; DXB_E3278F_10733_001024003; DXB_E3278F_10733_001034017; DXB_E3278F_10733_001044015; DXB_E3278F_10733_001054015; DXB_E3278F_10733_001064015 | in |  | On Air | On Air |  | Huawei | 3G+4G | HW U900 F1 | HW L1.8 F1 (20M) + L800 F1 (15M) |  | 8 |  |  | IIB
Sep 2021 add | DXN5796H_PICO | Ain Dubai-Capsule-18 |  | DXN5796H_PICO | DXNL0796VIII |  | DXB | 25.0799 | 55.1239 | du | Commercial | Pico | Dubai South | DUBAI_MARSA DUBAI | 1039200 | 1CC |  | DXB_E3077M_10025_001003013 | in |  | On Air | On Air |  | Huawei | 3G+4G | HW U2.1 F2 | HW L1.8 F1 (20M) |  | 1 |  |  | IIB
Sep 2021 add | IDX5319 | Paramount Hotel and Residential Lower Part |  | IDX0319 | IDXL5319 |  | DXB | 25.1935 | 55.265269 | du | Hotel | IBS | Dubai North | Dubai_Burj Khalifa (Business Bay) | 1034500 | 2CC | Yes | DXB_E3278F_10733_001015002; DXB_E3278F_10733_001024002; DXB_E3278F_10733_001034016; DXB_E3278F_10733_001044014: DXB_E3278F_10733_001054014; DXB_E3278F_10733_001064014 | in |  | On Air | On Air |  | Huawei | 3G+4G | HW U900 F1 | HW L1.8 F1 (20M) + L800 F1 (15M) |  | 10 |  |  | IIB
Sep 2021 add | DXN5809G_PICO | Ain Dubai-Capsule-37 |  | DXN5809G_PICO | DXNL0809VII |  | DXB | 25.0799 | 55.1239 | du | Commercial | Pico | Dubai South | DUBAI_MARSA DUBAI | 1039200 | 1CC |  | DXB_E3077M_10025_001003034 | in |  | On Air | On Air |  | Huawei | 3G+4G | HW U2.1 F2 | HW L1.8 F1 (20M) |  | 1 |  |  | IIB
Sep 2021 add | DXN0751 | Grand Kingsgate Waterfont Al Jadaf |  | DXN5751 | DXNL0751 |  | DXB | 25.2265 | 55.340423 | du | Hotel | IBS | Dubai North | DUBAI_AL JADAF | 1032600 | 2CC |  | DXB_E3279X_10652_001008002 | in |  | On Air | On Air |  | Huawei | 3G+4G | HW U900 F1 | HW L1.8 F1 (20M) + L800 F1 (15M) |  | 2 |  |  | IIB
Sep 2021 add | DXN5809D_PICO | Ain Dubai-Capsule-34 |  | DXN5809D_PICO | DXNL0809IV |  | DXB | 25.0799 | 55.1239 | du | Commercial | Pico | Dubai South | DUBAI_MARSA DUBAI | 1039200 | 1CC |  | DXB_E3077M_10025_001003031 | in |  | On Air | On Air |  | Huawei | 3G+4G | HW U2.1 F2 | HW L1.8 F1 (20M) |  | 1 |  |  | IIB
Decomm | DXB5633B | Expo Columbia Pavilion Book RRU |  | 0.Decomm | 0.Decomm |  | DXB | 24.9657 | 55.1534 | ETC | Self-Built Pavilion | Small Cell | Dubai South | Dubai_Madinat Al Mataar | 1052100 | 1CC |  | DXB_E3076T_10198_001001003 | OUT | [12 empty] | IIB
Sep 2021 add | DXN0930 | Zabeel Tower_SZR |  | DXN5930 | DXNL0930 |  | DXB | 25.2169 | 55.27809 | ETC | Residential | IBS | Dubai North | DUBAI_TRADE CENTER FIRST | 1033500 | 2CC |  | AJM_E3381Y_13943_001006001 | in |  | On Air | On Air |  | Huawei | 3G+4G | HW U900 F1 | HW L1.8 F1/F2 (20+10M) |  | 4 |  |  | IIB
Sep 2021 add | DXB5687H | ATOM Expo Falcon Pavilion |  | DXB5687H | DXBL0687VIII |  | DXB | 24.9597 | 55.152982 | ETC | Self-Built Pavilion | Small Cell | Dubai South | Dubai_Madinat Al Mataar | 1052100 | 1CC |  | DXB_E3076Y_10018_001001001 | in |  | On Air | On Air |  | Huawei | 3G+4G | HW U2.1 F2 | HW L1.8 F1 (20M) |  | 1 |  |  | IIB
Sep 2021 add | DXB5636E | ATOM Expo Operations Pavilion C345 |  | DXB5636E | DXBL0636V |  | DXB | 24.9634 | 55.149233 | ETC | Self-Built Pavilion | Small Cell | Dubai South | Dubai_Madinat Al Mataar | 1052100 | 1CC |  | DXB_E3076T_10196_001001002 | in |  | On Air | On Air |  | Huawei | 3G+4G | HW U2.1 F2 | HW L1.8 F1 (20M) |  | 1 |  |  | IIB
Sep 2021 add | DXB5636A | ATOM Expo Live Pavilion |  | DXB5636A | DXBL0636I |  | DXB | 24.9632 | 55.150933 | ETC | Self-Built Pavilion | Small Cell | Dubai South | DUBAI_MADINAT AL MATAAR | 1052100 | 1CC |  | DXB_E3076T_10205_001001003 | in |  | On Air | On Air |  | Huawei | 3G+4G | HW U2.1 F2 | HW L1.8 F1 (20M) |  | 1 |  |  | IIB
Sep 2021 add | IDX0234C | Expo - Kuwait Pavilion |  | IDX0234C | IDXL5234III |  | DXB | 24.9582 | 55.152347 | ETC | Self-Built Pavilion | ATOM | Dubai South | Dubai_Madinat Al Mataar | 1052100 | 1CC |  | DXB_E3076Y_10062_001001003 | in |  | On Air | On Air |  | Huawei | 3G+4G | HW U2.1 F2 | HW L1.8 F1 (20M) |  | 1 |  |  | IIB
Sep 2021 add | DXN5797E_PICO | Ain Dubai-Capsule-25 |  | DXN5797E_PICO | DXNL0797V |  | DXB | 25.0799 | 55.1239 | du | Commercial | Pico | Dubai South | DUBAI_MARSA DUBAI | 1039200 | 1CC |  | DXB_E3077M_10025_001003021 | in |  | On Air | On Air |  | Huawei | 3G+4G | HW U2.1 F2 | HW L1.8 F1 (20M) |  | 1 |  |  | IIB
Sep 2021 add | DXB5687A | ATOM Expo Czech Republic Pavilion |  | DXB5687A | DXBL0687I |  | DXB | 24.9588 | 55.156328 | ETC | Self-Built Pavilion | Small Cell | Dubai South | Dubai_Madinat Al Mataar | 1052100 | 1CC |  | DXB_E3076Y_10107_001003003 | in |  | On Air | On Air |  | Huawei | 3G+4G | HW U2.1 F2 | HW L1.8 F1 (20M) |  | 1 |  |  | IIB
Sep 2021 add | DXN5797A_PICO | Ain Dubai-Capsule-21 |  | DXN5797A_PICO | DXNL0797I |  | DXB | 25.0799 | 55.1239 | du | Commercial | Pico | Dubai South | DUBAI_MARSA DUBAI | 1039200 | 1CC |  | DXB_E3077M_10025_001003017 | in |  | On Air | On Air |  | Huawei | 3G+4G | HW U2.1 F2 | HW L1.8 F1 (20M) |  | 1 |  |  | IIB
Sep 2021 add | IDX0954D | Expo - Azerbaijan Pavilion |  | IDX0954D | IDXL5954IV |  | DXB | 24.9575 | 55.153716 | ETC | Self-Built Pavilion | ATOM | Dubai South | Dubai_Madinat Al Mataar | 1052100 | 1CC |  | DXB_E3076Y_10061_001001003 | in |  | On Air | On Air |  | Huawei | 3G+4G | HW U2.1 F2 | HW L1.8 F1 (20M) |  | 1 |  |  | IIB
Sep 2021 add | DXN0692 | TALAL BUILDING |  | DXN5692 | DXNL0692 |  | DXB | 25.0653 | 55.21771 | du | Residential | IBS | Dubai South | DUBAI_AL BARSHA SOUTH FOURTH (JUMEIRAH VILLAGE SOUTH) | 1068100 | 2CC |  | DXB_E3177R_11421_001001002 | in |  | On Air | On Air |  | Huawei | 3G+4G | HW U900 F1 | HW L1.8 F1 (20M) + L800 F1 (15M) |  | 4 |  |  | IIB
Sep 2021 add | DXB5636H | ATOM Expo Lithuania Pavilion |  | DXB5636H | DXBL0636VIII |  | DXB | 24.9573 | 55.154983 | ETC | Self-Built Pavilion | Small Cell | Dubai South | Dubai_Madinat Al Mataar | 1052100 | 1CC |  | DXB_E3076Y_10102_001001002 | in |  | On Air | On Air |  | Huawei | 3G+4G | HW U2.1 F2 | HW L1.8 F1 (20M) |  | 1 |  |  | IIB
Sep 2021 add | DXB5153C | ATOM Expo-Venezuela Pavilion |  | DXB5153C | DXBL0153III |  | DXB | 24.9577 | 55.152185 | ETC | Self-Built Pavilion | ATOM | Dubai South | DUBAI_MADINAT AL MATAAR | 1052100 | 1CC |  | DXB_E3076Y_10110_001001003 | in |  | On Air | On Air |  | Huawei | 3G+4G | HW U2.1 F2 | HW L1.8 F1 (20M) |  | 1 |  |  | IIB
Sep 2021 add | DXN5797D_PICO | Ain Dubai-Capsule-24 |  | DXN5797D_PICO | DXNL0797IV |  | DXB | 25.0799 | 55.1239 | du | Commercial | Pico | Dubai South | DUBAI_MARSA DUBAI | 1039200 | 1CC |  | DXB_E3077M_10025_001003020 | in |  | On Air | On Air |  | Huawei | 3G+4G | HW U2.1 F2 | HW L1.8 F1 (20M) |  | 1 |  |  | IIB
Sep 2021 add | DXN5829E_PICO | Ain Dubai-Capsule-45 |  | DXN5829E_PICO | DXNL0829V |  | DXB | 25.0799 | 55.1239 | du | Commercial | Pico | Dubai South | DUBAI_MARSA DUBAI | 1039200 | 1CC |  | DXB_E3077M_10025_001003043 | in |  | On Air | On Air |  | Huawei | 3G+4G | HW U2.1 F2 | HW L1.8 F1 (20M) |  | 1 |  |  | IIB
Sep 2021 add | DXB5636C | ATOM Expo Operations Pavilion C326(4803) |  | DXB5636C | DXBL0636III |  | DXB | 24.9561 | 55.151596 | ETC | Self-Built Pavilion | Small Cell | Dubai South | Dubai_Madinat Al Mataar | 1052100 | 1CC |  | DXB_E3076Y_10105_001001002 | in |  | On Air | On Air |  | Huawei | 3G+4G | HW U2.1 F2 | HW L1.8 F1 (20M) |  | 1 |  |  | IIB
Sep 2021 add | DXN0542 | Azizi Star Hotel Apartments at Al Furjan |  | DXN5542 | DXNL0542 |  | DXB | 25.0247 | 55.139161 | du | Residential | IBS | Dubai South | Dubai_Jabal Ali Gardens | 1059102 | 2CC |  | DXB_E3076D_10875_001005038 | in |  | On Air | On Air |  | Huawei | 3G+4G | HW U900 F1 | HW L1.8 F1 (20M) + L800 F1 (15M) |  | 4 |  |  | IIB
Sep 2021 add | DXB5687G | ATOM Expo Brunei Pavilion |  | DXB5687G | DXBL0687VII |  | DXB | 24.9664 | 55.152064 | ETC | Self-Built Pavilion | Small Cell | Dubai South | Dubai_Madinat Al Mataar | 1052100 | 1CC |  | DXB_E3076T_10195_001001003 | in |  | On Air | On Air |  | Huawei | 3G+4G | HW U2.1 F2 | HW L1.8 F1 (20M) |  | 1 |  |  | IIB
Sep 2021 add | DXN5797C_PICO | Ain Dubai-Capsule-23 |  | DXN5797C_PICO | DXNL0797III |  | DXB | 25.0799 | 55.1239 | du | Commercial | Pico | Dubai South | DUBAI_MARSA DUBAI | 1039200 | 1CC |  | DXB_E3077M_10025_001003019 | in |  | On Air | On Air |  | Huawei | 3G+4G | HW U2.1 F2 | HW L1.8 F1 (20M) |  | 1 |  |  | IIB
Sep 2021 add | DXN5797J_PICO | Ain Dubai-Capsule-30 |  | DXN5797J_PICO | DXNL0797X |  | DXB | 25.0799 | 55.1239 | du | Commercial | Pico | Dubai South | DUBAI_MARSA DUBAI | 1039200 | 1CC |  | DXB_E3077M_10025_001003027 | in |  | On Air | On Air |  | Huawei | 3G+4G | HW U2.1 F2 | HW L1.8 F1 (20M) |  | 1 |  |  | IIB
Sep 2021 add | DXN5797F_PICO | Ain Dubai-Capsule-26 |  | DXN5797F_PICO | DXNL0797VI |  | DXB | 25.0799 | 55.1239 | du | Commercial | Pico | Dubai South | DUBAI_MARSA DUBAI | 1039200 | 1CC |  | DXB_E3077M_10025_001003022 | in |  | On Air | On Air |  | Huawei | 3G+4G | HW U2.1 F2 | HW L1.8 F1 (20M) |  | 1 |  |  | IIB
Sep 2021 add | DXN5796I_PICO | Ain Dubai-Capsule-19 |  | DXN5796I_PICO | DXNL0796IX |  | DXB | 25.0799 | 55.1239 | du | Commercial | Pico | Dubai South | DUBAI_MARSA DUBAI | 1039200 | 1CC |  | DXB_E3077M_10025_001003014 | in |  | On Air | On Air |  | Huawei | 3G+4G | HW U2.1 F2 | HW L1.8 F1 (20M) |  | 1 |  |  | IIB
Sep 2021 add | DXN5784J_PICO | Ain Dubai-Capsule-10 |  | DXN5784J_PICO | DXNL0784X |  | DXB | 25.0799 | 55.1239 | du | Commercial | Pico | Dubai South | DUBAI_MARSA DUBAI | 1039200 | 1CC |  | DXB_E3077M_10025_001003005 | in |  | On Air | On Air |  | Huawei | 3G+4G | HW U2.1 F2 | HW L1.8 F1 (20M) |  | 1 |  |  | IIB
Sep 2021 add | DXN0825 | Dubai CommerCity CUC Building_Umm Ramool |  | DXN5825 | DXNL0825 |  | DXB | 25.2329 | 55.37072 | ETC | Government | IBS | Dubai North | DUBAI_UMM RAMOOL | 1021500 | 2CC |  | DXB_E3379U_12282_001001001 | in |  | On Air | On Air |  | Huawei | 3G+4G | HW U900 F1 | HW L1.8 F1 (20M) + L800 F1 (15M) |  | 2 |  |  | IIB
Sep 2021 add | DXN5796J_PICO | Ain Dubai-Capsule-20 |  | DXN5796J_PICO | DXNL0796X |  | DXB | 25.0799 | 55.1239 | du | Commercial | Pico | Dubai South | DUBAI_MARSA DUBAI | 1039200 | 1CC |  | DXB_E3077M_10025_001003016 | in |  | On Air | On Air |  | Huawei | 3G+4G | HW U2.1 F2 | HW L1.8 F1 (20M) |  | 1 |  |  | IIB
Sep 2021 add | DXN5829A_PICO | Ain Dubai-Capsule-41 |  | DXN5829A_PICO | DXNL0829I |  | DXB | 25.0799 | 55.1239 | du | Commercial | Pico | Dubai South | DUBAI_MARSA DUBAI | 1039200 | 1CC |  | DXB_E3077M_10025_001003039 | in |  | On Air | On Air |  | Huawei | 3G+4G | HW U2.1 F2 | HW L1.8 F1 (20M) |  | 1 |  |  | IIB
Sep 2021 add | DXB5633H | ATOM Expo Ukraine Pavilion |  | DXB5633H | DXBL0633VIII |  | DXB | 24.9643 | 55.150206 | ETC | Self-Built Pavilion | Small Cell | Dubai South | Dubai_Madinat Al Mataar | 1052100 | 1CC |  | DXB_E3076T_10197_001001002 | in |  | On Air | On Air |  | Huawei | 3G+4G | HW U2.1 F2 | HW L1.8 F1 (20M) |  | 1 |  |  | IIB
Sep 2021 add | DXN5809I_PICO | Ain Dubai-Capsule-39 |  | DXN5809I_PICO | DXNL0809IX |  | DXB | 25.0799 | 55.1239 | du | Commercial | Pico | Dubai South | DUBAI_MARSA DUBAI | 1039200 | 1CC |  | DXB_E3077M_10025_001003036 | in |  | On Air | On Air |  | Huawei | 3G+4G | HW U2.1 F2 | HW L1.8 F1 (20M) |  | 1 |  |  | IIB
Sep 2021 add | DXN5797H_PICO | Ain Dubai-Capsule-28 |  | DXN5797H_PICO | DXNL0797VIII |  | DXB | 25.0799 | 55.1239 | du | Commercial | Pico | Dubai South | DUBAI_MARSA DUBAI | 1039200 | 1CC |  | DXB_E3077M_10025_001003024 | in |  | On Air | On Air |  | Huawei | 3G+4G | HW U2.1 F2 | HW L1.8 F1 (20M) |  | 1 |  |  | IIB
Sep 2021 add | DXN5797B_PICO | Ain Dubai-Capsule-22 |  | DXN5797B_PICO | DXNL0797II |  | DXB | 25.0799 | 55.1239 | du | Commercial | Pico | Dubai South | DUBAI_MARSA DUBAI | 1039200 | 1CC |  | DXB_E3077M_10025_001003018 | in |  | On Air | On Air |  | Huawei | 3G+4G | HW U2.1 F2 | HW L1.8 F1 (20M) |  | 1 |  |  | IIB
Sep 2021 add | DXN5809C_PICO | Ain Dubai-Capsule-33 |  | DXN5809C_PICO | DXNL0809III |  | DXB | 25.0799 | 55.1239 | du | Commercial | Pico | Dubai South | DUBAI_MARSA DUBAI | 1039200 | 1CC |  | DXB_E3077M_10025_001003030 | in |  | On Air | On Air |  | Huawei | 3G+4G | HW U2.1 F1 | HW L1.8 F1 (20M) |  | 1 |  |  | IIB
Sep 2021 add | DXN5809J_PICO | Ain Dubai-Capsule-40 |  | DXN5809J_PICO | DXNL0809X |  | DXB | 25.0799 | 55.1239 | du | Commercial | Pico | Dubai South | DUBAI_MARSA DUBAI | 1039200 | 1CC |  | DXB_E3077M_10025_001003038 | in |  | On Air | On Air |  | Huawei | 3G+4G | HW U2.1 F2 | HW L1.8 F1 (20M) |  | 1 |  |  | IIB
Sep 2021 add | DXN0869 | Dubai Star Building |  | DXN5869 | DXNL0869 |  | DXB | 25.2902 | 55.36469 | du | Mixed Use | IBS | Dubai North | DUBAI_AL NAHDA FIRST | 1023100 | 2CC |  | DXB_E3379A_10629_001001002 | in |  | On Air | On Air |  | Huawei | 3G+4G | HW U900 F1 | HW L1.8 F1 (20M) + L800 F1 (15M) |  | 2 |  |  | IIB
Sep 2021 add | DXB5687C | ATOM Expo Angola Pavilion |  | DXB5687C | DXBL0687III |  | DXB | 24.9604 | 55.148349 | ETC | Self-Built Pavilion | Small Cell | Dubai South | Dubai_Madinat Al Mataar | 1052100 | 1CC |  | DXB_E3076Y_10111_001001003 | in |  | On Air | On Air |  | Huawei | 3G+4G | HW U2.1 F2 | HW L1.8 F1 (20M) |  | 1 |  |  | IIB
Sep 2021 add | DXN5809B_PICO | Ain Dubai-Capsule-32 |  | DXN5809B_PICO | DXNL0809II |  | DXB | 25.0799 | 55.1239 | du | Commercial | Pico | Dubai South | DUBAI_MARSA DUBAI | 1039200 | 1CC |  | DXB_E3077M_10025_001003029 | in |  | On Air | On Air |  | Huawei | 3G+4G | HW U2.1 F2 | HW L1.8 F1 (20M) |  | 1 |  |  | IIB
Sep 2021 add | DXN5809E_PICO | Ain Dubai-Capsule-35 |  | DXN5809E_PICO | DXNL0809V |  | DXB | 25.0799 | 55.1239 | du | Commercial | Pico | Dubai South | DUBAI_MARSA DUBAI | 1039200 | 1CC |  | DXB_E3077M_10025_001003032 | in |  | On Air | On Air |  | Huawei | 3G+4G | HW U2.1 F2 | HW L1.8 F1 (20M) |  | 1 |  |  | IIB
Sep 2021 add | DXB5687D | ATOM Expo Danish Business Council Pavilion |  | DXB5687D | DXBL0687IV |  | DXB | 24.9584 | 55.146375 | ETC | Self-Built Pavilion | Small Cell | Dubai South | Dubai_Madinat Al Mataar | 1052100 | 1CC |  | DXB_E3076X_10044_001001002 | in |  | On Air | On Air |  | Huawei | 3G+4G | HW U2.1 F2 | HW L1.8 F1 (20M) |  | 1 |  |  | IIB
Sep 2021 add | DXN5797G_PICO | Ain Dubai-Capsule-27 |  | DXN5797G_PICO | DXNL0797VII |  | DXB | 25.0799 | 55.1239 | du | Commercial | Pico | Dubai South | DUBAI_MARSA DUBAI | 1039200 | 1CC |  | DXB_E3077M_10025_001003023 | in |  | On Air | On Air |  | Huawei | 3G+4G | HW U2.1 F2 | HW L1.8 F1 (20M) |  | 1 |  |  | IIB
Sep 2021 add | DXN5784B_PICO | Ain Dubai-Capsule-2 |  | DXN5784B_PICO | DXNL0784II |  | DXB | 25.0799 | 55.1239 | du | Commercial | Pico | Dubai South | DUBAI_MARSA DUBAI | 1039200 | 1CC |  | DXB_E3077M_10025_001003015 | in |  | On Air | On Air |  | Huawei | 3G+4G | HW U2.1 F2 | HW L1.8 F1 (20M) |  | 1 |  |  | IIB
Sep 2021 add | DXN5784I_PICO | Ain Dubai-Capsule-9 |  | DXN5784I_PICO | DXNL0784IX |  | DXB | 25.0799 | 55.1239 | du | Commercial | Pico | Dubai South | DUBAI_MARSA DUBAI | 1039200 | 1CC |  | DXB_E3077M_10025_001003051 | in |  | On Air | On Air |  | Huawei | 3G+4G | HW U2.1 F2 | HW L1.8 F1 (20M) |  | 1 |  |  | IIB
Sep 2021 add | DXN5796G_PICO | Ain Dubai-Capsule-17 |  | DXN5796G_PICO | DXNL0796VII |  | DXB | 25.0799 | 55.1239 | du | Commercial | Pico | Dubai South | DUBAI_MARSA DUBAI | 1039200 | 1CC |  | DXB_E3077M_10025_001003012 | in |  | On Air | On Air |  | Huawei | 3G+4G | HW U2.1 F2 | HW L1.8 F1 (20M) |  | 1 |  |  | IIB
Sep 2021 add | DXN5809H_PICO | Ain Dubai-Capsule-38 |  | DXN5809H_PICO | DXNL0809VIII |  | DXB | 25.0799 | 55.1239 | du | Commercial | Pico | Dubai South | DUBAI_MARSA DUBAI | 1039200 | 1CC |  | DXB_E3077M_10025_001003035 | in |  | On Air | On Air |  | Huawei | 3G+4G | HW U2.1 F2 | HW L1.8 F1 (20M) |  | 1 |  |  | IIB
Sep 2021 add | DXN5796A_PICO | Ain Dubai-Capsule-11 |  | DXN5796A_PICO | DXNL0796I |  | DXB | 25.0799 | 55.1239 | du | Commercial | Pico | Dubai South | DUBAI_MARSA DUBAI | 1039200 | 1CC |  | DXB_E3077M_10025_001003006 | in |  | On Air | On Air |  | Huawei | 3G+4G | HW U2.1 F1 | HW L1.8 F1 (20M) |  | 1 |  |  | IIB
Decomm | DXB5687E | ATOM Expo Chile Pavilion |  | 0.Decomm | 0.Decomm |  | DXB | 24.9601 | 55.153825 | ETC | Self-Built Pavilion | Small Cell | Dubai South | Dubai_Madinat Al Mataar | 1052100 | 1CC |  | DXB_E3076X_10048_001001003 | OUT | [12 empty] | IIB
Sep 2021 add | DXN5829D_PICO | Ain Dubai-Capsule-44 |  | DXN5829D_PICO | DXNL0829IV |  | DXB | 25.0799 | 55.1239 | du | Commercial | Pico | Dubai South | DUBAI_MARSA DUBAI | 1039200 | 1CC |  | DXB_E3077M_10025_001003042 | in |  | On Air | On Air |  | Huawei | 3G+4G | HW U2.1 F2 | HW L1.8 F1 (20M) |  | 1 |  |  | IIB
Sep 2021 add | DXN5796F_PICO | Ain Dubai-Capsule-16 |  | DXN5796F_PICO | DXNL0796VI |  | DXB | 25.0799 | 55.1239 | du | Commercial | Pico | Dubai South | DUBAI_MARSA DUBAI | 1039200 | 1CC |  | DXB_E3077M_10025_001003011 | in |  | On Air | On Air |  | Huawei | 3G+4G | HW U2.1 F2 | HW L1.8 F1 (20M) |  | 1 |  |  | IIB
Decomm | DXB5636J | ATOM Expo Switzerland Pavilion |  | 0.Decomm | 0.Decomm |  | DXB | 24.9642 | 55.153622 | ETC | Self-Built Pavilion | Small Cell | Dubai South | Dubai_Madinat Al Mataar | 1052100 | 1CC |  | DXB_E3076T_10200_001002002 | OUT | [12 empty] | IIB
Sep 2021 add | DXN5796C_PICO | Ain Dubai-Capsule-13 |  | DXN5796C_PICO | DXNL0796III |  | DXB | 25.0799 | 55.1239 | du | Commercial | Pico | Dubai South | DUBAI_MARSA DUBAI | 1039200 | 1CC |  | DXB_E3077M_10025_001003008 | in |  | On Air | On Air |  | Huawei | 3G+4G | HW U2.1 F2 | HW L1.8 F1 (20M) |  | 1 |  |  | IIB
Sep 2021 add | DXN0846 | Abdulraman Taher_ Plot no. 682-0269 |  | DXN5846 | DXNL0846 |  | DXB | 25.0444 | 55.216036 | du | Residential | IBS | Dubai South | DUBAI_AL HEBIAH FOURTH (DUBAI SPORTS CITY) | 1068200 | 2CC |  | DXB_E3177W_10092_001023002 | in |  | On Air | On Air |  | Huawei | 3G+4G | HW U900 F1 | HW L1.8 F1 (20M) + L800 F1 (15M) |  | 4 |  |  | IIB
Sep 2021 add | DXB5636D | ATOM Expo Operations Pavilion C326(4804) |  | DXB5636D | DXBL0636IV |  | DXB | 24.956 | 55.150928 | ETC | Self-Built Pavilion | Small Cell | Dubai South | Dubai_Madinat Al Mataar | 1052100 | 1CC |  | DXB_E3076Y_10104_001001002 | in |  | On Air | On Air |  | Huawei | 3G+4G | HW U2.1 F2 | HW L1.8 F1 (20M) |  | 1 |  |  | IIB
Sep 2021 add | IFU5614 | Khalifa Central Hospital_Fujairah |  | IFU0614 | IFUL5614 |  | NE | 25.1487 | 56.353471 | ETC | Hospital | IBS | Fujairah | FUJAIRAH_Al Faseel - Al Sharia | 6000013 | 2CC |  | FJR_E4278Y_10508_001001001 | in |  | On Air | On Air |  | Huawei | 3G+4G | HW U900 F1 | HW L1.8 F1 (20M) + L800 F1 (15M) |  | 8 |  |  | IIB
Sep 2021 add | DXN0075 | Remal Tower |  | DXN5075 | DXNL0075 |  | DXB | 25.0481 | 55.21324 | du | Commercial | IBS | Dubai South | DUBAI_AL BARSHA SOUTH FOURTH (JUMEIRAH VILLAGE SOUTH) | 1068100 | 2CC |  | DXB_E3177W_11216_001024002 | in |  | On Air | On Air |  | Huawei | 3G+4G | HW U900 F1 | HW L1.8 F1 (20M) + L800 F1 (15M) |  | 4 |  |  | IIB
Sep 2021 add | IAJ5804 | Al Diaa Building_Ajman |  | IAJ0804 | IAJL5804 |  | NE | 25.387 | 55.470122 | ETC | Residential | IBS | Ajman | AJMAN_AJMAN INDUSTRIAL 2 | 4003900 | 2CC |  | AJM_E3480A_11842_001001001 | in |  | On Air | On Air |  | Huawei | 3G+4G | HW U900 F1 | HW L1.8 F1/F2 (20+10M) |  | 4 |  |  | IIB
Sep 2021 add | DXN5829C_PICO | Ain Dubai-Capsule-43 |  | DXN5829C_PICO | DXNL0829III |  | DXB | 25.0799 | 55.1239 | du | Commercial | Pico | Dubai South | DUBAI_MARSA DUBAI | 1039200 | 1CC |  | DXB_E3077M_10025_001003041 | in |  | On Air | On Air |  | Huawei | 3G+4G | HW U2.1 F2 | HW L1.8 F1 (20M) |  | 1 |  |  | IIB
Sep 2021 add | DXN5829H_PICO | Ain Dubai-Capsule-48 |  | DXN5829H_PICO | DXNL0829VIII |  | DXB | 25.0799 | 55.1239 | du | Commercial | Pico | Dubai South | DUBAI_MARSA DUBAI | 1039200 | 1CC |  | DXB_E3077M_10025_001003046 | in |  | On Air | On Air |  | Huawei | 3G+4G | HW U2.1 F2 | HW L1.8 F1 (20M) |  | 1 |  |  | IIB
Sep 2021 add | ISH5026 | Maryam Beach Residence-1_Al Khan |  | ISH0026 | ISHL5026 |  | NE | 25.3233 | 55.361366 | ETC | Residential | IBS | Sharjah | SHARJAH_AL KHAN | 3010300 | 3CC |  | SHJ_E3380U_10257_001008001 | in |  | On Air | On Air |  | Huawei | 3G+4G | HW U900 F1 | HW L1.8 F1/F2 (20+10M) + L800 F1 (15M) |  | 15 |  |  | IIB
Sep 2021 add | SHJ0173 | Majestic 2 |  | SHJ5173 | SHJL0173 |  | NE | 25.3042 | 55.363319 | ETC | Residential | IBS | Sharjah | Sharjah_AL MAMZAR | 3010400 | 2CC |  | SHJ_E3379A_10246_001001008 | in |  | On Air | On Air |  | Huawei | 3G+4G | HW U900 F1 | HW L1.8 F1/F2 (20+10M) |  | 8 |  |  | IIB
Sep 2021 add | DXN0905 | Dreem tower_Al Mamzar |  | DXN5905 | DXNL0905 |  | DXB | 25.2855 | 55.357854 | ETC | Residential | IBS | Dubai North | DUBAI_AL MAMZAR | 1013400 | 2CC |  | DXB_E3279J_11738_001005013 / DXB_E3279J_11738_001014001 | in |  | On Air | On Air |  | Huawei | 3G+4G | HW U900 F1 | HW L1.8 F1 (20M) + L800 F1 (15M) |  | 4 |  |  | IIB
Sep 2021 add | AUH0569 | NBAD HQ Building |  | AUH5569 | AUHL0569 |  | AUH | 24.4916 | 54.361274 | ETC | Commercial | IBS | Abu Dhabi | Abu Dhabi_Al Markaziyah | 2500200 | 2CC |  | AUH_E2271X_10521_001007001 | in |  | On Air | On Air |  | Nokia | 3G+4G | NSN U900 F1 | NSN L18 F1/F2 (20+15M) |  | 4 |  |  | IIB
Sep 2021 add | IAD5455 | Underground Parking - Behind Health Ministry (E3) - CP5 |  | IAD0455 | IADL5455 |  | AUH | 24.4898 | 54.36475 | ETC | Parking | IBS | Abu Dhabi | Abu Dhabi_Al Markaziyah | 2500200 | 2CC |  | AUH_E2271X_10783_001001001 | in |  | On Air | On Air |  | Nokia | 3G+4G | NSN U900 F1 | NSN L1800 F1 (20MHz) + L800 F1 (15Mhz) |  | 2 |  |  | IIB
Sep 2021 add | IAD5452 | Underground Parking (E5) - CP3 |  | IAD0452 | IADL5452 |  | AUH | 24.4919 | 54.35883 | ETC | Parking | IBS | Abu Dhabi | Abu Dhabi_Al Markaziyah | 2500200 | 2CC |  | AUH_E2271X_10785_001001001 | in |  | On Air | On Air |  | Nokia | 3G+4G | NSN U900 F1 | NSN L1800 F1 (20MHz) + L800 F1 (15Mhz) |  | 2 |  |  | IIB
Sep 2021 add | IAD5454 | Underground Parking - Behind Al Noor Hospital (E6) - CP7 |  | IAD0454 | IADL5454 |  | AUH | 24.4898 | 54.36059 | ETC | Parking | IBS | Abu Dhabi | Abu Dhabi_Al Markaziyah | 2500200 | 2CC |  | AUH_E2271X_10782_001001001 | in |  | On Air | On Air |  | Nokia | 3G+4G | NSN U900 F1 | NSN L1800 F1 (20MHz) + L800 F1 (15Mhz) |  | 2 |  |  | IIB
Sep 2021 add | IAD5451 | Underground Parking - Behind Liwa Centre (E3) - CP1 |  | IAD0451 | IADL5451 |  | AUH | 24.4934 | 54.365885 | ETC | Parking | IBS | Abu Dhabi | Abu Dhabi_Al Markaziyah | 2500200 | 2CC |  | AUH_E2271Y_11589_001002001 | in |  | On Air | On Air |  | Nokia | 3G+4G | NSN U900 F1 | NSN L1800 F1 (20MHz) + L800 F1 (15Mhz) |  | 2 |  |  | IIB
Sep 2021 add | IAD5259 | Mouza Mubarak Mohammad Building (RBW7–C7) |  | IAD0259 | IADL5259 |  | AUH | 24.4434 | 54.588243 | du | Residential | IBS | Abu Dhabi | Abu Dhabi_Shatie Al Raha | 2042400 | 2CC |  | AUH_E2570K_10054_001011001 | in |  | On Air | On Air |  | Nokia | 3G+4G | NSN U900 F1 | NSN L1800 F1 (20MHz) + L800 F1 (15Mhz) |  | 2 |  |  | IIB
Sep 2021 add | IAD5209 | The Grove Saadiyat Residential Building Block C |  | IAD0209 | IADL5209 |  | AUH | 24.5552 | 54.457188 | du | Residential | IBS | Abu Dhabi | ABU DHABI_SADIYAT ISLAND | 2046700 | 2CC |  | AUH_E2371D_10017_001001001 | in |  | On Air | On Air |  | Nokia | 3G+4G | NSN U900 F1 | NSN L1800 F1 (20MHz) + L800 F1 (15Mhz) |  | 2 |  |  | MW
Sep 2021 add | IAD5208 | The Grove Saadiyat Residential Building Block B |  | IAD0208 | IADL5208 |  | AUH | 24.5561 | 54.456549 | du | Residential | IBS | Abu Dhabi | ABU DHABI_SADIYAT ISLAND | 2046700 | 2CC |  | AUH_E2371D_10013_001002002 | in |  | On Air | On Air |  | Nokia | 3G+4G | NSN U900 F1 | NSN L1800 F1 (20MHz) + L800 F1 (15Mhz) |  | 2 |  |  | MW
Sep 2021 add | IAD5207 | The Grove Saadiyat Residential Building Block A |  | IAD0207 | IADL5207 |  | AUH | 24.5557 | 54.455179 | du | Residential | IBS | Abu Dhabi | ABU DHABI_SADIYAT ISLAND | 2046700 | 2CC |  | AUH_E2371D_10014_001002001 | in |  | On Air | On Air |  | Nokia | 3G+4G | NSN U900 F1 | NSN L1800 F1 (20MHz) + L800 F1 (15Mhz) |  | 2 |  |  | MW
Sep 2021 add | IAD5850 | Al Thoraya Palace |  | IAD0850 | IADL5850 |  | AUH | 24.41 | 54.438815 | ETC | Palace/VIP Villa | IBS | Abu Dhabi | ABU DHABI_Al Muzoon | 2502000 | 2CC |  | AUH_E2370R_11146_001001001 | in |  | On Air | On Air |  | Nokia | 3G+4G | NSN U900 F1 | NSN L1800 F1 (20MHz) + L800 F1 (15Mhz) |  | 4 |  |  | IIB
Oct 2021 update | IAD5860 | Public Prosecution Office |  | IAD0860 | IADL5860 |  | AUH | 24.422 | 54.447707 | ETC | Government | IBS | Abu Dhabi | ABU DHABI_Al Madina Al Riyadiya | 2501700 | 2CC |  | AUH_E2370S_10439_001001001 | in |  | On Air | On Air |  | Nokia | 3G+4G | NSN U900 F1 | NSN L1800 F1 (20MHz) + L800 F1 (15Mhz) |  | 4 |  |  | IIB
Oct 2021 update | IAD5867 | NEW BANIYAS CLUB |  | IAD0867 | IADL5867 |  | AUH | 24.3499 | 54.685044 | ETC | Commercial | IBS | Abu Dhabi | ABU DHABI_AL SHAMKHA | 2046500 | 2CC |  | AUH_E2669K_10004_001001002 | in |  | On Air | On Air |  | Nokia | 3G+4G | NSN U900 F1 | NSN L1800 F1 (20MHz) + L800 F1 (15Mhz) |  | 2 |  |  | IIB
Oct 2021 update | DXN5784F_PICO | Ain Dubai-Capsule-6 |  | DXN5784F_PICO | DXNL0784VI |  | DXB | 25.0799 | 55.1239 | du | Commercial | Pico | Dubai South | DUBAI_MARSA DUBAI | 1039200 | 1CC |  | DXB_E3077M_10025_001003048 | in |  | On Air | On Air |  | Huawei | 3G+4G | HW U2.1 F2 | HW L1.8 F1 (20M) |  | 1 |  |  | IIB
Oct 2021 update | DXN5829B_PICO | Ain Dubai-Capsule-42 |  | DXN5829B_PICO | DXNL0829II |  | DXB | 25.0799 | 55.1239 | du | Commercial | Pico | Dubai South | DUBAI_MARSA DUBAI | 1039200 | 1CC |  | DXB_E3077M_10025_001003040 | in |  | On Air | On Air |  | Huawei | 3G+4G | HW U2.1 F2 | HW L1.8 F1 (20M) |  | 1 |  |  | IIB
Oct 2021 update | DXN5829F_PICO | Ain Dubai-Capsule-46 |  | DXN5829F_PICO | DXNL0829VI |  | DXB | 25.0799 | 55.1239 | du | Commercial | Pico | Dubai South | DUBAI_MARSA DUBAI | 1039200 | 1CC |  | DXB_E3077M_10025_001003044 | in |  | On Air | On Air |  | Huawei | 3G+4G | HW U2.1 F2 | HW L1.8 F1 (20M) |  | 1 |  |  | IIB
Oct 2021 update | DXN5784G_PICO | Ain Dubai-Capsule-7 |  | DXN5784G_PICO | DXNL0784VII |  | DXB | 25.0799 | 55.1239 | du | Commercial | Pico | Dubai South | DUBAI_MARSA DUBAI | 1039200 | 1CC |  | DXB_E3077M_10025_001003049 | in |  | On Air | On Air |  | Huawei | 3G+4G | HW U2.1 F2 | HW L1.8 F1 (20M) |  | 1 |  |  | IIB
Oct 2021 update | DXN5829G | Ain Dubai-Capsule-47 |  | DXN5829G_PICO | DXNL0829VII |  | DXB | 25.0799 | 55.1239 | du | Commercial | Pico | Dubai South | DUBAI_MARSA DUBAI | 1039200 | 1CC |  | DXB_E3077M_10025_001003045 | in |  | On Air | On Air |  | Huawei | 3G+4G | HW U2.1 F2 | HW L1.8 F1 (20M) |  | 1 |  |  | IIB
Oct 2021 update | DXN5784E | Ain Dubai-Capsule-5 |  | DXN5784E_PICO | DXNL0784V |  | DXB | 25.0799 | 55.1239 | du | Commercial | Pico | Dubai South | DUBAI_MARSA DUBAI | 1039200 | 1CC |  | DXB_E3077M_10025_001003047 | in |  | On Air | On Air |  | Huawei | 3G+4G | HW U2.1 F2 | HW L1.8 F1 (20M) |  | 1 |  |  | IIB
Oct 2021 update | DXN5784H | Ain Dubai-Capsule-8 |  | DXN5784H_PICO | DXNL0784VIII |  | DXB | 25.0799 | 55.1239 | du | Commercial | Pico | Dubai South | DUBAI_MARSA DUBAI | 1039200 | 1CC |  | DXB_E3077M_10025_001003050 | in |  | On Air | On Air |  | Huawei | 3G+4G | HW U2.1 F2 | HW L1.8 F1 (20M) |  | 1 |  |  | IIB
Oct 2021 add | IDX5361 | Al Habtoor Residence Tower 1 |  | IDX0361 | IDXL5361 |  | DXB | 25.1826 | 55.2557 | du | Residential | IBS | Dubai North | DUBAI_BURJ KHALIFA (BUSINESS BAY) | 1034500 | 2CC |  | DXB_E3178J_11987_001009002 | in |  | On Air | On Air |  | Huawei | 3G+4G | HW U900 F1 | HW L1.8 F1 (20M) + L800 F1 (15M) |  | 8 |  |  | IIB
Oct 2021 add | DXN0897 | Travo Building_The Views |  | DXN5897 | DXNL0897 |  | DXB | 25.0905 | 55.172047 | ETC | Residential | IBS | Dubai South | DUBAI_AL THANYAH THIRD (EMIRATES HILL SECOND) | 1038800 | 2CC |  | DXB_E3177F_10580_001001002 | in |  | On Air | On Air |  | Huawei | 3G+4G | HW U900 F1 | HW L1.8 F1/F2 (20+10M) |  | 2 |  |  | IIB
Oct 2021 add | DXN0337 | Port View Residential Developments_R1072 Plot 1 |  | DXN5337 | DXNL0337 |  | DXB | 25.2455 | 55.276903 | du | Residential | IBS | Dubai North | DUBAI_MADINAT DUBAI AL MELAHEYAH (AL MINA) | 1032100 | 2CC |  | DXB_E3279P_11998_001009002 | in |  | On Air | On Air |  | Huawei | 3G+4G | HW U900 F1 | HW L1.8 F1 (20M) + L800 F1 (15M) |  | 2 |  |  | IIB
Oct 2021 add | SHJ0668 | Mohamud Taryam Tower |  | SHJ5668 | SHJL0668 |  | NE | 25.3125 | 55.378311 | ETC | Residential | IBS | Sharjah | SHARJAH_AL MAMZAR | 3010400 | 2CC |  | SHJ_E3380U_10085_001011009 | in |  | On Air | On Air |  | Huawei | 3G+4G | HW U900 F1 | HW L1.8 F1 (20M) + L800 F1 (15M) |  | 4 |  |  | IIB
Oct 2021 add | DXB5155J | ATOM AVIV Clinics JLT |  | DXB5155J | DXBL0155X |  | DXB | 25.0729 | 55.141717 | du | Hospital | ATOM | Dubai South | Dubai_Jumeirah Lakes Towers (JLT) | 1039301 | 1CC |  | DXB_E3077N_10804_001003002 | in |  | On Air | On Air |  | Huawei | 3G+4G | HW U2.1 F2 | HW L1.8 F1 (20M) |  | 1 |  |  | IIB
Oct 2021 add | DXN0351 | Al Warsan Tower @ TECOM |  | DXN5351 | DXNL0351 |  | DXB | 25.1013 | 55.17897 | ETC | Commercial | IBS | Dubai South | DUBAI_AL THANYAH FIRST (AL SAFOUH THIRD) | 1038300 | 2CC |  | DXB_E3177F_10096_001004018 / DXB_E3177F_10096_001032003 | in |  | On Air | On Air |  | Huawei | 3G+4G | HW U900 F1 | HW L1.8 F1 (20M) + L800 F1 (15M) |  | 4 |  |  | IIB
Oct 2021 add | DXN0819 | Creek Rise Tower 2 at DCH |  | DXN5819 | DXNL0819 |  | DXB | 25.2088 | 55.345531 | du | Residential | IBS | Dubai North | Dubai_Al Kheeran First (Ras Al Hamar) | 1041400 | 2CC |  | DXB_E3278E_10188_001003004 | in |  | On Air | On Air |  | Huawei | 3G+4G | HW U900 F1 | HW L1.8 F1 (20M) + L800 F1 (15M) |  | 6 |  |  | IIB
Oct 2021 add | DXN0877 | Mamzar Building 916 |  | DXN5877 | DXNL0877 |  | DXB | 25.2847 | 55.357861 | ETC | Residential | IBS | Dubai North | DUBAI_AL MAMZAR | 1013400 | 2CC |  | DXB_E3279J_11802_001010018 | in |  | On Air | On Air |  | Huawei | 3G+4G | HW U900 F1 | HW L1.8 F1 (20M) + L800 F1 (15M) |  | 2 |  |  | IIB
Oct 2021 add | DXN0006 | University of Birmingham |  | DXN5006 | DXNL0006 |  | DXB | 25.1324 | 55.422265 | du | University/School | IBS | Dubai North | DUBAI_AL ROWAIYAH FIRST (800) | 1081200 | 2CC | Yes | DXB_E3378W_10027_001005001 | in |  | On Air | On Air |  | Huawei | 3G+4G | HW U900 F1 | HW L1.8 F1 (20M) + L800 F1 (15M) |  | 4 |  |  | IIB
Oct 2021 add | SHJ0734 | Ali Salim 639_Al Mamzar |  | SHJ5734 | SHJL0734 |  | NE | 25.3043 | 55.369833 | ETC | Residential | IBS | Sharjah | SHARJAH_AL MAMZAR | 3010400 | 2CC |  | SHJ_E3379A_10604_001009023 / SHJ_E3379A_10604_001015021 / SHJ_E3379A_10604_001021023 / SHJ_E3379A_10604_001026021 / SHJ_E3379A_10604_001031021 / SHJ_E3379A_10604_001036019 | in |  | On Air | On Air |  | Huawei | 3G+4G | HW U900 F1 | HW L1.8 F1 (20M) + L800 F1 (15M) |  | 12 |  |  | IIB
Oct 2021 add | DXN0749 | Time Asma Hotel Al Barsha |  | DXN5749 | DXNL0749 |  | DXB | 25.111 | 55.196787 | du | Hotel | IBS | Dubai South | Dubai_Al Barsha First | 1037300 | 2CC |  | DXB_E3177B_10767_001002002 | in |  | On Air | On Air |  | Huawei | 3G+4G | HW U900 F1 | HW L1.8 F1 (20M) + L800 F1 (15M) |  | 4 |  |  | IIB
Oct 2021 add | DXN0185 | Al Marfa Tower Deira |  | DXN5185 | DXNL0185 |  | DXB | 25.2592 | 55.320244 | du | Residential | IBS | Dubai North | Dubai_Riggat Al Buteen | 1012500 | 2CC |  | DXB_E3279M_11422_001021001 | in |  | On Air | On Air |  | Huawei | 3G+4G | HW U900 F1 | HW L1.8 F1 (20M) + L800 F1 (15M) |  | 2 |  |  | GPON
Oct 2021 add | DXB5687F | ATOM Expo Iran Pavilion |  | DXB5687F | DXBL0687VI |  | DXB | 24.9566 | 55.147599 | ETC | Self-Built Pavilion | Small Cell | Dubai South | Dubai_Madinat Al Mataar | 1052100 | 1CC |  | DXB_E3076Y_10114_001001003 | in |  | On Air | On Air |  | Huawei | 3G+4G | HW U2.1 F2 | HW L1.8 F1 (20M) |  | 1 |  |  | IIB
Oct 2021 add | ISH5080 | Al Manara Tower |  | ISH0080 | ISHL5080 |  | NE | 25.3378 | 55.375651 | ETC | Residential | IBS | Sharjah | SHARJAH_AL MAZAJ THIRD | 3010500 | 2CC |  | SHJ_E3380P_10130_001002004 | in |  | On Air | On Air |  | Huawei | 3G+4G | HW U900 F1 | HW L1.8 F1 (20M) + L800 F1 (15M) |  | 4 |  |  | IIB
Oct 2021 add | IAJ5833 | Sky Tower-AJM |  | IAJ0833 | IAJL5833 |  | NE | 25.3898 | 55.451267 | ETC | Residential | IBS | Ajman | AJMAN_NUAIMEYA 2 | 4001200 | 3CC |  | AJM_E3380E_11350_001007012 | in |  | On Air | On Air |  | Huawei | 3G+4G | HW U900 F1 | HW L1.8 F1/F2 (20+15M) + L800 F1 (15M) |  | 6 |  |  | IIB
Oct 2021 add | IDX0954G | Expo - Bahrain Pavilion |  | IDX0954G | IDXL5954VII |  | DXB | 24.9659 | 55.151629 | ETC | Self-Built Pavilion | ATOM | Dubai South | Dubai_Madinat Al Mataar | 1052100 | 1CC |  | DXB_E3076T_10193_001002002 | in |  | On Air | On Air |  | Huawei | 3G+4G | HW U2.1 F2 | HW L1.8 F1 (20M) |  | 1 |  |  | IIB
Oct 2021 add | DXN5809F_PICO | Ain Dubai-Capsule-36 |  | DXN5809F_PICO | DXNL0809VI |  | DXB | 25.0799 | 55.1239 | du | Commercial | Pico | Dubai South | DUBAI_MARSA DUBAI | 1039200 | 1CC |  | DXB_E3077M_10025_001003033 | in |  | On Air | On Air |  | Huawei | 3G+4G | HW U2.1 F2 | HW L1.8 F1 (20M) |  | 1 |  |  | IIB
Oct 2021 add | DXN0686 | Al Burooj Residence Satwa |  | DXN5686 | DXNL0686 |  | DXB | 25.2209 | 55.2726 | du | Residential | IBS | Dubai North | DUBAI_AL SATWA | 1033400 | 2CC |  | DXB_E3279U_12938_001010003 | in |  | On Air | On Air |  | Huawei | 3G+4G | HW U900 F1 | HW L1.8 F1 (20M) + L800 F1 (15M) |  | 2 |  |  | IIB
Oct 2021 add | DXN0806 | G+3P+10F - JVC10CMR001 |  | DXN5806 | DXNL0806 |  | DXB | 25.0642 | 55.20904 | du | Residential | IBS | Dubai South | DUBAI_AL BARSHA SOUTH FOURTH (JUMEIRAH VILLAGE SOUTH) | 1068100 | 2CC |  | DXB_E3177R_11282_001015002 | in |  | On Air | On Air |  | Huawei | 3G+4G | HW U900 F1 | HW L1.8 F1 (20M) + L800 F1 (15M) |  | 2 |  |  | IIB
Oct 2021 add | DXN0431 | Rose Building Jaddaf |  | DXN5431 | DXNL0431 |  | DXB | 25.2144 | 55.32588 | du | Residential | IBS | Dubai North | DUBAI_AL JADAF | 1032600 | 2CC |  | DXB_E3278D_10292_001018004 | in |  | On Air | On Air |  | Huawei | 3G+4G | HW U900 F1 | HW L1.8 F1 (20M) + L800 F1 (15M) |  | 2 |  |  | IIB
Oct 2021 add | DXN0143 | Al Khoory Hotel Apartments Al Barsha |  | DXN5143 | DXNL0143 |  | DXB | 25.1125 | 55.193117 | ETC | Hotel | IBS | Dubai South | DUBAI_AL BARSHA FIRST | 1037300 | 2CC |  | DXB_E3177B_10787_001002003 | in |  | On Air | On Air |  | Huawei | 3G+4G | HW U900 F1 | HW L1.8 F1/F2 (20+10M) |  | 2 |  |  | IIB
Oct 2021 add | DXN0190 | Aria by Grovy JVC |  | DXN5190 | DXNL0190 |  | DXB | 25.0464 | 55.200551 | du | Residential | IBS | Dubai South | Dubai_Al Barsha South Fourth (Jumeirah Village South) | 1068100 | 2CC |  | DXB_E3177V_11311_001002024 | in |  | On Air | On Air |  | Huawei | 3G+4G | HW U900 F1 | HW L1.8 F1 (20M) + L800 F1 (15M) |  | 2 |  |  | IIB
Oct 2021 add | ISH5083 | Awad Ahmed Jazairi Building |  | ISH0083 | ISHL5083 |  | NE | 25.3093 | 55.371750 | ETC | Residential | IBS | Sharjah | SHARJAH_AL MAMZAR | 3010400 | 2CC |  | SHJ_E3380U_10268_001001001 | in |  | On Air | On Air |  | Huawei | 3G+4G | HW U900 F1 | HW L1.8 F1 (20M) + L800 F1 (15M) |  | 4 |  |  | IIB
Oct 2021 add | DXN0818 | Creek Rise Tower 1 at DCH |  | DXN5818 | DXNL0818 |  | DXB | 25.2088 | 55.346302 | du | Residential | IBS | Dubai North | Dubai_Al Kheeran First (Ras Al Hamar) | 1041400 | 2CC |  | DXB_E3278E_10188_001012011 | in |  | On Air | On Air |  | Huawei | 3G+4G | HW U900 F1 | HW L1.8 F1 (20M) + L800 F1 (15M) |  | 8 |  |  | IIB
Oct 2021 add | DXN0709 | The Cove Phase 1_Blocks C, D & J at DCH |  | DXN5709 | DXNL0709 |  | DXB | 25.202 | 55.345053 | du | Residential | IBS | Dubai North | Dubai_Al Kheeran First (Ras Al Hamar) | 1041400 | 2CC |  | DXB_E3278E_10172_001014002 | in |  | On Air | On Air |  | Huawei | 3G+4G | HW U900 F1 | HW L1.8 F1 (20M) + L800 F1 (15M) |  | 8 |  |  | IIB
Oct 2021 add | SHJ0724 | Sheikh Ahmad Al Muaala-plot no.1022 |  | SHJ5724 | SHJL0724 |  | NE | 25.3374 | 55.388224 | du | Residential | IBS | Sharjah | SHARJAH_AL MAZAJ FIRST | 3010600 | 2CC |  | SHJ_E3380Q_10337_001026002 | in |  | On Air | On Air |  | Huawei | 3G+4G | HW U900 F1 | HW L1.8 F1 (20M) + L800 F1 (15M) |  | 4 |  |  | IIB
Oct 2021 add | IAJ5821 | Andalusia Residency Suites AKA(Al Bahjah Building)-AJM |  | IAJ0821 | IAJL5821 |  | NE | 25.3947 | 55.4334 | ETC | Residential | IBS | Ajman | AJMAN_RASHIDEYA 3 | 4000400 | 2CC |  | AJM_E3380D_11290_001001001 | in |  | On Air | On Air |  | Huawei | 3G+4G | HW U900 F1 | HW L1.8 F1 (20M) + L800 F1 (15M) |  | 4 |  |  | IIB
Oct 2021 add | IDX5646 | Creek Gate Tower 2 at DCH |  | IDX0646 | IDXL5646 |  | DXB | 25.2054 | 55.346604 | du | Residential | IBS | Dubai North | Dubai_Al Kheeran First (Ras Al Hamar) | 1041400 | 2CC |  | DXB_E3278E_10193_001002003 | in |  | On Air | On Air |  | Huawei | 3G+4G | HW U900 F1 | HW L1.8 F1 (20M) + L800 F1 (15M) |  | 6 |  |  | IIB
Oct 2021 add | DXN0422 | Al Sayyah Residences Towers D to E |  | DXN5422 | DXNL0422 |  | DXB | 25.0619 | 55.237873 | du | Residential | IBS | Dubai South | Dubai_Al Barsha South Third | 1067300 | 2CC |  | DXB_E3177S_10275_001020001 | in |  | On Air | On Air |  | Huawei | 3G+4G | HW U900 F1 | HW L1.8 F1 (20M) + L800 F1 (15M) |  | 12 |  |  | IIB
Oct 2021 add | DXN0981 | ESSA AL MAIDOOR BUILDING_AL NAHDA |  | DXN5981 | DXNL0981 |  | DXB | 25.2967 | 55.36614 | ETC | Residential | IBS | Dubai North | DUBAI_AL NAHDA FIRST | 1023100 | 2CC |  | DXB_E3279E_10928_001010001 | in |  | On Air | On Air |  | Huawei | 3G+4G | HW U900 F1 | HW L1.8 F1 (20M) + L800 F1 (15M) |  | 4 |  |  | IIB
Oct 2021 add | DXN0662 | Priva Building |  | DXN5662 | DXNL0662 |  | DXB | 25.0642 | 55.248903 | du | Residential | IBS | Dubai South | DUBAI_AL BARSHA SOUTH THIRD | 1067300 | 2CC |  | DXB_E3177T_10302_001016002 | in |  | On Air | On Air |  | Huawei | 3G+4G | HW U900 F1 | HW L1.8 F1 (20M) + L800 F1 (15M) |  | 2 |  |  | IIB
Oct 2021 add | DXN0437 | Latifa Tower_Al Nahda |  | DXN5437 | DXNL0437 |  | DXB | 25.2968 | 55.362312 | ETC | Residential | IBS | Dubai North | DUBAI_AL NAHDA FIRST | 1023100 | 2CC |  | DXB_E3379A_10631_001003002 | in |  | On Air | On Air |  | Huawei | 3G+4G | HW U900 F1 | HW L1.8 F1 (20M) + L800 F1 (15M) |  | 4 |  |  | IIB
Oct 2021 add | IDX5634 | Nakheel Mall Hotel Upper Part |  | IDX0634 | IDXL5634 | IDXNR5634 | DXB | 25.1136 | 55.139873 | du | Hotel | IBS | Dubai South | Dubai_Nakhlat Jumeira (The Palm Jumeirah) | 1038100 | 4CC | Yes | DXB_E3077D_11182_001008003 | in |  | On Air | On Air | On Air | Huawei | 3G+4G+5G | HW U900 F1 | HW L1.8 F1/F2 (20+10M) + L800 F1 (15M) | 1CC | 15 | 5/0 | N41 | IIB
Oct 2021 add | DXN0253 | Grand Belle Vue Hotel |  | DXN5253 | DXNL0253 |  | DXB | 25.0941 | 55.175811 | ETC | Hotel | IBS | Dubai South | DUBAI_AL THANYAH FIRST (AL SAFOUH THIRD) | 1038300 | 2CC |  | DXB_E3177F_10926_001010002 | in |  | On Air | On Air |  | Huawei | 3G+4G | HW U900 F1 | HW L1.8 F1 (20M) + L800 F1 (15M) |  | 2 |  |  | IIB
Oct 2021 add | ISH5122 | AVENUE MALL SHARJAH |  | ISH0122 | ISHL5122 | ISHNR5122 | NE | 25.3398 | 55.417289 | ETC | Mall | IBS | Sharjah | SHARJAH_SAMNAN | 3005700 | 3CC |  | SHJ_E3380R_10082_001004076 / SHJ_E3380R_10082_001005001 | in |  | On Air | On Air | On Air | Huawei | 3G+4G+5G | HW U900 F1 | HW L1.8 F1/F2 (20+10M) + L800 F1 (15M) | 1CC | 9 | 3/0 | N41 | IIB
Oct 2021 add | SHJ0687 | Sharjah Ruler's Office |  | SHJ5687 | SHJL0687 |  | NE | 25.3564 | 55.426311 | ETC | Government | IBS | Sharjah | SHARJAH_AL RAMLA EST | 3003900 | 2CC |  | SHJ_E3380N_10021_001001002 | in |  | On Air | On Air |  | Huawei | 3G+4G | HW U900 F1 | HW L1.8 F1 (20M) + L800 F1 (15M) |  | 2 |  |  | IIB
Oct 2021 add | IDX5644 | Creek Gate Tower 1 at DCH |  | IDX0644 | IDXL5644 |  | DXB | 25.2063 | 55.347017 | du | Residential | IBS | Dubai North | Dubai_Al Kheeran First (Ras Al Hamar) | 1041400 | 2CC |  | DXB_E3278E_10193_001002002 | in |  | On Air | On Air |  | Huawei | 3G+4G | HW U900 F1 | HW L1.8 F1 (20M) + L800 F1 (15M) |  | 6 |  |  | IIB
Oct 2021 add | SHJ0208 | Al Bustan Hotel2 |  | SHJ5208 | SHJL0208 |  | NE | 25.3415 | 55.3937 | ETC | Hotel | IBS | Sharjah | SHARJAH_AL NUD | 3007600 | 2CC |  | SHJ_E3380Q_10090_001001003 | in |  | On Air | On Air |  | Huawei | 3G+4G | HW U900 F1 | HW L1.8 F1 (20M) + L800 F1 (15M) |  | 4 |  |  | IIB
Oct 2021 add | DXB5633I | ATOM Expo Iraq Pavilion |  | DXB5633I | DXBL0633IX |  | DXB | 24.9662 | 55.151838 | ETC | Self-Built Pavilion | Small Cell | Dubai South | Dubai_Madinat Al Mataar | 1052100 | 1CC |  | DXB_E3076T_10202_001001003 | in |  | On Air | On Air |  | Huawei | 3G+4G | HW U2.1 F2 | HW L1.8 F1 (20M) |  | 1 |  |  | IIB
Oct 2021 add | IAD5373 | Twofour54 Abu Dhabi Plot C40 |  | IAD0373 | IADL5373 | IADNR5373 | AUH | 24.4614 | 54.600074 | du | Commercial | IBS | Abu Dhabi | ABU DHABI_YAS ISLAND | 2004600 | 2CC |  | AUH_E2570F_10014_001012003 | in |  | On Air | On Air | On Air | Nokia | 3G+4G+5G | NSN U900 F1 | NSN L1800 F1 (20MHz) + L800 F1 (15Mhz) | 1CC | 12 | 6 | N41 | IIB
Oct 2021 add | IAD5859 | Marina Rise Tower_Al Reem Island |  | IAD0859 | IADL5859 |  | AUH | 24.4973 | 54.394614 | ETC | Residential | IBS | Abu Dhabi | ABU DHABI_AL REEM ISLAND | 2045700 | 4CC |  | AUH_E2371U_10061_001001001 | in |  | On Air | On Air |  | Nokia | 3G+4G | NSN U900 F1 | NSN L18 F1/F2 (20+15M) + L800 F1 (15M) + L21 F1 (15M) |  | 2 |  |  | MW
Oct 2021 add | IAD5818 | Al Reem Integrated Health Center |  | IAD0818 | IADL5818 |  | AUH | 24.4913 | 54.412814 | ETC | Hospital | IBS | Abu Dhabi | ABU DHABI_AL REEM ISLAND | 2045700 | 2CC |  | AUH_E2371V_10037_001001001 | in |  | On Air | On Air |  | Nokia | 3G+4G | NSN U900 F1 | NSN L1800 F1 (20MHz) + L800 F1 (15Mhz) |  | 4 |  |  | MW
Oct 2021 add | IAD5217 | United Square Project,W9-C88 |  | IAD0217 | IADL5217 |  | AUH | 24.4719 | 54.350468 | ETC | Residential | IBS | Abu Dhabi | Abu Dhabi_Al Khalidiya | 2501300 | 3CC |  | AUH_E2270D_12635_001001001 | in |  | On Air | On Air |  | Nokia | 3G+4G | NSN U900 F1 | NSN L18 F1 (20M) + L800 F1 (15M) + L21 F1 (15M) |  | 10 |  |  | MW
Oct 2021 add | IAD5263 | Residential Building Al Raha (RBW7-28) |  | IAD0263 | IADL5263 |  | AUH | 24.4449 | 54.586397 | du | Residential | IBS | Abu Dhabi | Abu Dhabi_Shatie Al Raha | 2042400 | 3CC |  | AUH_E2570K_10056_001014001 | in |  | On Air | On Air |  | Nokia | 3G+4G | NSN U900 F1 | NSN L1.8 F1/F2 (20 +15M) + L800 F1 (15M) |  | 2 |  |  | MW
Oct 2021 add | IAD5149 | Commercial & Residential Building(E40-C27) Danet |  | IAD0149 | IADL5149 |  | AUH | 24.4292 | 54.436973 | du | Residential | IBS | Abu Dhabi | Abu Dhabi_Al Zahra | 2501800 | 2CC |  | AUH_E2370M_12398_001001002 | in |  | On Air | On Air |  | Nokia | 3G+4G | NSN U900 F1 | NSN L1800 F1 (20MHz) + L800 F1 (15Mhz) |  | 2 |  |  | MW
Oct 2021 add | IAD5253 | Mohamed Thaaloob Salem Hamad Al Derei (RBW7-C23) |  | IAD0253 | IADL5253 |  | AUH | 24.4431 | 54.585918 | du | Residential | IBS | Abu Dhabi | Abu Dhabi_Shatie Al Raha | 2042400 | 2CC |  | AUH_E2570K_10072_001002002 | in |  | On Air | On Air |  | Nokia | 3G+4G | NSN U900 F1 | NSN L1800 F1 (20MHz) + L800 F1 (15Mhz) |  | 2 |  |  | MW
Oct 2021 add | IAD5821 | Oasis 1 Building Al Reem Island |  | IAD0821 | IADL5821 |  | AUH | 24.5066 | 54.405028 | du | Residential | IBS | Abu Dhabi | Abu Dhabi_Al Reem Island | 2045700 | 2CC |  | AUH_E2371Q_10011_001001001 | in |  | On Air | On Air |  | Nokia | 3G+4G | NSN U900 F1 | NSN L1800 F1 (20MHz) + L800 F1 (15Mhz) |  | 2 |  |  | MW
Nov 2021 update | DXB5633D | ATOM Expo USA Pavilion |  | DXB5633D | DXBL0633IV |  | DXB | 24.9635 | 55.155251 | ETC | Self-Built Pavilion | Small Cell | Dubai South | Dubai_Madinat Al Mataar | 1052100 | 3CC |  | DXB_E3076T_10182_001001003 | in |  | On Air | On Air |  | Huawei | 3G+4G | HW U900 F1 | NSN L1.8 F1/F2 (20 +15M) + L800 F1 (15M) |  | 1 |  |  | IIB
Oct 2021 add | IAD5733 | Residential Building Al Raha(RBW9-9) |  | IAD0733 | IADL5733 |  | AUH | 24.4419 | 54.580414 | du | Residential | IBS | Abu Dhabi | ABU DHABI_YAS ISLAND | 2004600 | 3CC |  | AUH_E2470O_10132_001001001 | in |  | On Air | On Air |  | Nokia | 3G+4G | NSN U900 F1 | NSN L18 F1 (20M) + L800 F1 (15M) + L21 F1 (15M) |  | 2 |  |  | MW
Oct 2021 add | IAD5819 | E25_C45 Building_Al Nahyan Area |  | IAD0819 | IADL5819 |  | AUH | 24.4668 | 54.384886 | ETC | Residential | IBS | Abu Dhabi | ABU DHABI_Al Nahyan | 2501000 | 3CC |  | AUH_E2270E_12868_001001001 | in |  | On Air | On Air |  | Nokia | 3G+4G | NSN U900 F1 | NSN L1800 F1/F2 (20+15M) + L800 F1 (15M) |  | 2 |  |  | MW
Oct 2021 add | IAD5495 | Golden Beach Tower - Coornishe Bldg |  | IAD0495 | IADL5495 |  | AUH | 24.4904 | 54.355313 | ETC | Mixed Use | IBS | Abu Dhabi | ABU DHABI_Al Markaziyah | 2500200 | 2CC |  | AUH_E2271X_10481_001001001 | in |  | On Air | On Air |  | Nokia | 3G+4G | NSN U900 F1 | NSN L1800 F1 (20MHz) + L800 F1 (15Mhz) |  | 2 |  |  | IIB
Oct 2021 add | IAD5211 | The Grove Saadiyat Residential Building Block E |  | IAD0211 | IADL5211 |  | AUH | 24.5551 | 54.455642 | du | Residential | IBS | Abu Dhabi | ABU DHABI_SADIYAT ISLAND | 2046700 | 3CC |  | AUH_E2371D_10015_001001001 | in |  | On Air | On Air |  | Nokia | 3G+4G | NSN U900 F1 | NSN L18 F1 (20M) + L800 F1 (15M) + L21 F1 (15M) |  | 2 |  |  | MW
Oct 2021 add | IAD5847 | AL QUBAISI TOWER |  | IAD0847 | IADL5847 |  | AUH | 24.494 | 54.377973 | du | Residential | IBS | Abu Dhabi | ABU DHABI_Tourist Club Area | 2500100 | 3CC |  | AUH_E2271Y_11314_001001001 / AUH_E2271Y_11314_001002001 | in |  | On Air | On Air |  | Nokia | 3G+4G | NSN U900 F1 | NSN L18 F1 (20M) + L800 F1 (15M) + L21 F1 (15M) |  | 4 |  |  | IIB
Oct 2021 add | IAD5210 | The Grove Saadiyat Residential Building Block D |  | IAD0210 | IADL5210 |  | AUH | 24.5543 | 54.456434 | du | Residential | IBS | Abu Dhabi | ABU DHABI_SADIYAT ISLAND | 2046700 | 2CC |  | AUH_E2371I_10043_001001001 | in |  | On Air | On Air |  | Nokia | 3G+4G | NSN U900 F1 | NSN L1800 F1 (20MHz) + L800 F1 (15Mhz) |  | 2 |  |  | MW
Oct 2021 add | IAD5799 | Al Qurm View Building Al Reem Island |  | IAD0799 | IADL5799 |  | AUH | 24.5058 | 54.405313 | du | Residential | IBS | Abu Dhabi | Abu Dhabi_Al Reem Island | 2045700 | 2CC |  | AUH_E2371Q_10012_001002001 | in |  | On Air | On Air |  | Nokia | 3G+4G | NSN U900 F1 | NSN L1800 F1 (20MHz) + L800 F1 (15Mhz) |  | 2 |  |  | MW
Oct 2021 add | IAD5631 | Heirs of Khalifa Obaid Saeed Al Mehairbi |  | IAD0631 | IADL5631 |  | AUH | 24.482 | 54.350771 | du | Commercial & Residential | IBS | Abu Dhabi | ABU DHABI_Al Hosn | 2500300 | 2CC |  | AUH_E2271X_10107_001001001 | in |  | On Air | On Air |  | Nokia | 3G+4G | NSN U900 F1 | NSN L1800 F1 (20MHz) + L800 F1 (15Mhz) |  | 2 |  |  | MW
Oct 2021 add | IAD5262 | Residential Building Al Raha (RBW7-27) |  | IAD0262 | IADL5262 |  | AUH | 24.4449 | 54.586994 | du | Residential | IBS | Abu Dhabi | Abu Dhabi_Shatie Al Raha | 2042400 | 3CC |  | AUH_E2570K_10057_001001005 | in |  | On Air | On Air |  | Nokia | 3G+4G | NSN U900 F1 | NSN L18 F1 (20M) + L800 F1 (15M) + L21 F1 (15M) |  | 2 |  |  | MW
Oct 2021 add | IAD5865 | Saif Bin Darwish Building_Al Raha_RBW2 Plot 26 |  | IAD0865 | IADL5865 |  | AUH | 24.4534 | 54.61388 | ETC | Residential | IBS | Abu Dhabi | ABU DHABI_SHATIE AL RAHA | 2042400 | 3CC |  | AUH_E2570G_10058_001001001 | in |  | On Air | On Air |  | Nokia | 3G+4G | NSN U900 F1 | NSN L18 F1 (20M) + L800 F1 (15M) + L21 F1 (15M) |  | 8 |  |  | MW
Oct 2021 add | IAD5374 | Twofour54 Abu Dhabi Plot C41 |  | IAD0374 | IADL5374 | IADNR5374 | AUH | 24.4613 | 54.59878 | du | Commercial | IBS | Abu Dhabi | ABU DHABI_YAS ISLAND | 2004600 | 2CC |  | AUH_E2570F_10013_001011002 | in |  | On Air | On Air | On Air | Nokia | 3G+4G+5G | NSN U900 F1 | NSN L1800 F1 (20MHz) + L800 F1 (15Mhz) | 1CC | 4 | 1 | N41 | IIB
Oct 2021 add | IAD5811 | C18-RT2-Al Reem Residential |  | IAD0811 | IADL5811 |  | AUH | 24.4958 | 54.393240 | ETC | Residential | IBS | Abu Dhabi | ABU DHABI_AL REEM ISLAND | 2045700 | 3CC |  | AUH_E2371U_10079_001001001 | in |  | On Air | On Air |  | Nokia | 3G+4G | NSN U900 F1 | NSN L1800 F1/F2 (20+15M) + L800 F1 (15M) |  | 12 |  |  | MW
Oct 2021 add | IAD5781 | H.H Sheikh Soultan Bin Zayed Al Nahyan Building |  | IAD0781 | IADL5781 | IADNR5781 | AUH | 24.4319 | 54.464417 | du | Residential | IBS | Abu Dhabi | ABU DHABI_Al Matar | 2501600 | 2CC |  | AUH_E2370N_10502_001001001 | in |  | On Air | On Air | On Air | Nokia | 3G+4G+5G | NSN U900 F1 | NSN L1800 F1 (20MHz) + L800 F1 (15Mhz) | 2CC | 2 | 1 | N78 | IIB
Oct 2021 add | IAD5264 | Residential Building Al Raha (RBW7-31) |  | IAD0264 | IADL5264 |  | AUH | 24.4442 | 54.584727 | du | Residential | IBS | Abu Dhabi | Abu Dhabi_Shatie Al Raha | 2042400 | 2CC |  | AUH_E2570K_10055_001020001 | in |  | On Air | On Air |  | Nokia | 3G+4G | NSN U900 F1 | NSN L1800 F1 (20MHz) + L800 F1 (15Mhz) |  | 2 |  |  | MW
Oct 2021 add | IAD5476 | Al Hamily Tower |  | IAD0476 | IADL5476 |  | AUH | 24.4728 | 54.347985 | ETC | Residential | IBS | Abu Dhabi | ABU DHABI_Al Khalidiya | 2501300 | 2CC |  | AUH_E2270D_10768_001001001 | in |  | On Air | On Air |  | Nokia | 3G+4G | NSN U900 F1 | NSN L1800 F1 (20MHz) + L800 F1 (15Mhz) |  | 2 |  |  | MW
Oct 2021 add | IAD5628 | E16 P24 Al Manzel Hotel Apartments |  | IAD0628 | IADL5628 |  | AUH | 24.496 | 54.378893 | ETC | Hotel | IBS | Abu Dhabi | ABU DHABI_Tourist Club Area | 2500100 | 2CC |  | AUH_E2271Y_11363_001022013 | in |  | On Air | On Air |  | Nokia | 3G+4G | NSN U900 F1 | NSN L1800 F1 (20MHz) + L800 F1 (15Mhz) |  | 4 |  |  | IIB
Oct 2021 add | IAD5265 | Residential Building Al Raha (RBW4-21) |  | IAD0265 | IADL5265 |  | AUH | 24.4471 | 54.593398 | du | Residential | IBS | Abu Dhabi | Abu Dhabi_Shatie Al Raha | 2042400 | 2CC |  | AUH_E2570K_10059_001001002 | in |  | On Air | On Air |  | Nokia | 3G+4G | NSN U900 F1 | NSN L1800 F1 (20MHz) + L800 F1 (15Mhz) |  | 2 |  |  | MW
Oct 2021 add | IAD5268 | Jamam Residence Al Raha (RBW2-38) |  | IAD0268 | IADL5268 |  | AUH | 24.4518 | 54.608529 | du | Residential | IBS | Abu Dhabi | Abu Dhabi_Shatie Al Raha | 2042400 | 2CC |  | AUH_E2570G_10054_001001002 | in |  | On Air | On Air |  | Nokia | 3G+4G | NSN U900 F1 | NSN L1800 F1 (20MHz) + L800 F1 (15Mhz) |  | 2 |  |  | MW
Oct 2021 add | IAD5357 | Sh. Mansour & Sh. Tahnoon VIP VILLAS |  | IAD0357 | IADL5357 |  | AUH | 24.4349 | 54.472806 | ETC | Villa | IBS | Abu Dhabi | ABU DHABI_Al Matar | 2501600 | 2CC | MIMO | AUH_E2370O_10226_001001001 | in |  | On Air | On Air |  | Nokia | 3G+4G | NSN U900 F1 | NSN L1800 F1 (20MHz) + L800 F1 (15Mhz) |  | 6 |  |  | MW
Nov 2021 add | DXN0925 | Roxana Residence |  | DXN5925 | DXNL0925 |  | DXB | 25.0575 | 55.217001 | du | Residential | IBS | Dubai South | DUBAI_AL BARSHA SOUTH FOURTH (JUMEIRAH VILLAGE SOUTH) | 1068100 | 2CC |  | DXB_E3177R_11382_001002037 | in |  | On Air | On Air |  | Huawei | 3G+4G | HW U900 F1 | HW L1.8 F1 (20M) + L800 F1 (15M) |  | 6 |  |  | IIB
Nov 2021 add | DXN0267 | Signature Hotel Al Barsha |  | DXN5267 | DXNL0267 |  | DXB | 25.117 | 55.195161 | ETC | Hotel | IBS | Dubai South | DUBAI_AL BARSHA FIRST | 1037300 | 2CC |  | DXB_E3177B_10791_001010001 | in |  | On Air | On Air |  | Huawei | 3G+4G | HW U900 F1 | HW L1.8 F1 (20M) + L800 F1 (15M) |  | 2 |  |  | IIB
Nov 2021 add | DXN0248 | Milano Giovanni Boutique Suites Hotel Apartment |  | DXN5248 | DXNL0248 |  | DXB | 25.0608 | 55.21735 | du | Commercial & Residential | IBS | Dubai South | DUBAI_AL BARSHA SOUTH FOURTH (JUMEIRAH VILLAGE SOUTH) | 1068100 | 2CC |  | DXB_E3177R_11359_001001006 | in |  | On Air | On Air |  | Huawei | 3G+4G | HW U900 F1 | HW L1.8 F1 (20M) + L800 F1 (15M) |  | 2 |  |  | IIB
Nov 2021 add | DXN0814 | SOBHA HARTLAND GREENS APT PH 1 & 2 |  | DXN5814 | DXNL0814 |  | DXB | 25.1767 | 55.309689 | du | Residential | IBS | Dubai North | DUBAI_AL MERKADH (AL MERKAD) | 1034700 | 2CC |  | DXB_E3278M_10320_001011004 | in |  | On Air | On Air |  | Huawei | 3G+4G | HW U900 F1 | HW L1.8 F1 (20M) + L800 F1 (15M) |  | 12 |  |  | IIB
Nov 2021 add | SHJ0265 | Occidental Sharjah Grand |  | SHJ5265 | SHJL0265 |  | NE | 25.3382 | 55.3622 | ETC | Hotel | IBS | Sharjah | SHARJAH_AL KHALEDIA | 3007900 | 2CC |  | SHJ_E3380P_10258_001001001 | in |  | On Air | On Air |  | Huawei | 3G+4G | HW U900 F1 | HW L1.8 F1/F2 (20+10M) |  | 2 |  |  | IIB
Nov 2021 add | DXN0029 | Dubai Marina Sky View Tower |  | DXN5029 | DXNL0029 |  | DXB | 25.084 | 55.142584 | ETC | Residential | IBS | Dubai South | DUBAI_MARSA DUBAI | 1039200 | 2CC |  | DXB_E3077N_10244_001001001 | in |  | On Air | On Air |  | Huawei | 3G+4G | HW U900 F1 | HW L1.8 F1 (20M) + L800 F1 (15M) |  | 4 |  |  | IIB
Nov 2021 add | DXN0071 | Sunrise Bay by EMAAR _JUMEIRAH THE PALM |  | DXN5071 | DXNL0071 |  | DXB | 25.0972 | 55.140109 | ETC | Residential | IBS | Dubai South | DUBAI_NAKHLAT JUMEIRA (THE PALM JUMEIRAH) | 1038100 | 2CC |  | DXB_E3077I_10093_001007012 DXB_E3077I_10093_001007013 DXB_E3077I_10093_001033003 DXB_E3077I_10093_001033004 DXB_E3077I_10093_001036003 DXB_E3077I_10093_001036004 | in |  | On Air | On Air |  | Huawei | 3G+4G | HW U900 F1 | HW L1.8 F1 (20M) + L800 F1 (15M) |  | 12 |  |  | IIB
Nov 2021 add | ISH5113 | Supreme Council for Family Affairs-SHJ |  | ISH0113 | ISHL5113 |  | NE | 25.3764 | 55.3972 | ETC | Government | IBS | Sharjah | SHARJAH_AL QULAYAA | 3007100 | 2CC |  | SHJ_E3380G_10042_001002001 | in |  | On Air | On Air |  | Huawei | 3G+4G | HW U900 F1 | HW L1.8 F1 (20M) + L800 F1 (15M) |  | 2 |  |  | IIB
Nov 2021 add | ISH5005 | Al Ikhlas Tower |  | ISH0005 | ISHL5005 |  | NE | 25.3295 | 55.367376 | ETC | Residential | IBS | Sharjah | SHARJAH_AL KHAN | 3010300 | 2CC |  | SHJ_E3380P_10085_001001006 | in |  | On Air | On Air |  | Huawei | 3G+4G | HW U900 F1 | HW L1.8 F1 (20M) + L800 F1 (15M) |  | 4 |  |  | IIB
Dec 2021 update | SHJ0738 | Qadisya Tower (Block C & D) |  | SHJ5738 | SHJL0738 |  | NE | 25.3022 | 55.384264 | ETC | Residential | IBS | Sharjah | Sharjah_AL NAHDA | 3010200 | 2CC |  | SHJ_E3379B_11436_001001007 | in |  | On Air | On Air |  | Huawei | 3G+4G | HW U900 F1 | HW L1.8 F1 (20M) + L800 F1 (15M) |  | 10/5 |  |  | MW
Nov 2021 add | DXN0808 | Mattar Al Tayer Tower |  | DXN5808 | DXNL0808 |  | DXB | 25.2886 | 55.362763 | ETC | Residential | IBS | Dubai North | DUBAI_AL NAHDA FIRST | 1023100 | 2CC |  | DXB_E3379F_10894_001008007 / DXB_E3379F_10894_001027007 | in |  | On Air | On Air |  | Huawei | 3G+4G | HW U900 F1 | HW L1.8 F1 (20M) + L800 F1 (15M) |  | 4 |  |  | IIB
Nov 2021 add | IAJ5809 | Tech Tower |  | IAJ0809 | IAJL5809 |  | NE | 25.3927 | 55.437477 | ETC | Residential | IBS | Ajman | AJMAN_RASHIDEYA 3 | 4000400 | 2CC |  | AJM_E3380D_11276_001001007 AJM_E3380D_11276_001025013 | in |  | On Air | On Air |  | Huawei | 3G+4G | HW U900 F1 | HW L1.8 F1 (20M) + L800 F1 (15M) |  | 4 |  |  | IIB
Nov 2021 add | DXN0409 | Marina Residence Towers_Dubai Marina |  | DXN5409 | DXNL0409 |  | DXB | 25.0725 | 55.137665 | ETC | Residential | IBS | Dubai South | DUBAI_MARSA DUBAI | 1039200 | 2CC |  | DXB_E3077N_10755_001004005 / DXB_E3077N_10034_001004003 | in |  | On Air | On Air |  | Huawei | 3G+4G | HW U900 F1 | HW L1.8 F1 (20M) + L800 F1 (15M) |  | 4 |  |  | IIB
Nov 2021 add | ISH5079 | Al Yasat Tower 2-SHJ |  | ISH0079 | ISHL5079 |  | NE | 25.3187 | 55.380281 | ETC | Residential | IBS | Sharjah | SHARJAH_AL MAZAJ SECOND | 3010700 | 3CC |  | SHJ_E3380U_10134_001001001 | in |  | On Air | On Air |  | Huawei | 3G+4G | HW U900 F1 | HW L1.8 F1/F2 (20+10M) + L800 F1 (15M) |  | 4 |  |  | IIB
Nov 2021 add | SHJ0774 | Capital Tower |  | SHJ5774 | SHJL0774 |  | NE | 25.3284 | 55.394284 | ETC | Commercial | IBS | Sharjah | SHARJAH_AL MAZAJ SECOND | 3010700 | 2CC |  | SHJ_E3380Q_10058_001001010 | in |  | On Air | On Air |  | Huawei | 3G+4G | HW U900 F1 | HW L1.8 F1 (20M) + L800 F1 (15M) |  | 4 |  |  | IIB
Nov 2021 add | DXB5236G | ATOM Pier 7_B |  | DXB5236G | DXBL0236VII |  | DXB | 25.076 | 55.138657 | du | Mall | Small Cell | Dubai South | Dubai_Marsa Dubai | 1039200 | 1CC |  | DXB_E3077N_10765_001002004 | in |  | On Air | On Air |  | Huawei | 3G+4G | HW U2.1 F2 | HW L1.8 F1 (20M) |  | 1 |  |  | IIB
Nov 2021 add | ISH5148 | Sharjah Finance Department |  | ISH0148 | ISHL5148 |  | NE | 25.3476 | 55.37541 | ETC | Government | IBS | Sharjah | SHARJAH_AL LAYYEH | 3007800 | 2CC |  | SHJ_E3380K_10008_001001003 | in |  | On Air | On Air |  | Huawei | 3G+4G | HW U900 F1 | HW L1.8 F1 (20M) + L800 F1 (15M) |  | 2 |  |  | IIB
Nov 2021 add | DXN0117 | Binghatti Heights |  | DXN5117 | DXNL0117 |  | DXB | 25.1807 | 55.269022 | du | Residential | IBS | Dubai North | Dubai_Burj Khalifa (Business Bay) | 1034500 | 2CC |  | DXB_E3278F_10404_001029003 | in |  | On Air | On Air |  | Huawei | 3G+4G | HW U900 F1 | HW L1.8 F1 (20M) + L800 F1 (15M) |  | 4 |  |  | IIB
Nov 2021 add | DXN0382 | Tennis Tower |  | DXN5382 | DXNL0382 |  | DXB | 25.0419 | 55.20544 | du | Residential | IBS | Dubai South | DUBAI_AL HEBIAH FOURTH (DUBAI SPORTS CITY) | 1068200 | 2CC |  | DXB_E3177V_10028_001018002 | in |  | On Air | On Air |  | Huawei | 3G+4G | HW U900 F1 | HW L1.8 F1 (20M) + L800 F1 (15M) |  | 2 |  |  | IIB
Nov 2021 add | DXN0889 | Al Gurg Twin Tower Al Nahda |  | DXN5889 | DXNL0889 |  | DXB | 25.2963 | 55.376556 | du | Residential | IBS | Dubai North | Dubai_Al Nahda Second | 1024100 | 3CC |  | DXB_E3379A_10543_001003002 | in |  | On Air | On Air |  | Huawei | 3G+4G | HW U900 F1 | HW L1.8 F1/F2 (20+10M) + L800 F1 (15M) |  | 4 |  |  | IIB
Nov 2021 add | ISH5085 | Crystal Tower C -SHJ |  | ISH0085 | ISHL5085 |  | NE | 25.3372 | 55.387 | ETC | Commercial | IBS | Sharjah | SHARJAH_AL MAZAJ FIRST | 3010600 | 3CC |  | SHJ_E3380Q_10264_001001001 | in |  | On Air | On Air |  | Huawei | 3G+4G | HW U900 F1 | HW L1.8 F1/F2 (20+10M) + L800 F1 (15M) |  | 4 |  |  | IIB
Nov 2021 add | IAJ5828 | Escape Tower-AJM |  | IAJ0828 | IAJL5828 |  | NE | 25.4032 | 55.439742 | ETC | Residential | IBS | Ajman | AJMAN_RASHIDEYA 3 | 4000400 | 2CC |  | AJM_E3381Y_13968_001001004 | in |  | On Air | On Air |  | Huawei | 3G+4G | HW U900 F1 | HW L1.8 F1 (20M) + L800 F1 (15M) |  | 4 |  |  | IIB
Nov 2021 add | DXN0402 | Ice Hockey Tower |  | DXN5402 | DXNL0402 |  | DXB | 25.0424 | 55.205798 | du | Residential | IBS | Dubai South | DUBAI_AL HEBIAH FOURTH (DUBAI SPORTS CITY) | 1068200 | 2CC |  | DXB_E3177V_10027_001019002 | in |  | On Air | On Air |  | Huawei | 3G+4G | HW U900 F1 | HW L1.8 F1 (20M) + L800 F1 (15M) |  | 2 |  |  | IIB
Nov 2021 add | DXB5236F | ATOM Pier 7_A |  | DXB5236F | DXBL0236VI |  | DXB | 25.076 | 55.138657 | du | Mall | Small Cell | Dubai South | Dubai_Marsa Dubai | 1039200 | 1CC |  | DXB_E3077N_10765_001002002 | in |  | On Air | On Air |  | Huawei | 3G+4G | HW U2.1 F2 | HW L1.8 F1 (20M) |  | 1 |  |  | IIB
Nov 2021 add | DXB5155E | ATOM Surti Industries Jebel Ali |  | DXB5155E | DXBL0155V |  | DXB | 24.9284 | 55.042388 | du | Commercial | Small Cell | Dubai South | DUBAI_JABAL ALI INDUSTRIAL THIRD (JABAL ALI INDUSTRIAL 3) | 1051600 | 1CC |  | DXB_E2975D_10017_001001001 | in |  | On Air | On Air |  | Huawei | 3G+4G | HW U2.1 F2 | HW L1.8 F1 (20M) |  | 1 |  |  | IIB
Nov 2021 add | ISH5067 | Sunset Tower_AL KHAN |  | ISH0067 | ISHL5067 |  | NE | 25.3102 | 55.364793 | ETC | Residential | IBS | Sharjah | SHARJAH_AL KHAN | 3010300 | 2CC |  | SHJ_E3380U_10194_001001012 SHJ_E3380U_10194_001003002 SHJ_E3380U_10194_001020012 | in |  | On Air | On Air |  | Huawei | 3G+4G | HW U900 F1 | HW L1.8 F1 (20M) + L800 F1 (15M) |  | 6 |  |  | IIB
Nov 2021 add | DXN0455 | Hub Canal Tower 2 DSC |  | DXN5455 | DXNL0455 |  | DXB | 25.0422 | 55.2177 | du | Residential | IBS | Dubai South | DUBAI_AL HEBIAH FOURTH (DUBAI SPORTS CITY) | 1068200 | 2CC |  | DXB_E3177W_10074_001002002 | in |  | On Air | On Air |  | Huawei | 3G+4G | HW U900 F1 | HW L1.8 F1 (20M) + L800 F1 (15M) |  | 4 |  |  | IIB
Nov 2021 add | ISH5089 | Maha Tower 2-SHJ |  | ISH0089 | ISHL5089 |  | NE | 25.3374 | 55.393547 | ETC | Residential | IBS | Sharjah | SHARJAH_ABU SHUGHARA | 3010800 | 2CC |  | SHJ_E3380Q_10689_001001001 | in |  | On Air | On Air |  | Huawei | 3G+4G | HW U900 F1 | HW L1.8 F1 (20M) + L800 F1 (15M) |  | 4 |  |  | IIB
Nov 2021 add | DXN0410 | Bin Ghatti Gateway |  | DXN5410 | DXNL0410 |  | DXB | 25.2139 | 55.319276 | du | Residential | IBS | Dubai North | DUBAI_AL JADAF | 1032600 | 2CC |  | DXB_E3278C_10049_001020002 | in |  | On Air | On Air |  | Huawei | 3G+4G | HW U900 F1 | HW L1.8 F1 (20M) + L800 F1 (15M) |  | 4 |  |  | IIB
Nov 2021 add | DXN0403 | Opera Grand_Downtown Dubai_Upper Part |  | DXN5403 | DXNL0403 |  | DXB | 25.1935 | 55.271186 | ETC | Mixed Use | IBS | Dubai North | DUBAI_BURJ KHALIFA (BUSINESS BAY) | 1034500 | 2CC |  | DXB_E3278F_10732_001004004 | in |  | On Air | On Air |  | Huawei | 3G+4G | HW U900 F1 | HW L1.8 F1 (20M) + L800 F1 (15M) |  | 8 |  |  | IIB
Nov 2021 add | DXN0986 | Emirates National School Al Khawaneej 1 |  | DXN5986 | DXNL0986 |  | DXB | 25.2572 | 55.496505 | du | University/School | IBS | Dubai North | Dubai_Al Khwaneej First | 1028100 | 2CC |  | DXB_E3479L_10021_001001003 | in |  | On Air | On Air |  | Huawei | 3G+4G | HW U900 F1 | HW L1.8 F1 (20M) + L800 F1 (15M) |  | 4 |  |  | IIB
Nov 2021 add | DXN0680 | OBS Residences IMPZ |  | DXN5680 | DXNL0680 |  | DXB | 25.0394 | 55.195077 | du | Residential | IBS | Dubai South | Dubai_Meaisem First (Jumeirah Golf Estate) | 1068500 | 3CC |  | DXB_E3177V_11290_001026001 | in |  | On Air | On Air |  | Huawei | 3G+4G | HW U900 F1 | HW L1.8 F1/F2 (20+10M) + L800 F1 (15M) |  | 4 |  |  | IIB
Nov 2021 add | SHJ0025 | Al Maha Tower |  | SHJ5025 | SHJL0025 |  | NE | 25.3286 | 55.3924 | ETC | Residential | IBS | Sharjah | SHARJAH_AL MAZAJ SECOND | 3010700 | 2CC |  | SHJ_E3380Q_10007_001003002 | in |  | On Air | On Air |  | Huawei | 3G+4G | HW U900 F1 | HW L1.8 F1 (20M) + L800 F1 (15M) |  | 4 |  |  | IIB
Nov 2021 add | SHJ0726 | Al Salam Residence |  | SHJ5726 | SHJL0726 |  | NE | 25.3296 | 55.374302 | ETC | Residential | IBS | Sharjah | SHARJAH_AL MAZAJ THIRD | 3010500 | 2CC |  | SHJ_E3380P_10179_001001002 | in |  | On Air | On Air |  | Huawei | 3G+4G | HW U900 F1 | HW L1.8 F1 (20M) + L800 F1 (15M) |  | 6 |  |  | IIB
Nov 2021 add | DXN0839 | Emirates Industrial Bank Port Saeed |  | DXN5839 | DXNL0839 |  | DXB | 25.2536 | 55.335690 | ETC | Commercial | IBS | Dubai North | DUBAI_PORT SAEED | 1012900 | 2CC |  | DXB_E3279N_11632_001004002 | in |  | On Air | On Air |  | Huawei | 3G+4G | HW U900 F1 | HW L1.8 F1 (20M) + L800 F1 (15M) |  | 2 |  |  | GPON
Nov 2021 add | IAJ5823 | Al Tharash Building-AJM |  | IAJ0823 | IAJL5823 |  | NE | 25.4054 | 55.444281 | ETC | residential | IBS | Ajman | AJMAN_RASHIDEYA 3 | 4000400 | 2CC |  | AJM_E3381Y_13959_001001001 | in |  | On Air | On Air |  | Huawei | 3G+4G | HW U900 F1 | HW L1.8 F1 (20M) + L800 F1 (15M) |  | 4 |  |  | IIB
Nov 2021 add | ISH5043 | Maysaloon Golden Tower-SHJ |  | ISH0043 | ISHL5043 |  | NE | 25.3387 | 55.387653 | ETC | Residential | IBS | Sharjah | SHARJAH_AL MAZAJ FIRST | 3010600 | 2CC |  | SHJ_E3380Q_10303_001020001 | in |  | On Air | On Air |  | Huawei | 3G+4G | HW U900 F1 | HW L1.8 F1 (20M) + L800 F1 (15M) |  | 4 |  |  | IIB
Nov 2021 add | DXB5059J | ATOM Meyan Mall Jumeirah |  | DXB5059J | DXBL0059X |  | DXB | 25.1448 | 55.198666 | du | Mall | ATOM | Dubai South | Dubai_Umm Suqeim Second | 1036200 | 1CC |  | DXB_E3178Q_11540_001004016 | in |  | On Air | On Air |  | Huawei | 3G+4G | HW U2.1 F2 | HW L1.8 F1 (20M) |  | 1 |  |  | IIB
Nov 2021 add | DXN0906 | Maya 4 Building |  | DXN5906 | DXNL0906 |  | DXB | 25.0428 | 55.19189 | du | Residential | IBS | Dubai South | DUBAI_AL BARSHA SOUTH FIFTH (JUMEIRAH VILLAGE) | 1068400 | 3CC |  | DXB_E3177V_11320_001030002 | in |  | On Air | On Air |  | Huawei | 3G+4G | HW U900 F1 | HW L1.8 F1/F2 (20+10M) + L800 F1 (15M) |  | 4 |  |  | IIB
Nov 2021 add | DXN0536 | Azizi Plaza Hotel Apartments Al Furjan |  | DXN5536 | DXNL0536 |  | DXB | 25.0219 | 55.139048 | du | Residential | IBS | Dubai South | Dubai_Jabal Ali Gardens | 1059102 | 3CC |  | DXB_E3076D_10678_001002005 | in |  | On Air | On Air |  | Huawei | 3G+4G | HW U900 F1 | HW L1.8 F1/F2 (20+10M) + L800 F1 (15M) |  | 4 |  |  | IIB
Nov 2021 add | DXN0551 | The One at Jumeirah Village Triangle (JVT) |  | DXN5551 | DXNL0551 |  | DXB | 25.0582 | 55.194225 | du | Hotel | IBS | Dubai South | Dubai_Al Barsha South Fifth (Jumeirah Village) | 1068400 | 2CC |  | DXB_E3177Q_11889_001002006 | in |  | On Air | On Air |  | Huawei | 3G+4G | HW U900 F1 | HW L1.8 F1 (20M) + L800 F1 (15M) |  | 4 |  |  | IIB
Nov 2021 add | ISH5045 | Sama Tower-1-SHJ |  | ISH0045 | ISHL5045 |  | NE | 25.3343 | 55.3932 | ETC | Residential | IBS | Sharjah | SHARJAH_ABU SHUGHARA | 3010800 | 2CC |  | SHJ_E3380Q_10688_001001001 | in |  | On Air | On Air |  | Huawei | 3G+4G | HW U900 F1 | HW L1.8 F1 (20M) + L800 F1 (15M) |  | 4 |  |  | IIB
Nov 2021 add | DXN0195 | Gulf News Printing Press DIP |  | DXN5195 | DXNL0195 |  | DXB | 24.9905 | 55.187863 | du | Commercial | IBS | Dubai South | Dubai_Dubai Investment Park Second | 1059700 | 2CC |  | DXB_E3176L_10015_001001002 | in |  | On Air | On Air |  | Huawei | 3G+4G | HW U900 F1 | HW L1.8 F1 (20M) + L800 F1 (15M) |  | 2 |  |  | MW
Nov 2021 add | FUJ0647 | Fujairah Sports Complex & Admin Building |  | FUJ5647 | FUJL0647 |  | NE | 25.1202 | 56.292382 | ETC | Commercial | IBS | Fujairah | Fujairah_Hayl (Fujairah) | 6000016 | 2CC | Yes | FJR_E4277B_10009_001002001 | in |  | On Air | On Air |  | Huawei | 3G+4G | HW U900 F1 | HW L1.8 F1 (20M) + L800 F1 (15M) |  | 6 |  |  | IIB
Nov 2021 add | ISH5020 | Easa Saleh Al Gurg Tower-SHJ |  | ISH0020 | ISHL5020 |  | NE | 25.3545 | 55.386903 | ETC | Residential | IBS | Sharjah | SHARJAH_UMM AT TARRAFA | 3006200 | 2CC |  | SHJ_E3380L_10908_001001001 | in |  | On Air | On Air |  | Huawei | 3G+4G | HW U900 F1 | HW L1.8 F1/F2 (20+10M) |  | 4 |  |  | IIB
Nov 2021 add | DXN0276 | First Abu Dhabi Bank Jumeirah Dubai |  | DXN5276 | DXNL0276 |  | DXB | 25.1668 | 55.21428 | ETC | Commercial | IBS | Dubai South | DUBAI_UMM SUQEIM FIRST | 1035600 | 2CC |  | DXB_E3178M_12554_001001001 | in |  | On Air | On Air |  | Huawei | 3G+4G | HW U900 F1 | HW L1.8 F1 (20M) + L800 F1 (15M) |  | 2 |  |  | MW
Nov 2021 add | ISH5051 | Sharjah Premiere Hotel & Resort |  | ISH0051 | ISHL5051 |  | NE | 25.3449 | 55.367766 | ETC | Hotel | IBS | Sharjah | SHARJAH_AL LAYYEH | 3007800 | 1CC |  | SHJ_E3380K_10009_001001003 | in |  | On Air | On Air |  | Huawei | 3G+4G | HW U900 F1 | HW L800 F1 (15M) |  | 1 |  |  | IIB
Nov 2021 add | DXN0127 | Commercial & Residential Building (Plot 673-4086) Arjan |  | DXN5127 | DXNL0127 |  | DXB | 25.0644 | 55.24704 | du | Residential | IBS | Dubai South | DUBAI_AL BARSHA SOUTH THIRD | 1067300 | 2CC |  | DXB_E3177T_10306_001015002 | in |  | On Air | On Air |  | Huawei | 3G+4G | HW U900 F1 | HW L1.8 F1 (20M) + L800 F1 (15M) |  | 2 |  |  | IIB
Nov 2021 add | DXN0831 | Emirates NBD Building Al Nahda 1 |  | DXN5831 | DXNL0831 |  | DXB | 25.2974 | 55.362604 | ETC | Commercial | IBS | Dubai North | DUBAI_AL NAHDA FIRST | 1023100 | 2CC |  | DXB_E3379A_10651_001006001 / DXB_E3379A_10651_001021008 | in |  | On Air | On Air |  | Huawei | 3G+4G | HW U900 F1 | HW L1.8 F1 (20M) + L800 F1 (15M) |  | 4 |  |  | IIB
Nov 2021 add | DXN0938 | Abdul Ghaffar Ghuloom |  | DXN5938 | DXNL0938 |  | DXB | 25.2929 | 55.361748 | ETC | Residential | IBS | Dubai North | DUBAI_AL NAHDA FIRST | 1023100 | 2CC |  | DXB_E3379A_10625_001001001 / DXB_E3379A_10625_001002001 / DXB_E3379A_10625_001003001 | in |  | On Air | On Air |  | Huawei | 3G+4G | HW U900 F1 | HW L1.8 F1 (20M) + L800 F1 (15M) |  | 6 |  |  | IIB
Dec 2021 update | IAJ5825 | Lulu Hypermarket Liwara-2-AJM |  | IAJ0825 | IAJL5825 |  | NE | 25.407 | 55.444114 | ETC | Mall | IBS | Ajman | AJMAN_LIWARA 2 | 4001501 | 2CC |  | AJM_E3381Y_13960_001001001 | in |  | On Air | On Air |  | Huawei | 3G+4G | HW U900 F1 | HW L1.8 F1 (20M) + L800 F1 (15M) |  | 2 |  |  | IIB
Nov 2021 add | DXN0587 | Opera Grand_Downtown Dubai |  | DXN5587 | DXNL0587 |  | DXB | 25.1935 | 55.271186 | ETC | Commercial | IBS | Dubai North | DUBAI_BURJ KHALIFA (BUSINESS BAY) | 1034500 | 2CC |  | DXB_E3278F_10732_001004003 | in |  | On Air | On Air |  | Huawei | 3G+4G | HW U900 F1 | HW L1.8 F1 (20M) + L800 F1 (15M) |  | 8 |  |  | IIB
Nov 2021 add | DXN0832 | Tiara United Tower East_BUSINESS BAY |  | DXN5832 | DXNL0832 |  | DXB | 25.1887 | 55.2598357 | ETC | Residential | IBS | Dubai North | DUBAI_BURJ KHALIFA (BUSINESS BAY) | 1034500 | 2CC |  | DXB_E3178J_11939_002001002 DXB_E3178J_11939_002022024 DXB_E3178J_11939_002042024 | in |  | On Air | On Air |  | Huawei | 3G+4G | HW U900 F1 | HW L1.8 F1 (20M) + L800 F1 (15M) |  | 6 |  |  | IIB
Nov 2021 add | IAD5851 | Warner Brothers Hotel_Yas Island |  | IAD0851 | IADL5851 |  | AUH | 24.4901 | 54.597708 | ETC | Hotel | IBS | Abu Dhabi | ABU DHABI_YAS ISLAND | 2004600 | 2CC |  | AUH_E2571U_10015_001002004 | in |  | On Air | On Air |  | Nokia | 3G+4G | NSN U900 F1 | NSN L1800 F1 (20MHz) + L800 F1 (15Mhz) |  | 8 |  |  | IIB
Nov 2021 add | IAD5841 | W10 C56 ALDANA TOWER |  | IAD0841 | IADL5841 |  | AUH | 24.4692 | 54.338111 | ETC | Residential | IBS | Abu Dhabi | ABU DHABI_Al Khalidiya | 2501300 | 2CC |  | AUH_E2270C_10647_001001001 | in |  | On Air | On Air |  | Nokia | 3G+4G | NSN U900 F1 | NSN L1800 F1 (20MHz) + L800 F1 (15Mhz) |  | 2 |  |  | MW
Nov 2021 add | IAD5364 | Al Sail Tower |  | IAD0364 | IADL5364 |  | AUH | 24.4451 | 54.574677 | du | Residential | IBS | Abu Dhabi | ABU DHABI_SHATIE AL RAHA | 2042400 | 2CC |  | AUH_E2470O_10135_001001001 | in |  | On Air | On Air |  | Nokia | 3G+4G | NSN U900 F1 | NSN L1800 F1 (20MHz) + L800 F1 (15Mhz) |  | 6 |  |  | MW
Nov 2021 add | IAD5391 | Al Meena Building (E14-C50) |  | IAD0391 | IADL5391 |  | AUH | 24.5051 | 54.375152 | du | Residential | IBS | Abu Dhabi | Abu Dhabi_Al Zahiya (Tourist Club Extention) | 2500002 | 2CC |  | AUH_E2271T_11096_001001001 | in |  | On Air | On Air |  | Nokia | 3G+4G | NSN U900 F1 | NSN L1800 F1 (20MHz) + L800 F1 (15Mhz) |  | 2 |  |  | MW
Nov 2021 add | IAD5817 | Al Jeel Towers A & B_Al Reem Island |  | IAD0817 | IADL5817 |  | AUH | 24.4979 | 54.411790 | ETC | Residential | IBS | Abu Dhabi | ABU DHABI_AL REEM ISLAND | 2045700 | 2CC |  | AUH_E2371V_10035_001001001 / AUH_E2371V_10036_001001001 | in |  | On Air | On Air |  | Nokia | 3G+4G | NSN U900 F1 | NSN L1800 F1 (20MHz) + L800 F1 (15Mhz) |  | 4 |  |  | MW
Nov 2021 add | IAD5840 | GHAYATHI Mall |  | IAD0840 | IADL5840 |  | AUH | 23.9111 | 52.802119 | ETC | Mall | IBS | WR | ABU DHABI_GHAYATHI | 2003400 | 2CC |  | AUH_E0665X_10185_001001001 | in |  | On Air | On Air |  | Nokia | 3G+4G | NSN U900 F1 | NSN L1800 F1 (20MHz) + L800 F1 (15Mhz) |  | 2 |  |  | MW
Nov 2021 add | IAD5822 | Oasis 2 Building Al Reem Island |  | IAD0822 | IADL5822 |  | AUH | 24.5062 | 54.405134 | du | Residential | IBS | Abu Dhabi | Abu Dhabi_Al Reem Island | 2045700 | 2CC |  | AUH_E2371Q_10009_001001001 | in |  | On Air | On Air |  | Nokia | 3G+4G | NSN U900 F1 | NSN L1800 F1 (20MHz) + L800 F1 (15Mhz) |  | 2 |  |  | MW
Nov 2021 add | IAD5862 | AlDhafra Sports And Culture Club |  | IAD0862 | IADL5862 |  | AUH | 23.6689 | 53.693649 | ETC | Stadium | IBS | WR | ABU DHABI_MADINAT ZAYED(WR) | 2031200 | 2CC |  | AUH_E1562X_10147_001003001 | in |  | On Air | On Air |  | Nokia | 3G+4G | NSN U900 F1 | NSN L1800 F1 (20MHz) + L800 F1 (15Mhz) |  | 2 |  |  | IIB
Nov 2021 add | IAD5678 | MIRFA HOTEL ABU DHABI |  | IAD0678 | IADL5678 |  | AUH | 24.1028 | 53.479 | ETC | Hotel | IBS | WR | ABU DHABI_AL MARFA | 2003800 | 3CC |  | AUH_E1367X_10007_001002001 | in |  | On Air | On Air |  | Nokia | 3G+4G | NSN U900 F1 | NSN L1800 F1/F2 (20+15M) + L800 F1 (15M) |  | 2 |  |  | IIB
Nov 2021 add | IAD5815 | AL KHATEM SCHOOL |  | IAD0815 | IADL5815 |  | AUH | 24.1826 | 54.993356 | ETC | University/School | IBS | Abu Dhabi | ABU DHABI_AL KHATIM | 2430100 | 2CC |  | AUH_E2967K_10223_001001001 | in |  | On Air | On Air |  | Nokia | 3G+4G | NSN U900 F1 | NSN L1800 F1 (20MHz) + L800 F1 (15Mhz) |  | 2 |  |  | MW
Dec 2021 add | IAD5852 | Al Falah Medical Mall |  | IAD0852 | IADL5852 | IADNR5852 | AUH | 24.4014 | 54.580185 | ETC | Hospital | IBS | Abu Dhabi | ABU DHABI_KHALIFA CITY | 2042600 | 2CC |  | AUH_E2470Y_10254_001012003 | in |  | On Air | On Air | On Air | Nokia | 3G+4G+5G | NSN U900 F1 | NSN L1800 F1 (20MHz) + L800 F1 (15Mhz) | 1CC | 2 | 1 | N41 | IIB
Dec 2021 add | DXN0272 | Emirates 6 Crew Accommodation |  | DXN5272 | DXNL0272 | DXNNR0272 | DXB | 25.293 | 55.3937 | ETC | Residential | IBS | Dubai North | DUBAI_AL QUSAIS IND. THIRD | 1024600 | 2CC |  | DXB_E3379B_11524_001001033 / DXB_E3379B_11524_001018008 | in |  | On Air | On Air | On Air | Huawei | 3G+4G | HW U900 F1 | HW L1.8 F1 (20M) + L800 F1 (15M) | 1CC | 12 | 6 | N41 | IIB
Dec 2021 add | AJM0976 | Safy Tower |  | AJM5976 | AJML0976 |  | NE | 25.393 | 55.43456 | du | Residential | IBS | Ajman | AJMAN_NUAIMEYA 3 | 4001300 | 3CC |  | AJM_E3380D_11295_001007001 AJM_E3380D_11295_001028002 | in |  | On Air | On Air |  | Huawei | 3G+4G | HW U900 F1 | HW L1.8 F1/F2 (20+15M) + L800 F1 (15M) |  | 8 |  |  | IIB
Dec 2021 add | DXN0862 | Dar Al Jawhara-JVC |  | DXN5862 | DXNL0862 |  | DXB | 25.0484 | 55.207322 | du | Residential | IBS | Dubai South | DUBAI_AL BARSHA SOUTH FOURTH (JUMEIRAH VILLAGE SOUTH) | 1068100 | 2CC |  | DXB_E3177W_11212_001001008 | in |  | On Air | On Air |  | Huawei | 3G+4G | HW U900 F1 | HW L1.8 F1 (20M) + L800 F1 (15M) |  | 2 |  |  | IIB
Dec 2021 add | SHJ0569 | Al Shaiba 128 |  | SHJ5569 | SHJL0569 |  | NE | 25.2996 | 55.370098 | ETC | Residential | IBS | Sharjah | SHARJAH_AL NAHDA | 3010200 | 3CC |  | SHJ_E3379A_10387_001001025 | in |  | On Air | On Air |  | Huawei | 3G+4G | HW U900 F1 | HW L1.8 F1/F2 (20+15M) + L800 F1 (15M) |  | 4 |  |  | IIB
Dec 2021 add | ISH5121 | Future Tower 1-SHJ |  | ISH0121 | ISHL5121 |  | NE | 25.3279 | 55.36962 | ETC | Residential | IBS | Sharjah | SHARJAH_AL KHAN | 3010300 | 2CC |  | SHJ_E3380P_10097_001001001 | in |  | On Air | On Air |  | Huawei | 3G+4G | HW U900 F1 | HW L1.8 F1 (20M) + L800 F1 (15M) |  | 4 |  |  | IIB
Dec 2021 add | DXN0148 | AG5 Tower Business Bay |  | DXN5148 | DXNL0148 |  | DXB | 25.1799 | 55.269112 | du | Residential | IBS | Dubai North | Dubai_Burj Khalifa (Business Bay) | 1034500 | 3CC |  | DXB_E3278K_10812_001007027 | in |  | On Air | On Air |  | Huawei | 3G+4G | HW U900 F1 | HW L1.8 F1/F2 (20+10M) + L800 F1 (15M) |  | 8 |  |  | IIB
Dec 2021 add | DXN0383 | Manchester Tower_Dubai Marina |  | DXN5383 | DXNL0383 |  | DXB | 25.0678 | 55.132094 | ETC | Residential | IBS | Dubai South | DUBAI_MARSA DUBAI | 1039200 | 2CC |  | DXB_E3077S_10157_001011015 / DXB_E3077S_10157_001018016 | in |  | On Air | On Air |  | Huawei | 3G+4G | HW U900 F1 | HW L1.8 F1 (20M) + L800 F1 (15M) |  | 8 |  |  | IIB
Dec 2021 add | SHJ0116 | Khalid Plaza |  | SHJ5116 | SHJL0116 |  | NE | 25.3223 | 55.386733 | ETC | Mall | IBS | Sharjah | SHARJAH_AL MAZAJ SECOND | 3010700 | 3CC |  | SHJ_E3380V_10094_001001009 | in |  | On Air | On Air |  | Huawei | 3G+4G | HW U900 F1 | HW L1.8 F1/F2 (20+15M) + L800 F1 (15M) |  | 8 |  |  | IIB
Dec 2021 add | ISH5049 | Victoria Building Al Taawun |  | ISH0049 | ISHL5049 |  | NE | 25.3131 | 55.377675 | du | Residential | IBS | Sharjah | Sharjah_Al Mamzar | 3010400 | 3CC |  | SHJ_E3380U_10086_001001001 | in |  | On Air | On Air |  | Huawei | 3G+4G | HW U900 F1 | HW L1.8 F1/F2 (20+15M) + L800 F1 (15M) |  | 2 |  |  | IIB
Dec 2021 add | DXN0788 | JLT_Lake City Tower_Plot D3 |  | DXN5788 | DXNL0788 |  | DXB | 25.0707 | 55.141003 | du | Residential | IBS | Dubai South | Dubai_Jumeirah Lakes Towers (JLT) | 1039301 | 2CC |  | DXB_E3077N_10602_001009014 | in |  | On Air | On Air |  | Huawei | 3G+4G | HW U900 F1 | HW L1.8 F1 (20M) + L800 F1 (15M) |  | 6 |  |  | IIB
Dec 2021 add | DXN0559 | Harbour Gate Tower 2 at DCH |  | DXN5559 | DXNL0559 |  | DXB | 25.2081 | 55.347042 | du | Residential | IBS | Dubai North | Dubai_Al Kheeran First (Ras Al Hamar) | 1041400 | 2CC |  | DXB_E3278E_10196_001001002 | in |  | On Air | On Air |  | Huawei | 3G+4G | HW U900 F1 | HW L1.8 F1 (20M) + L800 F1 (15M) |  | 6 |  |  | IIB
Dec 2021 add | DXN0834 | Jewel of the Creek_Building A1 |  | DXN5834 | DXNL0834 |  | DXB | 25.2522 | 55.324448 | ETC | Mixed Use | IBS | Dubai North | DUBAI_PORT SAEED | 1012900 | 2CC | Yes | DXB_E3279S_10312_001001004 | in |  | On Air | On Air |  | Huawei | 3G+4G | HW U900 F1 | HW L1.8 F1 (20M) + L800 F1 (15M) |  | 8 |  |  | IIB
Dec 2021 add | DXN0558 | Harbour Gate Tower 1 at DCH |  | DXN5558 | DXNL0558 |  | DXB | 25.2073 | 55.347343 | du | Residential | IBS | Dubai North | Dubai_Al Kheeran First (Ras Al Hamar) | 1041400 | 2CC |  | DXB_E3278E_10194_001002002 | in |  | On Air | On Air |  | Huawei | 3G+4G | HW U900 F1 | HW L1.8 F1 (20M) + L800 F1 (15M) |  | 8 |  |  | IIB
Dec 2021 add | ISH5117 | Otaiba Tower-SHJ |  | ISH0117 | ISHL5117 |  | NE | 25.3191 | 55.385036 | ETC | Residential | IBS | Sharjah | SHARJAH_AL MAZAJ SECOND | 3010700 | 2CC |  | SHJ_E3380V_10037_001001001 | in |  | On Air | On Air |  | Huawei | 3G+4G | HW U900 F1 | HW L1.8 F1 (20M) + L800 F1 (15M) |  | 4 |  |  | IIB
Dec 2021 add | ISH5103 | Madad Rashid Madad Al Muhari |  | ISH0103 | ISHL5103 |  | NE | 25.2993 | 55.369381 | du | Residential | IBS | Sharjah | SHARJAH_AL NAHDA | 3010200 | 3CC |  | SHJ_E3379A_10382_001001001 | in |  | On Air | On Air |  | Huawei | 3G+4G | HW U900 F1 | HW L1.8 F1/F2 (20+10M) + L800 F1 (15M) |  | 2 |  |  | IIB
Dec 2021 add | ISH5047 | Tiger Tower-3-SHJ |  | ISH0047 | ISHL5047 |  | NE | 25.3274 | 55.3747 | ETC | Residential | IBS | Sharjah | SHARJAH_AL KHAN | 3010300 | 2CC |  | SHJ_E3380P_10115_001001007 | in |  | On Air | On Air |  | Huawei | 3G+4G | HW U900 F1 | HW L1.8 F1 (20M) + L800 F1 (15M) |  | 4 |  |  | IIB
Dec 2021 add | ISH5057 | Belhassa Tower-SHJ |  | ISH0057 | ISHL5057 |  | NE | 25.3179 | 55.381767 | ETC | Residential | IBS | Sharjah | SHARJAH_AL MAZAJ SECOND | 3010700 | 2CC |  | SHJ_E3380V_10139_001001001 | in |  | On Air | On Air |  | Huawei | 3G+4G | HW U900 F1 | HW L1.8 F1 (20M) + L800 F1 (15M) |  | 4 |  |  | IIB
Dec 2021 add | DXN0453 | Hub Canal Tower 1 DSC |  | DXN5453 | DXNL0453 |  | DXB | 25.0429 | 55.21796 | du | Residential | IBS | Dubai South | DUBAI_AL HEBIAH FOURTH (DUBAI SPORTS CITY) | 1068200 | 2CC |  | DXB_E3177W_10073_001001003 / DXB_E3177W_10073_001018002 | in |  | On Air | On Air |  | Huawei | 3G+4G | HW U900 F1 | HW L1.8 F1 (20M) + L800 F1 (15M) |  | 4 |  |  | IIB
Dec 2021 add | IDX5912 | Detroit Tower (Interiors Dubai)_Motor City |  | IDX0912 | IDXL5912 |  | DXB | 25.0459 | 55.231652 | ETC | Commercial | IBS | Dubai South | Dubai_AL HEBIAH FIRST (Dubai AUTODROME) | 1067400 | 2CC |  | DXB_E3177X_10406_001002011 | in |  | On Air | On Air |  | Huawei | 3G+4G | HW U900 F1 | HW L1.8 F1 (20M) + L800 F1 (15M) |  | 2 |  |  | IIB
Dec 2021 add | DXN0845 | Murano 5 Building |  | DXN5845 | DXNL0845 |  | DXB | 25.0286 | 55.1403 | du | Residential | IBS | Dubai South | DUBAI_JABAL ALI Gardens | 1059102 | 2CC |  | DXB_E3076D_11053_001020001 | in |  | On Air | On Air |  | Huawei | 3G+4G | HW U900 F1 | HW L1.8 F1 (20M) + L800 F1 (15M) |  | 6 |  |  | IIB
Dec 2021 add | DXN0374 | Residential Building (JVC17TP) at JVC |  | DXN5374 | DXNL0374 |  | DXB | 25.0606 | 55.216677 | du | Residential | IBS | Dubai South | Dubai_Al Barsha South Fourth (Jumeirah Village South) | 1068100 | 2CC |  | DXB_E3177R_11446_001001007 | in |  | On Air | On Air |  | Huawei | 3G+4G | HW U900 F1 | HW L1.8 F1 (20M) + L800 F1 (15M) |  | 2 |  |  | IIB
Dec 2021 add | IDX5909 | Sheraton Hotel Dubai Creek |  | IDX0909 | IDXL5909 |  | DXB | 25.2614 | 55.313597 | ETC | Hotel | IBS | Dubai North | Dubai_RIGGAT AL BUTEEN | 1012500 | 2CC |  | DXB_E3279M_11439_001001001 | in |  | On Air | On Air |  | Huawei | 3G+4G | HW U900 F1 | HW L1.8 F1 (20M) + L800 F1 (15M) |  | 4 |  |  | IIB
Dec 2021 add | DXN0461 | Makia Building |  | DXN5461 | DXNL0461 |  | DXB | 25.1135 | 55.1918136 | du | Residential | IBS | Dubai South | DUBAI_AL BARSHA FIRST | 1037300 | 2CC |  | DXB_E3177B_10308_001001003 | in |  | On Air | On Air |  | Huawei | 3G+4G | HW U900 F1 | HW L1.8 F1 (20M) + L800 F1 (15M) |  | 2 |  |  | IIB
Dec 2021 add | IFU5608 | Fujairah New Residential Tower AKA(AWTAD Tower) |  | IFU0608 | IFUL5608 |  | NE | 25.1211 | 56.351797 | ETC | Residential | IBS | Fujairah | FUJAIRAH_RUGHELAT | 6080901 | 2CC |  | FJR_E4277E_11434_001001001 | in |  | On Air | On Air |  | Huawei | 3G+4G | HW U900 F1 | HW L1.8 F1 (20M) + L800 F1 (15M) |  | 6 |  |  | IIB
Dec 2021 add | DXN0130 | Elysee by Pantheon JVC |  | DXN5130 | DXNL0130 |  | DXB | 25.0512 | 55.207808 | du | Residential | IBS | Dubai South | Dubai_Al Barsha South Fourth (Jumeirah Village South) | 1068100 | 2CC |  | DXB_E3177W_11189_001002002 | in |  | On Air | On Air |  | Huawei | 3G+4G | HW U900 F1 | HW L1.8 F1 (20M) + L800 F1 (15M) |  | 6 |  |  | IIB
Dec 2021 add | SHJ0729 | Tami 4 Tower |  | SHJ5729 | SHJL0729 |  | NE | 25.3009 | 55.37903 | du | Residential | IBS | Sharjah | SHARJAH_AL NAHDA | 3010200 | 3CC |  | SHJ_E3379A_10628_001002001 | in |  | On Air | On Air |  | Huawei | 3G+4G | HW U900 F1 | HW L1.8 F1/F2 (20+15M) + L800 F1 (15M) |  | 4 |  |  | IIB
Dec 2021 add | DXN0277 | G+2P+12 RESIDENTIAL BLDG. TWIN TOWERS |  | DXN5277 | DXNL0277 |  | DXB | 25.1784 | 55.31016 | du | Residential | IBS | Dubai North | DUBAI_AL MERKADH (AL MERKAD) | 1034700 | 2CC |  | DXB_E3278M_10333_001001003 | in |  | On Air | On Air |  | Huawei | 3G+4G | HW U900 F1 | HW L1.8 F1 (20M) + L800 F1 (15M) |  | 4 |  |  | IIB
Dec 2021 add | DXN0761 | Al Andalus Towers D, E & F |  | DXN5761 | DXNL0761 |  | DXB | 25.0293 | 55.206311 | du | Residential | IBS | Dubai South | DUBAI_MEAISEM FIRST (JUMEIRAH GOLF ESTATE) | 1068500 | 2CC |  | DXB_E3176B_10791_001012001 | in |  | On Air | On Air |  | Huawei | 3G+4G | HW U900 F1 | HW L1.8 F1 (20M) + L800 F1 (15M) |  | 6 |  |  | IIB
Dec 2021 add | DXN0750 | Warsan Akasya at Warsan Fourth |  | DXN5750 | DXNL0750 |  | DXB | 25.1445 | 55.390733 | du | Residential | IBS | Dubai North | Dubai_Warsan Fourth (Dubai Silicon Oasis) | 1062400 | 3CC |  | DXB_E3378V_10024_001009002 | in |  | On Air | On Air |  | Huawei | 3G+4G | HW U900 F1 | HW L1.8 F1/F2 (20+10M) + L800 F1 (15M) |  | 4 |  |  | IIB
Dec 2021 add | DXN0281 | Dubai Marina - Pacific Tower Marina Wharf 2 |  | DXN5281 | DXNL0281 |  | DXB | 25.0722 | 55.132577 | du | Residential | IBS | Dubai South | DUBAI_MARSA DUBAI | 1039200 | 2CC |  | DXB_E3077N_10720_001003021 | in |  | On Air | On Air |  | Huawei | 3G+4G | HW U900 F1 | HW L1.8 F1 (20M) + L800 F1 (15M) |  | 4 |  |  | IIB
Dec 2021 add | DXN0697 | Mohamed Saleh Ahmad - Plot 326-1009 |  | DXN5697 | DXNL0697 |  | DXB | 25.2232 | 55.330142 | du | Residential | IBS | Dubai North | DUBAI_AL JADAF | 1032600 | 2CC |  | DXB_E3279X_10674_001019002 | in |  | On Air | On Air |  | Huawei | 3G+4G | HW U900 F1 | HW L1.8 F1 (20M) + L800 F1 (15M) |  | 2 |  |  | IIB
Dec 2021 add | FUJ0678 | Al Jabir Tower in Fujairah |  | FUJ5678 | FUJL0678 |  | NE | 25.1215 | 56.353304 | ETC | Residential | IBS | Fujairah | FUJAIRAH_RUGHELAT | 6080901 | 2CC |  | FJR_E4277E_11429_001001016 | in |  | On Air | On Air |  | Huawei | 3G+4G | HW U900 F1 | HW L1.8 F1 (20M) + L800 F1 (15M) |  | 4 |  |  | IIB
Dec 2021 add | DXN0350 | Sherena Residence |  | DXN5350 | DXNL0350 |  | DXB | 25.0944 | 55.314344 | du | Residential | IBS | Dubai South | DUBAI_WADI AL SAFA 3 (RANCHES) | 1064500 | 2CC |  | DXB_E3277H_10024_001001001 | in |  | On Air | On Air |  | Huawei | 3G+4G | HW U900 F1 | HW L1.8 F1 (20M) + L800 F1 (15M) |  | 6 |  |  | MW
Dec 2021 add | IAJ5819 | Ajman KM TowerAl Tameer Building(AKA KM Tower)-AJM |  | IAJ0819 | IAJL5819 |  | NE | 25.4062 | 55.442804 | ETC | Residential | IBS | Ajman | AJMAN_RASHIDEYA 3 | 4000400 | 2CC |  | AJM_E3381Y_13964_001001001 | in |  | On Air | On Air |  | Huawei | 3G+4G | HW U900 F1 | HW L1.8 F1 (20M) + L800 F1 (15M) |  | 4 |  |  | IIB
Dec 2021 add | DXN0434 | JLT - U2 Al Seef 3 |  | DXN5434 | DXNL0434 |  | DXB | 25.0798 | 55.151402 | ETC | Residential | IBS | Dubai South | DUBAI_Jumeirah Lakes Towers (JLT) | 1039301 | 2CC |  | DXB_E3077O_11032_003024001 / DXB_E3077O_11032_003028001 | in |  | On Air | On Air |  | Huawei | 3G+4G | HW U900 F1 | HW L1.8 F1 (20M) + L800 F1 (15M) |  | 4 |  |  | IIB
Dec 2021 add | ISH5099 | Samar Tower-SHJ |  | ISH0099 | ISHL5099 |  | NE | 25.3353 | 55.374061 | ETC | Residential | IBS | Sharjah | SHARJAH_AL MAZAJ THIRD | 3010500 | 2CC |  | SHJ_E3380P_10144_001001001 | in |  | On Air | On Air |  | Huawei | 3G+4G | HW U900 F1 | HW L1.8 F1 (20M) + L800 F1 (15M) |  | 4 |  |  | IIB
Dec 2021 add | IAJ5831 | Al Muhairi Tower-AJM |  | IAJ0831 | IAJL5831 |  | NE | 25.405 | 55.445511 | ETC | Residential | IBS | Ajman | AJMAN_LIWARA 2 | 4001501 | 2CC |  | AJM_E3381Y_13961_001001001 | in |  | On Air | On Air |  | Huawei | 3G+4G | HW U900 F1 | HW L1.8 F1 (20M) + L800 F1 (15M) |  | 4 |  |  | IIB
Dec 2021 add | DXN0344 | Cricket Tower |  | DXN5344 | DXNL0344 |  | DXB | 25.0412 | 55.20528 | du | Residential | IBS | Dubai South | DUBAI_AL HEBIAH FOURTH (DUBAI SPORTS CITY) | 1068200 | 2CC |  | DXB_E3177V_10029_001018002 | in |  | On Air | On Air |  | Huawei | 3G+4G | HW U900 F1 | HW L1.8 F1 (20M) + L800 F1 (15M) |  | 4 |  |  | IIB
Dec 2021 add | DXN0843 | DFC Hill Side Condominium 2 |  | DXN5843 | DXNL0843 |  | DXB | 25.2214 | 55.360830 | ETC | Residential | IBS | Dubai North | DUBAI_AL KHEERAN (RAS AL HAMAR) | 1041200 | 2CC |  | DXB_E3279Y_10515_001001002 | in |  | On Air | On Air |  | Huawei | 3G+4G | HW U900 F1 | HW L1.8 F1 (20M) + L800 F1 (15M) |  | 2 |  |  | IIB
Dec 2021 add | ISH5101 | Tiger 1 Building-SHJ |  | ISH0101 | ISHL5101 |  | NE | 25.3077 | 55.373056 | ETC | Residential | IBS | Sharjah | SHARJAH_AL MAMZAR | 3010400 | 2CC |  | SHJ_E3380U_10064_001001001 | in |  | On Air | On Air |  | Huawei | 3G+4G | HW U900 F1 | HW L1.8 F1 (20M) + L800 F1 (15M) |  | 4 |  |  | IIB
Dec 2021 add | DXN0667 | Innovation Hotel Al Furjan |  | DXN5667 | DXNL0667 |  | DXB | 25.0224 | 55.156303 | du | Hotel | IBS | Dubai South | Dubai_Jabal Ali Gardens | 1059102 | 2CC |  | DXB_E3076E_11278_001010002 | in |  | On Air | On Air |  | Huawei | 3G+4G | HW U900 F1 | HW L1.8 F1 (20M) + L800 F1 (15M) |  | 2 |  |  | IIB
Dec 2021 add | DXN0413 | Securities and Commodities Authority_Al Garhoud |  | DXN5413 | DXNL0413 |  | DXB | 25.2343 | 55.354566 | ETC | Government | IBS | Dubai North | DUBAI_AL GARHOUD | 1021400 | 2CC |  | DXB_E3279Y_10513_001001001 | in |  | On Air | On Air |  | Huawei | 3G+4G | HW U900 F1 | HW L1.8 F1 (20M) + L800 F1 (15M) |  | 2 |  |  | MW
Dec 2021 add | SHJ0453 | AL Baker Tower 2 |  | SHJ5453 | SHJL0453 |  | NE | 25.3029 | 55.369429 | ETC | Residential | IBS | Sharjah | SHARJAH_AL NAHDA | 3010200 | 2CC |  | SHJ_E3379A_10344_001003006 | in |  | On Air | On Air |  | Huawei | 3G+4G | HW U900 F1 | HW L1.8 F1 (20M) + L800 F1 (15M) |  | 4 |  |  | IIB
Dec 2021 add | ISH5118 | Diamond Tower 3 Al Nahda Sharjah |  | ISH0118 | ISHL5118 |  | NE | 25.3013 | 55.375423 | du | Residential | IBS | Sharjah | Sharjah_Al Nahda | 3010200 | 2CC |  | SHJ_E3379A_10420_001001008 | in |  | On Air | On Air |  | Huawei | 3G+4G | HW U900 F1 | HW L1.8 F1 (20M) + L800 F1 (15M) |  | 2 |  |  | IIB
Dec 2021 add | DXN0384 | TOWN CENTRE_JUMEIRAH |  | DXN5384 | DXNL0384 |  | DXB | 25.2151 | 55.25120781 | ETC | Mall | IBS | Dubai North | Dubai_JUMEIRA FIRST | 1033200 | 2CC |  | DXB_E3178E_10507_001001003 | in |  | On Air | On Air |  | Huawei | 3G+4G | HW U900 F1 | HW L1.8 F1 (20M) + L800 F1 (15M) |  | 2 |  |  | IIB
Dec 2021 add | DXB5148I | ATOM Vernus International Primary School |  | DXB5148I | DXBL0148IX |  | DXB | 25.1236 | 55.402507 | du | University/School | ATOM | Dubai North | DUBAI_NADD HESSA (DUBAI SILICON OASIS) | 1062600 | 1CC |  | DXB_E3377B_10091_001001001 | in |  | On Air | On Air |  | Huawei | 3G+4G | HW U2.1 F2 | HW L1.8 F1 (20M) |  | 1 |  |  | IIB
Dec 2021 add | DXN0566 | ECOS Hotel Al Furjan |  | DXN5566 | DXNL0566 |  | DXB | 25.0207 | 55.153395 | du | Hotel | IBS | Dubai South | Dubai_Jabal Ali Gardens | 1059102 | 2CC |  | DXB_E3076E_11279_001010001 | in |  | On Air | On Air |  | Huawei | 3G+4G | HW U900 F1 | HW L1.8 F1 (20M) + L800 F1 (15M) |  | 2 |  |  | IIB
Dec 2021 add | ISH5104 | Sharjah Library |  | ISH0104 | ISHL5104 |  | NE | 25.3543 | 55.4281 | ETC | Government | IBS | Sharjah | SHARJAH_AL ABAR | 3003500 | 2CC |  | SHJ_E3380N_10022_001001001 | in |  | On Air | On Air |  | Huawei | 3G+4G | HW U900 F1 | HW L1.8 F1 (20M) + L800 F1 (15M) |  | 2 |  |  | IIB
Dec 2021 add | DXN0801 | 3B+G+M+9F+R (4 Star Hotel) |  | DXN5801 | DXNL0801 |  | DXB | 25.2677 | 55.30612 | du | Hotel | IBS | Dubai North | DUBAI_AL RIGGA | 1011900 | 2CC |  | DXB_E3279M_11172_001001001 | in |  | On Air | On Air |  | Huawei | 3G+4G | HW U900 F1 | HW L1.8 F1 (20M) + L800 F1 (15M) |  | 2 |  |  | MW
Dec 2021 add | DXN0347 | Golf Tower |  | DXN5347 | DXNL0347 |  | DXB | 25.0405 | 55.20498 | du | Residential | IBS | Dubai South | DUBAI_AL HEBIAH FOURTH (DUBAI SPORTS CITY) | 1068200 | 2CC |  | DXB_E3177V_10019_001018002 | in |  | On Air | On Air |  | Huawei | 3G+4G | HW U900 F1 | HW L1.8 F1 (20M) + L800 F1 (15M) |  | 2 |  |  | IIB
Dec 2021 add | DXN0842 | DFC Hill Side Condominium 1 |  | DXN5842 | DXNL0842 |  | DXB | 25.2217 | 55.360561 | ETC | Residential | IBS | Dubai North | DUBAI_AL KHEERAN (RAS AL HAMAR) | 1041200 | 2CC |  | DXB_E3279Y_10514_001001002 | in |  | On Air | On Air |  | Huawei | 3G+4G | HW U900 F1 | HW L1.8 F1 (20M) + L800 F1 (15M) |  | 2 |  |  | IIB
Dec 2021 add | DXN0851 | DFC Hill Side Condominium 6 |  | DXN5851 | DXNL0851 |  | DXB | 25.2208 | 55.362509 | ETC | Residential | IBS | Dubai North | DUBAI_AL KHEERAN (RAS AL HAMAR) | 1041200 | 2CC |  | DXB_E3379U_12279_001001002 | in |  | On Air | On Air |  | Huawei | 3G+4G | HW U900 F1 | HW L1.8 F1 (20M) + L800 F1 (15M) |  | 2 |  |  | IIB
Dec 2021 add | DXN0844 | DFC Hill Side Condominium 3 |  | DXN5844 | DXNL0844 |  | DXB | 25.2213 | 55.361340 | ETC | Residential | IBS | Dubai North | DUBAI_AL KHEERAN (RAS AL HAMAR) | 1041200 | 2CC |  | DXB_E3279Y_10517_001001002 | in |  | On Air | On Air |  | Huawei | 3G+4G | HW U900 F1 | HW L1.8 F1 (20M) + L800 F1 (15M) |  | 2 |  |  | IIB
Dec 2021 add | DXN0228 | Ramada plaza Hotel(Traders Hotel) |  | DXN5228 | DXNL0228 |  | DXB | 25.27 | 55.331096 | ETC | Hotel | IBS | Dubai North | DUBAI_AL KHABAISI | 1012800 | 2CC |  | DXB_E3279N_10074_001001001 | in |  | On Air | On Air |  | Huawei | 3G+4G | HW U900 F1 | HW L1.8 F1 (20M) + L800 F1 (15M) |  | 2 |  |  | IIB
Dec 2021 add | ISH5140 | Al Baker Tower 3-SHJ |  | ISH0140 | ISHL5140 |  | NE | 25.3013 | 55.36856 | ETC | Residential | IBS | Sharjah | SHARJAH_AL NAHDA | 3010200 | 2CC |  | SHJ_E3379A_10354_001001006 | in |  | On Air | On Air |  | Huawei | 3G+4G | HW U900 F1 | HW L1.8 F1 (20M) + L800 F1 (15M) |  | 4 |  |  | IIB
Dec 2021 add | FUJ0650 | Wadi Al Muddiq Tunnel |  | FUJ5650 | FUJL0650 |  | NE | 24.9858 | 56.290196 | du | Tunnel | IBS | Fujairah | Sharjah_Kalba South | 3000015 | 2CC | Yes | SHJ_E4276Q_10002_001001001 | in |  | On Air | On Air |  | Huawei | 3G+4G | HW U900 F1 | HW L1.8 F1 (20M) + L800 F1 (15M) |  | 2 |  |  | IIB
Dec 2021 add | DXN0002 | Beverley Residence |  | DXN5002 | DXNL0002 |  | DXB | 25.0503 | 55.213453 | du | Residential | IBS | Dubai South | DUBAI_AL BARSHA SOUTH FOURTH (JUMEIRAH VILLAGE SOUTH) | 1068100 | 2CC |  | DXB_E3177W_11213_001006027 | in |  | On Air | On Air |  | Huawei | 3G+4G | HW U900 F1 | HW L1.8 F1 (20M) + L800 F1 (15M) |  | 4 |  |  | IIB
Dec 2021 add | SHJ0225 | Kindi One Tower (Al Nahda Tower) |  | SHJ5225 | SHJL0225 |  | NE | 25.3019 | 55.375142 | ETC | Residential | IBS | Sharjah | SHARJAH_AL NAHDA | 3010200 | 2CC |  | SHJ_E3379A_10422_001002007 | in |  | On Air | On Air |  | Huawei | 3G+4G | HW U900 F1 | HW L1.8 F1 (20M) + L800 F1 (15M) |  | 4 |  |  | IIB
Dec 2021 add | IDX5853 | Al Nabooda Automobiles at DIP |  | IDX0853 | IDXL5853 |  | DXB | 24.8544 | 55.085317 | du | Commercial | IBS | Dubai South | Dubai_SAIH SHUAIB 3 | 1053200 | 2CC |  | DXB_E3075U_10046_001002001 | in |  | On Air | On Air |  | Huawei | 3G+4G | HW U900 F1 | HW L1.8 F1 (20M) + L800 F1 (15M) |  | 4 |  |  | IIB
Dec 2021 add | SHJ0485 | Copthorne Hotel by Millenium |  | SHJ5485 | SHJL0485 |  | NE | 25.3352 | 55.375333 | ETC | Hotel | IBS | Sharjah | Sharjah_AL MAZAJ THIRD | 3010500 | 2CC |  | SHJ_E3380P_10129_001001002 | in |  | On Air | On Air |  | Huawei | 3G+4G | HW U900 F1 | HW L1.8 F1 (20M) + L800 F1 (15M) |  | 6 |  |  | IIB
Dec 2021 add | ISH5046 | Sama Tower-2-SHJ |  | ISH0046 | ISHL5046 |  | NE | 25.3343 | 55.3932 | ETC | Residential | IBS | Sharjah | SHARJAH_ABU SHUGHARA | 3010800 | 2CC |  | SHJ_E3380Q_10678_001001001 | in |  | On Air | On Air |  | Huawei | 3G+4G | HW U900 F1 | HW L1.8 F1 (20M) + L800 F1 (15M) |  | 4 |  |  | IIB
Dec 2021 add | DXN0683 | Ghaya Residence Tower |  | DXN5683 | DXNL0683 |  | DXB | 25.2121 | 55.27701 | du | Residential | IBS | Dubai North | DUBAI_TRADE CENTER SECOND | 1033600 | 2CC |  | DXB_E3278A_11530_001034002 | in |  | On Air | On Air |  | Huawei | 3G+4G | HW U900 F1 | HW L1.8 F1 (20M) + L800 F1 (15M) |  | 4 |  |  | IIB
Dec 2021 add | ISH5100 | Baker 4 Tower Al Mamzar |  | ISH0100 | ISHL5100 |  | NE | 25.3083 | 55.372344 | ETC | Residential | IBS | Sharjah | Sharjah_Al Mamzar | 3010400 | 2CC |  | SHJ_E3380U_10176_001001001 | in |  | On Air | On Air |  | Huawei | 3G+4G | HW U900 F1 | HW L1.8 F1 (20M) + L800 F1 (15M) |  | 2 |  |  | IIB
Dec 2021 add | DXN0892 | Nine Town Hyper Market_PORT SAEED |  | DXN5892 | DXNL0892 |  | DXB | 25.2574 | 55.334636 | ETC | Hotel | IBS | Dubai North | DUBAI_PORT SAEED | 1012900 | 2CC |  | DXB_E3279N_11212_001009011 | in |  | On Air | On Air |  | Huawei | 3G+4G | HW U900 F1 | HW L1.8 F1 (20M) + L800 F1 (15M) |  | 2 |  |  | GPON
Dec 2021 add | ISH5098 | Arwani Tower-SHJ |  | ISH0098 | ISHL5098 |  | NE | 25.3175 | 55.38136389 | ETC | Residential | IBS | Sharjah | SHARJAH_AL MAZAJ SECOND | 3010700 | 2CC |  | SHJ_E3380V_10138_001001001 | in |  | On Air | On Air |  | Huawei | 3G+4G | HW U900 F1 | HW L1.8 F1 (20M) + L800 F1 (15M) |  | 4 |  |  | IIB
Dec 2021 add | AJM0835 | Al Nuaimia Tower B1 |  | AJM5835 | AJML0835 |  | NE | 25.3873 | 55.45963 | ETC | Residential | IBS | Ajman | AJMAN_NUAIMEYA 1 | 4001100 | 2CC |  | AJM_E3480A_10763_001001005 | in |  | On Air | On Air |  | Huawei | 3G+4G | HW U900 F1 | HW L1.8 F1 (20M) + L800 F1 (15M) |  | 4 |  |  | IIB
Dec 2021 add | DXN0854 | DFC Hill Side Condominium 7 |  | DXN5854 | DXNL0854 |  | DXB | 25.2205 | 55.362884 | ETC | Residential | IBS | Dubai North | DUBAI_AL KHEERAN (RAS AL HAMAR) | 1041200 | 2CC |  | DXB_E3379U_12280_001001002 | in |  | On Air | On Air |  | Huawei | 3G+4G | HW U900 F1 | HW L1.8 F1 (20M) + L800 F1 (15M) |  | 2 |  |  | IIB
Dec 2021 add | DXN0990 | Tiara United Tower West_BUSINESS BAY |  | DXN5990 | DXNL0990 |  | DXB | 25.1887 | 55.2598357 | ETC | Residential | IBS | Dubai North | DUBAI_BURJ KHALIFA (BUSINESS BAY) | 1034500 | 2CC |  | DXB_E3178J_11995_001003002 | in |  | On Air | On Air |  | Huawei | 3G+4G | HW U900 F1 | HW L1.8 F1 (20M) + L800 F1 (15M) |  | 6 |  |  | IIB
Dec 2021 add | ISH5082 | Ali Mousa Tower |  | ISH0082 | ISHL5082 |  | NE | 25.3224 | 55.385335 | ETC | Residential | IBS | Sharjah | SHARJAH_AL MAZAJ SECOND | 3010700 | 2CC |  | SHJ_E3380V_10096_001001005 | in |  | On Air | On Air |  | Huawei | 3G+4G | HW U900 F1 | HW L1.8 F1 (20M) + L800 F1 (15M) |  | 8 |  |  | IIB
Dec 2021 add | DXN0521 | City Avenue Hotel Al Rigga |  | DXN5521 | DXNL0521 |  | DXB | 25.2649 | 55.318118 | du | Hotel | IBS | Dubai North | Dubai_Al Muraqqabat | 1012400 | 2CC |  | DXB_E3279M_11371_001010001 | in |  | On Air | On Air |  | Huawei | 3G+4G | HW U900 F1 | HW L1.8 F1 (20M) + L800 F1 (15M) |  | 2 |  |  | MW
Dec 2021 add | DXN0856 | DFC Hill Side Condominium 5 |  | DXN5856 | DXNL0856 |  | DXB | 25.221 | 55.362102 | ETC | Residential | IBS | Dubai North | DUBAI_AL KHEERAN (RAS AL HAMAR) | 1041200 | 2CC |  | DXB_E3279Y_10519_001001002 | in |  | On Air | On Air |  | Huawei | 3G+4G | HW U900 F1 | HW L1.8 F1 (20M) + L800 F1 (15M) |  | 2 |  |  | IIB
Dec 2021 add | DXN0467 | Umm Hurair Residential Complex |  | DXN5467 | DXNL0467 |  | DXB | 25.2572 | 55.308194 | du | Residential | IBS | Dubai North | Dubai_Umm Hurair First | 1031400 | 2CC |  | DXB_E3279M_11434_001002002 | in |  | On Air | On Air |  | Huawei | 3G+4G | HW U900 F1 | HW L1.8 F1 (20M) + L800 F1 (15M) |  | 2 |  |  | MW
Dec 2021 add | SHJ0283 | Al Qassimiyah MegaMart |  | SHJ5283 | SHJL0283 |  | NE | 25.3421 | 55.3907 | ETC | Commercial | IBS | Sharjah | SHARJAH_AL NUD | 3007600 | 3CC |  | SHJ_E3380Q_10162_001001001 | in |  | On Air | On Air |  | Huawei | 3G+4G | HW U900 F1 | HW L1.8 F1/F2 (20+15M) + L800 F1 (15M) |  | 4 |  |  | IIB
Dec 2021 add | DXN0850 | DFC Hill Side Condominium 4 |  | DXN5850 | DXNL0850 |  | DXB | 25.2212 | 55.361748 | ETC | Residential | IBS | Dubai North | DUBAI_AL KHEERAN (RAS AL HAMAR) | 1041200 | 2CC |  | DXB_E3279Y_10518_001001002 | in |  | On Air | On Air |  | Huawei | 3G+4G | HW U900 F1 | HW L1.8 F1 (20M) + L800 F1 (15M) |  | 2 |  |  | IIB
Dec 2021 add | DXN0983 | NMC Hospital_Al Nahda 2 |  | DXN5983 | DXNL0983 |  | DXB | 25.2898 | 55.370155 | ETC | Residential | IBS | Dubai North | DUBAI_AL NAHDA SECOND | 1024100 | 1CC |  | DXB_E3379A_10643_001002001 | in |  | On Air | On Air |  | Huawei | 3G+4G | HW U900 F1 | HW L1.8 F1 (20M) |  | 2 |  |  | IIB
Dec 2021 add | AJM0990 | The Black Square |  | AJM5990 | AJML0990 |  | NE | 25.3895 | 55.462501 | ETC | Commercial | IBS | Ajman | AJMAN_RASHIDEYA 1 | 4000200 | 2CC |  | AJM_E3480A_11860_001006001 | in |  | On Air | On Air |  | Huawei | 3G+4G | HW U900 F1 | HW L1.8 F1 (20M) + L800 F1 (15M) |  | 2 |  |  | IIB
Dec 2021 add | DXN0530 | Dubai Harbour Cruise Terminal A |  | DXN5530 | DXNL0530 |  | DXB | 25.094 | 55.132302 | ETC | Commercial | IBS | Dubai South | DUBAI_NAKHLAT JUMEIRA (THE PALM JUMEIRAH) | 1038100 | 2CC | Yes | DXB_E3077I_10086_001001022 | in |  | On Air | On Air |  | Huawei | 3G+4G | HW U900 F1 | HW L1.8 F1 (20M) + L800 F1 (15M) |  | 2 |  |  | IIB
Dec 2021 add | FUJ0673 | Burj Amoon Tower-Fuj |  | FUJ5673 | FUJL0673 |  | NE | 25.1215 | 56.350018 | ETC | Residential | IBS | Fujairah | FUJAIRAH_RUGHELAT | 6080901 | 2CC |  | FJR_E4277E_11433_001001001 | in |  | On Air | On Air |  | Huawei | 3G+4G | HW U900 F1 | HW L1.8 F1 (20M) + L800 F1 (15M) |  | 2 |  |  | IIB
Dec 2021 add | SHJ0672 | Thuraya Tower @ Sharjah |  | SHJ5672 | SHJL0672 |  | NE | 25.3295 | 55.370207 | ETC | Residential | IBS | Sharjah | SHARJAH_AL KHAN | 3010300 | 2CC |  | SHJ_E3380P_10094_001001004 | in |  | On Air | On Air |  | Huawei | 3G+4G | HW U900 F1 | HW L1.8 F1 (20M) + L800 F1 (15M) |  | 6 |  |  | IIB
Dec 2021 add | DXN0584 | The Dome Tower |  | DXN5584 | DXNL0584 |  | DXB | 25.0626 | 55.1377 | ETC | Residential | IBS | Dubai South | DUBAI_Jumeirah Lakes Towers (JLT) | 1039301 | 2CC |  | DXB_E3077S_10412_001007010 DXB_E3077S_10412_001019010 DXB_E3077S_10412_001041005 | in |  | On Air | On Air |  | Huawei | 3G+4G | HW U900 F1 | HW L1.8 F1/F2 (20+10M) |  | 6 |  |  | IIB
Dec 2021 add | DXN0535 | Dubai Harbour Cruise Terminal B |  | DXN5535 | DXNL0535 |  | DXB | 25.0927 | 55.1294 | ETC | Commercial | IBS | Dubai South | DUBAI_NAKHLAT JUMEIRA (THE PALM JUMEIRAH) | 1038100 | 2CC | Yes | DXB_E3077I_10086_001001021 | in |  | On Air | On Air |  | Huawei | 3G+4G | HW U900 F1 | HW L1.8 F1 (20M) + L800 F1 (15M) |  | 2 |  |  | IIB
Dec 2021 add | IDX5880 | Trident Marina Bayside |  | IDX0880 | IDXL5880 |  | DXB | 25.0812 | 55.145085 | ETC | Residential | IBS | Dubai South | Dubai_Marsa Dubai | 1039200 | 2CC |  | DXB_E3077N_10023_001009005 | in |  | On Air | On Air |  | Huawei | 3G+4G | HW U900 F1 | HW L1.8 F1 (20M) + L800 F1 (15M) |  | 6 |  |  | IIB
Dec 2021 add | IAD5461 | Khalidiya Plaza View_AUH |  | IAD0461 | IADL5461 |  | AUH | 24.4702 | 54.340753 | ETC | Hotel | IBS | Abu Dhabi | ABU DHABI_Al Khalidiya | 2501300 | 3CC |  | AUH_E2270C_11025_001001001 | in |  | On Air | On Air |  | Nokia | 3G+4G | NSN U900 F1 | NSN L1800 F1/F2 (20+15M) + L800 F1 (15M) |  | 12 |  |  | MW
Dec 2021 add | IAD5569 | The Bridges 3 Towers (1,2 & 3)_Al Reem Island |  | IAD0569 | IADL5569 |  | AUH | 24.5096 | 54.407378 | ETC | Residential | IBS | Abu Dhabi | Abu Dhabi_Al Reem Island | 2045700 | 4CC |  | AUH_E2371Q_10018_001001001 | in |  | On Air | On Air |  | Nokia | 3G+4G | NSN U900 F1 | NSN L18 F1/F2 (20+15M) + L800 F1 (15M) + L21 F1 (15M) |  | 8 |  |  | MW
Dec 2021 add | IAD5846 | E19/02_C167 Emirates Development Bank |  | IAD0846 | IADL5846 |  | AUH | 24.4789 | 54.385067 | ETC | Commercial | IBS | Abu Dhabi | ABU DHABI_Al Nahyan | 2501000 | 2CC |  | AUH_E2270E_12852_001001003 | in |  | On Air | On Air |  | Nokia | 3G+4G | NSN U900 F1 | NSN L1800 F1 (20MHz) + L800 F1 (15Mhz) |  | 2 |  |  | IIB
Dec 2021 add | IAD5752 | ADMA SAHIL ACCOMMODATION-BQ-DAS Island |  | IAD0752 | IADL5752 |  | AUH | 25.1444 | 52.871915 | ETC | Offshore | IBS | WR | ABU DHABI_Das Island | 2000014 | 2CC |  | AUH_E0778J_10002_001001001 | in |  | On Air | On Air |  | Nokia | 3G+4G | NSN U900 F1 | NSN L1800 F1 (20MHz) + L800 F1 (15Mhz) |  | 2 |  |  | MW
Dec 2021 add | IAD5844 | RAHA GARDENS RETAIL |  | IAD0844 | IADL5844 |  | AUH | 24.4277 | 54.564997 | ETC | Commercial | IBS | Abu Dhabi | ABU DHABI_KHALIFA CITY | 2042600 | 2CC |  | AUH_E2470O_10129_001001001 | in |  | On Air | On Air |  | Nokia | 3G+4G | NSN U900 F1 | NSN L1800 F1 (20MHz) + L800 F1 (15Mhz) |  | 2 |  |  | IIB
Dec 2021 add | IAD5777 | Emirates Red Crescent Authority Khalifa City |  | IAD0777 | IADL5777 |  | AUH | 24.3985 | 54.560703 | du | Government | IBS | Abu Dhabi | Abu Dhabi_ Khalifa City | 42600 | 2CC |  | AUH_E2470X_10301_001001001 | in |  | On Air | On Air |  | Nokia | 3G+4G | NSN U900 F1 | NSN L1800 F1 (20MHz) + L800 F1 (15Mhz) |  | 2 |  |  | IIB
Dec 2021 add | IAD0988B | Atom du Data Center Kizad |  | IAD0988B | IADL5988II |  | AUH | 24.699 | 54.749592 | du | Commercial | ATOM | Abu Dhabi | Abu Dhabi_Khalifa Industrial City A | 2100000 | 1CC |  | AUH_E2673S_10068_001001018 | in |  | On Air | On Air |  | Nokia | 3G+4G | NSN U2.1 F1+F2 | NSN L18 F1 (20M) |  | 1 |  |  | IIB
Dec 2021 add | IAD5853 | Fish Market_Mina Zayad |  | IAD0853 | IADL5853 |  | AUH | 24.5143 | 54.376058 | ETC | Commercial | IBS | Abu Dhabi | ABU DHABI_Al Meena | 2500001 | 2CC |  | AUH_E2271T_11107_001001001 | in |  | On Air | On Air |  | Nokia | 3G+4G | NSN U900 F1 | NSN L1800 F1 (20MHz) + L800 F1 (15Mhz) |  | 2 |  |  | MW
Dec 2021 add | IAD5751 | ADMA SAHIL ACCOMMODATION-AQ-DAS Island |  | IAD0751 | IADL5751 |  | AUH | 25.1458 | 52.87103 | ETC | Offshore | IBS | WR | ABU DHABI_Das Island | 2000014 | 2CC |  | AUH_E0778J_10001_001001001 | in |  | On Air | On Air |  | Nokia | 3G+4G | NSN U900 F1 | NSN L1800 F1 (20MHz) + L800 F1 (15Mhz) |  | 2 |  |  | MW
Jan 2022 update | IAD5707 | Al Reem Tower C31 (S3_C43) |  | IAD0707 | IADL5707 |  | AUH | 24.5021 | 54.408021 | ETC | Residential | IBS | Abu Dhabi | ABU DHABI_AL REEM ISLAND | 2045700 | 2CC |  | AUH_E2371Q_10024_001001001 | in |  | On Air | On Air |  | Nokia | 3G+4G | NSN U900 F1 | NSN L1800 F1 (20MHz) + L800 F1 (15Mhz) |  | 2 |  |  | MW
Dec 2021 add | AUH5818I | ATOM AL RAHBA COURT |  | AUH5818I | AUHL0818IX |  | AUH | 24.6553 | 54.745033 | du | Government | ATOM | Abu Dhabi | ABU DHABI_AL RAHBA | 2004100 | 1CC |  | AUH_E2672D_10175_001001001 | in |  | On Air | On Air |  | Nokia | 3G+4G | NSN U2.1 F1+F2 | NSN L18 F1 (20M) |  | 1 |  |  | IIB
Jan 2022 add | IAD5479 | E19/01 C29 ALOWADAH Tower |  | IAD0479 | IADL5479 |  | AUH | 24.4672 | 54.374192 | ETC | Residential | IBS | Abu Dhabi | ABU DHABI_Al Nahyan | 2501000 | 2CC |  | AUH_E2270E_12854_001001001 | in |  | On Air | On Air |  | Nokia | 3G+4G | NSN U900 F1 | NSN L1800 F1 (20MHz) + L800 F1 (15Mhz) |  | 2 |  |  | IIB
Jan 2022 add | IAD5498 | E902_C7 EMIRATES TOWER |  | IAD0498 | IADL5498 |  | AUH | 24.4953 | 54.370187 | ETC | Mixed Use | IBS | Abu Dhabi | ABU DHABI_Al Markaziyah | 2500200 | 2CC |  | AUH_E2271Y_11714_001029005 | in |  | On Air | On Air |  | Nokia | 3G+4G | NSN U900 F1 | NSN L1800 F1 (20MHz) + L800 F1 (15Mhz) |  | 2 |  |  | MW
Jan 2022 add | IAD5717 | Luluat Al Raha (RBW14-Plot 44, 45 & 46) |  | IAD0717 | IADL5717 |  | AUH | 24.4414 | 54.568626 | du | Residential | IBS | Abu Dhabi | ABU DHABI_SHATIE AL RAHA | 2042400 | 2CC |  | AUH_E2470O_10127_001001001 | in |  | On Air | On Air |  | Nokia | 3G+4G | NSN U900 F1 | NSN L1800 F1 (20MHz) + L800 F1 (15Mhz) |  | 2 |  |  | IIB
Jan 2022 add | IAD5720 | GAIATH TOWER |  | IAD0720 | IADL5720 |  | AUH | 24.4907 | 54.363931 | ETC | Commercial & Residential | IBS | Abu Dhabi | ABU DHABI_Al Markaziyah | 2500200 | 2CC |  | AUH_E2271X_10522_001012005 | in |  | On Air | On Air |  | Nokia | 3G+4G | NSN U900 F1 | NSN L1800 F1 (20MHz) + L800 F1 (15Mhz) |  | 4 |  |  | MW
Jan 2022 add | IAD5729 | Immigration Bldg |  | IAD0729 | IADL5729 |  | AUH | 24.4462 | 54.389458 | ETC | Government | IBS | Abu Dhabi | ABU DHABI_Al Mushrif | 2500700 | 2CC |  | AUH_E2370F_11343_001001001 | in |  | On Air | On Air |  | Nokia | 3G+4G | NSN U900 F1 | NSN L1800 F1 (20MHz) + L800 F1 (15Mhz) |  | 2 |  |  | IIB
Jan 2022 add | IAD5820 | Ali & Abdullah Sultan Al Hamly Building Al Karamah |  | IAD0820 | IADL5820 |  | AUH | 24.4588 | 54.380831 | du | Residential | IBS | Abu Dhabi | Abu Dhabi_Al Karamah | 2501400 | 2CC |  | AUH_E2270J_10567_001002001 | in |  | On Air | On Air |  | Nokia | 3G+4G | NSN U900 F1 | NSN L1800 F1 (20MHz) + L800 F1 (15Mhz) |  | 2 |  |  | IIB
Jan 2022 add | DXN0041 | Dubai Hills Mall_Parking Area |  | DXN5041 | DXNL0041 | DXNNR0041 | DXB | 25.0967 | 55.242694 | ETC | Mall | IBS | Dubai South | DUBAI_HADAEQ SHEIKH MOHAMMED BIN RASHID (RANCHES) | 1063100 | 4CC |  | DXB_E3177I_10480_001012001 | in |  | On Air | On Air | On Air | Huawei | 3G+4G+5G | HW U900 F1 | HW L1.8 F1/F2 (20+10M) + L800 F1 (15M) +L21 (15M) | 1CC | 12 | 6/0 | N41 | IIB
Jan 2022 add | DXN0040 | Dubai Hills Mall_Site-2 |  | DXN5040 | DXNL0040 | DXNNR0040 | DXB | 25.1012 | 55.238882 | ETC | Mall | IBS | Dubai South | DUBAI_HADAEQ SHEIKH MOHAMMED BIN RASHID (RANCHES) | 1063100 | 4CC | Yes | DXB_E3177I_10480_001011001 | in |  | On Air | On Air | On Air | Huawei | 3G+4G+5G | HW U900 F1 | HW L1.8 F1/F2 (20+10M) + L800 F1 (15M) +L21 (15M) | 1CC | 12 | 6/0 | N41 | IIB
Jan 2022 add | AJM0693 | Al Aufouq Tower Al Nuaimeya 2 |  | AJM5693 | AJML0693 |  | NE | 25.3898 | 55.448303 | du | Residential | IBS | Ajman | AJMAN_NUAIMEYA 2 | 4001200 | 2CC |  | AJM_E3380E_14324_001001001 | in |  | On Air | On Air |  | Huawei | 3G+4G | HW U900 F1 | HW L1.8 F1 (20M) + L800 F1 (15M) |  | 4 |  |  | IIB
Jan 2022 add | DXN0038 | Dubai Hills Mall_Site-1 |  | DXN5038 | DXNL0038 | DXNNR0038 | DXB | 25.1012 | 55.238882 | ETC | Mall | IBS | Dubai South | DUBAI_HADAEQ SHEIKH MOHAMMED BIN RASHID (RANCHES) | 1063100 | 4CC | Yes | DXB_E3177I_10480_001011002 | in |  | On Air | On Air | On Air | Huawei | 3G+4G+5G | HW U900 F1 | HW L1.8 F1/F2 (20+10M) + L800 F1 (15M) +L21 (15M) | 1CC | 12 | 6/0 | N41 | IIB
Jan 2022 add | ISH5031 | ASAS Showroom & Offices |  | ISH0031 | ISHL5031 |  | NE | 25.2571 | 55.514696 | du | Commercial | IBS | Sharjah | SHARJAH_RULERS PALACE | 3002200 | 2CC |  | SHJ_E3479M_10014_001001001 | in |  | On Air | On Air |  | Huawei | 3G+4G | HW U900 F1 | HW L1.8 F1 (20M) + L800 F1 (15M) |  | 2 |  |  | IIB
Jan 2022 add | DXN0762 | Meraas Port De Lamer _Phase-1_Plot#2 |  | DXN5762 | DXNL0762 |  | DXB | 25.2405 | 55.252197 | ETC | Residential | IBS | Dubai North | DUBAI_JUMEIRA FIRST | 1033200 | 2CC |  | DXB_E3179T_10004_001008002 / DXB_E3179T_10006_001007002 | in |  | On Air | On Air |  | Huawei | 3G+4G | HW U900 F1 | HW L1.8 F1 (20M) + L800 F1 (15M) |  | 6 |  |  | IIB
Jan 2022 add | DXN0841 | ECC Staff and Labor Accommodation Blocks A to F Jebel Ali |  | DXN5841 | DXNL0841 |  | DXB | 25.0076 | 55.103188 | du | Commercial | IBS | Dubai North | Dubai_Jabal Ali Industrial First (Jebel Ali Industrial Area) | 1059900 | 2CC |  | DXB_E3076G_10634_001001001 | in |  | On Air | On Air |  | Huawei | 3G+4G | HW U900 F1 | HW L1.8 F1 (20M) + L800 F1 (15M) |  | 12 |  |  | IIB
Jan 2022 add | ISH5090 | White Tower-SHJ |  | ISH0090 | ISHL5090 |  | NE | 25.3454 | 55.388108 | ETC | Residential | IBS | Sharjah | SHARJAH_AL NUD | 3007600 | 3CC |  | SHJ_E3380L_10016_001002010 SHJ_E3380L_10016_001015009 | in |  | On Air | On Air |  | Huawei | 3G+4G | HW U900 F1 | HW L1.8 F1/F2 (20+15M) + L800 F1 (15M) |  | 4 |  |  | IIB
Jan 2022 add | ISH5066 | Hassan Al Zabi AKA(Al Alkeem Tower)-SHJ |  | ISH0066 | ISHL5066 |  | NE | 25.3211 | 55.383933 | ETC | Residential | IBS | Sharjah | SHARJAH_AL MAZAJ SECOND | 3010700 | 2CC |  | SHJ_E3380V_10114_001001002 | in |  | On Air | On Air |  | Huawei | 3G+4G | HW U900 F1 | HW L1.8 F1 (20M) + L800 F1 (15M) |  | 4 |  |  | IIB
Jan 2022 add | ISH5019 | Al Qassimia Tower-SHJ |  | ISH0019 | ISHL5019 |  | NE | 25.345 | 55.391394 | ETC | Residential | IBS | Sharjah | SHARJAH_AL NUD | 3007600 | 2CC |  | SHJ_E3380L_10060_001001002 | in |  | On Air | On Air |  | Huawei | 3G+4G | HW U900 F1 | HW L1.8 F1 (20M) + L800 F1 (15M) |  | 4 |  |  | IIB
Jan 2022 add | AJM0862 | Shk. Humaid Al Noaimi Building_AJM |  | AJM5862 | AJML0862 |  | NE | 25.3888 | 55.46912 | ETC | Residential | IBS | Ajman | AJMAN_NUAIMEYA 1 | 4001100 | 2CC |  | AJM_E3480A_12290_001001001 | in |  | On Air | On Air |  | Huawei | 3G+4G | HW U900 F1 | HW L1.8 F1 (20M) + L800 F1 (15M) |  | 6 |  |  | IIB
Jan 2022 add | DXN0835 | Jewel of the Creek_Building A2 & A3 |  | DXN5835 | DXNL0835 |  | DXB | 25.2522 | 55.324448 | ETC | Residential | IBS | Dubai North | DUBAI_PORT SAEED | 1012900 | 2CC | Yes | DXB_E3279S_10313_001016002 | in |  | On Air | On Air |  | Huawei | 3G+4G | HW U900 F1 | HW L1.8 F1 (20M) + L800 F1 (15M) |  | 6 |  |  | IIB
Jan 2022 add | DXN0247 | O2 tower |  | DXN5247 | DXNL0247 |  | DXB | 25.0465 | 55.205246 | du | Residential | IBS | Dubai South | DUBAI_AL BARSHA SOUTH FOURTH (JUMEIRAH VILLAGE SOUTH) | 1068100 | 2CC |  | DXB_E3177V_11208_001004007 | in |  | On Air | On Air |  | Huawei | 3G+4G | HW U900 F1 | HW L1.8 F1 (20M) + L800 F1 (15M) |  | 6 |  |  | IIB
Jan 2022 add | DXN0464 | Farnek Village Jabel Ali |  | DXN5464 | DXNL0464 |  | DXB | 24.9891 | 55.141798 | du | Residential | IBS | Dubai South | DUBAI_JABAL ALI INDUSTRIAL THIRD (JABAL ALI INDUSTRIAL 3) | 1051600 | 2CC |  | DXB_E3076N_10315_001007001 | in |  | On Air | On Air |  | Huawei | 3G+4G | HW U900 F1 | HW L1.8 F1 (20M) + L800 F1 (15M) |  | 4 |  |  | IIB
Jan 2022 add | DXN0137 | Saleh Bin Lahej Building |  | DXN5137 | DXNL0137 |  | DXB | 25.0905 | 55.317357 | du | Residential | IBS | Dubai South | DUBAI_WADI AL SAFA 3 (RANCHES) | 1064500 | 3CC |  | DXB_E3277H_10023_001001001 | in |  | On Air | On Air |  | Huawei | 3G+4G | HW U900 F1 | HW L1.8 F1/F2 (20+10M) + L800 F1 (15M) |  | 2 |  |  | MW
Jan 2022 add | IUA5755 | Union Coop Umm Al Quwain |  | IUA0755 | IUAL5755 |  | NE | 25.5051 | 55.594022 | du | Mixed Use | IBS | Umm Al Quwain | UMM AL QUWAIN_AL SALAMAH | 5000400 | 2CC |  | UAQ_E3582V_10006_001002001 | in |  | On Air | On Air |  | Huawei | 3G+4G | HW U900 F1 | HW L1.8 F1 (20M) + L800 F1 (15M) |  | 2 |  |  | IIB
Jan 2022 add | DXN0197 | Hemsa 1 Building Al Nahda 1 |  | DXN5197 | DXNL0197 |  | DXB | 25.2912 | 55.367722 | du | Residential | IBS | Dubai North | Dubai_Al Nahda First | 1023100 | 2CC |  | DXB_E3379A_10644_001002001 | in |  | On Air | On Air |  | Huawei | 3G+4G | HW U900 F1 | HW L1.8 F1 (20M) + L800 F1 (15M) |  | 4 |  |  | IIB
Jan 2022 add | SHJ0277 | Sharjah Cooperative Society at Muweilah |  | SHJ5277 | SHJL0277 |  | NE | 25.3103 | 55.456205 | du | Mixed Use | IBS | Sharjah | Sharjah_Muwaileh Commercial | 3009900 | 1CC |  | SHJ_E3380Y_10013_001002001 | in |  | On Air | On Air |  | Huawei | 3G+4G | HW U900 F1 | HW L1.8 F1 (20M) |  | 4 |  |  | IIB
Jan 2022 add | ISH5146 | Al Reem Tower |  | ISH0146 | ISHL5146 |  | NE | 25.3324 | 55.390183 | ETC | Residential | IBS | Sharjah | ABU DHABI_Tourist Club Area | 2500100 | 1CC |  | SHJ_E3380Q_10044_001002006 / SHJ_E3380Q_10044_001006009 / SHJ_E3380Q_10044_001011009 / SHJ_E3380Q_10044_001017009 / SHJ_E3380Q_10044_001023009 / SHJ_E3380Q_10044_001029009 | in |  | On Air | On Air |  | Huawei | 3G+4G | HW U900 F1 | HW L800 F1 (15M) |  | 6 |  |  | IIB
Jan 2022 add | SHJ0085 | Garden Plaza |  | SHJ5085 | SHJL0085 |  | NE | 25.3032 | 55.37709722 | ETC | Residential | IBS | Sharjah | SHARJAH_AL NAHDA | 3010200 | 2CC |  | SHJ_E3379A_10444_001040002 | in |  | On Air | On Air |  | Huawei | 3G+4G | HW U900 F1 | HW L1.8 F1 (20M) + L800 F1 (15M) |  | 4 |  |  | IIB
Jan 2022 add | DXN0439 | Nesto Hypermarket International City |  | DXN5439 | DXNL0439 |  | DXB | 25.1712 | 55.396846 | du | Commercial | IBS | Dubai North | DUBAI_WARSAN FIRST | 1062100 | 2CC |  | DXB_E3378L_10677_001005001 | in |  | On Air | On Air |  | Huawei | 3G+4G | HW U900 F1 | HW L1.8 F1 (20M) + L800 F1 (15M) |  | 2 |  |  | IIB
Jan 2022 add | DXN0921 | Blue 3 Building_AL NAHDA SECOND |  | DXN5921 | DXNL0921 |  | DXB | 25.2965 | 55.385173 | ETC | Residential | IBS | Dubai North | DUBAI_AL NAHDA SECOND | 1024100 | 2CC |  | DXB_E3379B_11518_001002002 | in |  | On Air | On Air |  | Huawei | 3G+4G | HW U900 F1 | HW L1.8 F1 (20M) + L800 F1 (15M) |  | 2 |  |  | IIB
Jan 2022 add | IAJ5820 | Crown Palace AJM |  | IAJ0820 | IAJL5820 |  | NE | 25.39 | 55.461217 | ETC | Hotel | IBS | Ajman | AJMAN_RASHIDEYA 1 | 4000200 | 2CC |  | AJM_E3480A_12287_001001001 | in |  | On Air | On Air |  | Huawei | 3G+4G | HW U900 F1 | HW L1.8 F1 (20M) + L800 F1 (15M) |  | 4 |  |  | IIB
Jan 2022 add | DXN0369 | Mr.Mohamed Aqil Alzarooni Hotel_Al Mamzar |  | DXN5369 | DXNL0369 |  | DXB | 25.288 | 55.357821 | ETC | Hotel | IBS | Dubai North | DUBAI_AL MAMZAR | 1013400 | 2CC |  | DXB_E3279J_11824_001001001 | in |  | On Air | On Air |  | Huawei | 3G+4G | HW U900 F1 | HW L1.8 F1 (20M) + L800 F1 (15M) |  | 4 |  |  | IIB
Jan 2022 add | DXN0786 | Abdul Razaq Al Zarooni 2 |  | DXN5786 | DXNL0786 |  | DXB | 25.1875 | 55.394367 | du | Residential | IBS | Dubai North | DUBAI_NADD AL HAMAR | 1041600 | 2CC |  | DXB_E3378G_10326_001001002 | in |  | On Air | On Air |  | Huawei | 3G+4G | HW U900 F1 | HW L1.8 F1 (20M) + L800 F1 (15M) |  | 2 |  |  | IIB
Jan 2022 add | DXN0959 | ZāZEN One JVT |  | DXN5959 | DXNL0959 |  | DXB | 25.0598 | 55.19474 | du | Residential | IBS | Dubai South | DUBAI_AL BARSHA SOUTH FIFTH (JUMEIRAH VILLAGE) | 1068400 | 2CC |  | DXB_E3177Q_12123_001001009 | in |  | On Air | On Air |  | Huawei | 3G+4G | HW U900 F1 | HW L1.8 F1 (20M) + L800 F1 (15M) |  | 2 |  |  | IIB
Jan 2022 add | DXN0734 | Al Zarooni Building Al Nahda |  | DXN5734 | DXNL0734 |  | DXB | 25.2901 | 55.365323 | du | Residential | IBS | Dubai North | DUBAI_AL NAHDA FIRST | 1023100 | 2CC |  | DXB_E3379A_10641_001001001 | in |  | On Air | On Air |  | Huawei | 3G+4G | HW U900 F1 | HW L1.8 F1 (20M) + L800 F1 (15M) |  | 4 |  |  | IIB
Jan 2022 add | DXN0104 | Madinat Jumeirah PH2 |  | DXN5104 | DXNL0104 |  | DXB | 25.1372 | 55.189029 | du | Residential | IBS | Dubai South | DUBAI_UMM SUQEIM THIRD | 1036600 | 2CC |  | DXB_E3178V_11726_001011002 | in |  | On Air | On Air |  | Huawei | 3G+4G | HW U900 F1 | HW L1.8 F1 (20M) + L800 F1 (15M) |  | 10 |  |  | IIB
Jan 2022 add | ISH5129 | Sharjah University M23,M25,M27,M28 |  | ISH0129 | ISHL5129 |  | NE | 25.2993 | 55.486278 | ETC | University/School | IBS | Sharjah | SHARJAH_UNIVERSITY CITY | 3008000 | 2CC |  | SHJ_E3479B_10010_001002001 | in |  | On Air | On Air |  | Huawei | 3G+4G | HW U900 F1 | HW L1.8 F1 (20M) + L800 F1 (15M) |  | 10 |  |  | IIB
Jan 2022 add | ISH5158 | Al Jabri Tower 2-SHJ |  | ISH0158 | ISHL5158 |  | NE | 25.3003 | 55.376053 | ETC | Residential | IBS | Sharjah | SHARJAH_AL NAHDA | 3010200 | 2CC |  | SHJ_E3379A_10414_001014009 | in |  | On Air | On Air |  | Huawei | 3G+4G | HW U900 F1 | HW L1.8 F1 (20M) + L800 F1 (15M) |  | 2 |  |  | IIB
Jan 2022 add | DXN0368 | Giovanni Boutique Suites-Sport City |  | DXN5368 | DXNL0368 |  | DXB | 25.032 | 55.22297 | du | Residential | IBS | Dubai South | DUBAI_AL HEBIAH FOURTH (DUBAI SPORTS CITY) | 1068200 | 2CC |  | DXB_E3176C_10012_001031021 | in |  | On Air | On Air |  | Huawei | 3G+4G | HW U900 F1 | HW L1.8 F1 (20M) + L800 F1 (15M) |  | 4 |  |  | IIB
Jan 2022 add | IAJ5815 | Adnan Ahmed Al Qanaq Tower Ajman |  | IAJ0815 | IAJL5815 |  | NE | 25.3983 | 55.512267 | ETC | Residential | IBS | Ajman | AJMAN_RAWDHA 2 | 4003100 | 3CC |  | AJM_E3480C_13621_001001001 | in |  | On Air | On Air |  | Huawei | 3G+4G | HW U900 F1 | HW L1.8 F1/F2 (20+15M) + L800 F1 (15M) |  | 4 |  |  | IIB
Jan 2022 add | DXN0753 | Al Maha Building |  | DXN5753 | DXNL0753 |  | DXB | 25.0974 | 55.374452 | du | Residential | IBS | Dubai South | DUBAI_WADI AL SAFA 5 (DUBAI LAND) | 1064800 | 2CC |  | DXB_E3377F_10493_001006004 | in |  | On Air | On Air |  | Huawei | 3G+4G | HW U900 F1 | HW L1.8 F1 (20M) + L800 F1 (15M) |  | 2 |  |  | IIB
Jan 2022 add | IAJ5818 | EZ Wellness Center Al Zorah Ajman |  | IAJ0818 | IAJL5818 |  | NE | 25.4324 | 55.486944 | du | Commercial | IBS | Ajman | Ajman_Zorah | 4000100 | 2CC |  | AJM_E3481Q_10289_001001004 | in |  | On Air | On Air |  | Huawei | 3G+4G | HW U900 F1 | HW L1.8 F1 (20M) + L800 F1 (15M) |  | 2 |  |  | IIB
Jan 2022 add | ISH5111 | Department of Culture & Information-SHJ |  | ISH0111 | ISHL5111 |  | NE | 25.3464 | 55.37597 | ETC | Government | IBS | Sharjah | SHARJAH_AL LAYYEH | 3007800 | 2CC |  | SHJ_E3380K_10013_001001001 | in |  | On Air | On Air |  | Huawei | 3G+4G | HW U900 F1 | HW L1.8 F1 (20M) + L800 F1 (15M) |  | 2 |  |  | IIB
Jan 2022 add | DXB5687J | ATOM Al Barakah Dates Factory DIP |  | DXB5687J | DXBL0687X |  | DXB | 24.8551 | 55.051651 | du | Warehouse | Small Cell | Dubai South | Dubai_Saih Shuaib 2 | 1053100 | 1CC |  | DXB_E2975Y_10549_001001006 | in |  | On Air | On Air |  | Huawei | 3G+4G | HW U2.1 F2 | HW L1.8 F1 (20M) |  | 1 |  |  | IIB
Jan 2022 add | SHJ0776 | Ateeq Tower |  | SHJ5776 | SHJL0776 |  | NE | 25.3428 | 55.391834 | ETC | Residential | IBS | Sharjah | SHARJAH_AL NUD | 3007600 | 2CC |  | SHJ_E3380Q_10136_001001006 | in |  | On Air | On Air |  | Huawei | 3G+4G | HW U900 F1 | HW L1.8 F1 (20M) + L800 F1 (15M) |  | 4 |  |  | IIB
Jan 2022 add | IAJ5840 | Ajman University Women Hostel |  | IAJ0840 | IAJL5840 |  | NE | 25.415 | 55.505189 | ETC | University/School | IBS | Ajman | AJMAN_JURF 1 | 4002100 | 2CC |  | AJM_E3481W_12383_001001001 | in |  | On Air | On Air |  | Huawei | 3G+4G | HW U900 F1 | HW L1.8 F1 (20M) + L800 F1 (15M) |  | 4 |  |  | IIB
Jan 2022 add | DXN0668 | Patchi The Factory DIC |  | DXN5668 | DXNL0668 |  | DXB | 24.8686 | 55.068994 | du | Commercial | IBS | Dubai South | Dubai_Saih Shuaib 2 | 1053100 | 2CC |  | DXB_E2975Y_10584_001001003 | in |  | On Air | On Air |  | Huawei | 3G+4G | HW U900 F1 | HW L1.8 F1 (20M) + L800 F1 (15M) |  | 2 |  |  | IIB
Jan 2022 add | IAJ5841 | Fakhruddin Mall-AJM |  | IAJ0841 | IAJL5841 |  | NE | 25.4067 | 55.442439 | ETC | Mall | IBS | Ajman | AJMAN_RUMAILA 1 | 4000500 | 2CC |  | AJM_E3381Y_10320_001003011 | in |  | On Air | On Air |  | Huawei | 3G+4G | HW U900 F1 | HW L1.8 F1 (20M) + L800 F1 (15M) |  | 2 |  |  | IIB
Jan 2022 add | ISH5150 | Sharjah Information & Egovernment |  | ISH0150 | ISHL5150 |  | NE | 25.3549 | 55.426544 | ETC | Government | IBS | Sharjah | SHARJAH_DASMAN | 3003800 | 2CC |  | SHJ_E3380N_10008_001002001 | in |  | On Air | On Air |  | Huawei | 3G+4G | HW U900 F1 | HW L1.8 F1 (20M) + L800 F1 (15M) |  | 2 |  |  | IIB
Jan 2022 add | IAD0989A | ATOM Al Maryah Community Bank Al Mushrif |  | IAD0989A | IADL5989I |  | AUH | 24.4397 | 54.385123 | du | Commercial | Small Cell | Abu Dhabi | Abu Dhabi_Al Mushrif | 2500700 | 1CC |  | AUH_E2270O_11642_001001001 | in |  | On Air | On Air |  | Nokia | 3G+4G | NSN U2.1 F1+F2 | NSN L18 F1 (20M) |  | 1 |  |  | IIB
Jan 2022 add | IAD5896 | Al Qana project site-2 |  | IAD0896 | IADL5896 |  | AUH | 24.4038 | 54.494577 | ETC | Commercial | IBS | Abu Dhabi | ABU DHABI_AL MAQTA AREA | 2044000 | 2CC |  | AUH_E2470U_10962_001001001 | in |  | On Air | On Air |  | Nokia | 3G+4G | NSN U900 F1 | NSN L1800 F1 (20MHz) + L800 F1 (15Mhz) |  | 10 |  |  | IIB
Jan 2022 add | IAD5286 | Ministry Of Interior (Old Blg). |  | IAD0286 | IADL5286 |  | AUH | 24.411 | 54.466113 | du | Government | IBS | Abu Dhabi | ABU DHABI_Al Madina Al Riyadiya | 2501700 | 2CC |  | AUH_E2370T_10545_001001001 | in |  | On Air | On Air |  | Nokia | 3G+4G | NSN U900 F1 | NSN L1800 F1 (20MHz) + L800 F1 (15Mhz) |  | 2 |  |  | IIB
Jan 2022 add | AAN0077 | Burjeel Hospital |  | AAN5077 | AANL0077 |  | AUH | 24.2239 | 55.758861 | du | Hospital | IBS | Al Ain | ABU DHABI_Madinat Zayed(AD) | 2501200 | 2CC |  | AAN_E3667E_10165_001004002 | in |  | On Air | On Air |  | Ericsson | 3G+4G | E/// U900 F1 | E/// L1.8 F1 (20M) + L800 F1 (15M) |  |  |  |  | IIB
Jan 2022 add | AAN0019 | Cromwell Hospital Al Ain |  | AAN5019 | AANL0019 |  | AUH | 24.2458 | 55.721113 | du | Hospital | IBS | Al Ain | Abu Dhabi_Al Jimi | 8000500 | 2CC |  | AAN_E3668R_10011_001002001 | in |  | On Air | On Air |  | Ericsson | 3G+4G | E/// U900 F1 | E/// L1.8 F1 (20M) + L800 F1 (15M) |  |  |  |  | IIB
Jan 2022 add | AAN0112 | AL MADA A & C (VIOLET-NARCISSUIS-JASMINE) BUILDINGS-AAN |  | AAN5112 | AANL0112 |  | AUH | 24.2241 | 55.768288 | ETC | Residential | IBS | Al Ain | ABU DHABI_CENTRAL DISTRICT | 8001800 | 2CC |  | AAN_E3667E_10440_001001001 | in |  | On Air | On Air |  | Ericsson | 3G+4G | E/// U900 F1 | E/// L1.8 F1 (20M) + L800 F1 (15M) |  |  |  |  | IIB
Jan 2022 add | AAN0099 | AL YAHAR CLINIC |  | AAN5099 | AANL0099 |  | AUH | 24.2157 | 55.520006 | ETC | Hospital | IBS | Al Ain | ABU DHABI_AL SAAD | 8006700 | 2CC |  | AAN_E3467C_10004_001001002 | in |  | On Air | On Air |  | Ericsson | 3G+4G | E/// U900 F1 | E/// L1.8 F1 (20M) + L800 F1 (15M) |  |  |  |  | IIB
Jan 2022 add | AAN0116 | Um Ghafa secondary School – AAN |  | AAN5116 | AANL0116 |  | AUH | 24.0917 | 55.897015 | ETC | University/School | IBS | Al Ain | ABU DHABI_UM GHAFFA | 8007900 | 2CC |  | AAN_E3866L_10005_001001001 | in |  | On Air | On Air |  | Ericsson | 3G+4G | E/// U900 F1 | E/// L1.8 F1 (20M) + L800 F1 (15M) |  |  |  |  | IIB
Jan 2022 add | AAN0118 | AL Jood School |  | AAN5118 | AANL0118 |  | AUH | 24.2094 | 55.584105 | ETC | University/School | IBS | Al Ain | ABU DHABI_AL SALAMAT | 8006300 | 2CC |  | AAN_E3567A_10002_001001001 | in |  | On Air | On Air |  | Ericsson | 3G+4G | E/// U900 F1 | E/// L1.8 F1 (20M) + L800 F1 (15M) |  |  |  |  | IIB
Jan 2022 add | AAN0133 | MASSA HOTEL |  | AAN5133 | AANL0133 |  | AUH | 24.242 | 55.739915 | ETC | Hotel | IBS | Al Ain | ABU DHABI_AL JIMI | 8000500 | 2CC |  | AAN_E3668X_10035_001001001 | in |  | On Air | On Air |  | Ericsson | 3G+4G | E/// U900 F1 | E/// L1.8 F1 (20M) + L800 F1 (15M) |  |  |  |  | IIB
Jan 2022 add | AAN0100 | Al Hayer Healthcare center |  | AAN5100 | AANL0100 |  | AUH | 24.5802 | 55.734528 | ETC | Hospital | IBS | Al Ain | ABU DHABI_AL HAYER | 8005500 | 2CC |  | AAN_E3671D_10001_001001001 | in |  | On Air | On Air |  | Ericsson | 3G+4G | E/// U900 F1 | E/// L1.8 F1 (20M) + L800 F1 (15M) |  |  |  |  | IIB
Jan 2022 add | AAN0132 | Autism Centre_Al Ain |  | AAN5132 | AANL0132 |  | AUH | 24.1078 | 55.678671 | ETC | Hospital | IBS | Al Ain | ABU DHABI_ZAKHIR | 8002900 | 2CC |  | AAN_E3666F_10005_001002001 | in |  | On Air | On Air |  | Ericsson | 3G+4G | E/// U900 F1 | E/// L1.8 F1 (20M) + L800 F1 (15M) |  |  |  |  | IIB
Jan 2022 add | AAN0111 | DEPARTMENT OF ECONOMIC DEVELOPMENT-Al AIN |  | AAN5111 | AANL0111 |  | AUH | 24.2405 | 55.729938 | ETC | Government | IBS | Al Ain | ABU DHABI_AL JIMI | 8000500 | 2CC |  | AAN_E3668X_10022_001001003 | in |  | On Air | On Air |  | Ericsson | 3G+4G | E/// U900 F1 | E/// L1.8 F1 (20M) + L800 F1 (15M) |  |  |  |  | IIB
Jan 2022 add | AAN0131 | Nibras Aerospace |  | AAN5131 | AANL0131 |  | AUH | 24.2953 | 55.62374 | ETC | Commercial | IBS | Al Ain | ABU DHABI_AL AIN INTERNATIONAL AIRPORT | 8004000 | 2CC |  | AAN_E3568H_10002_001001001 | in |  | On Air | On Air |  | Ericsson | 3G+4G | E/// U900 F1 | E/// L1.8 F1 (20M) + L800 F1 (15M) |  |  |  |  | MW
Jan 2022 add | AAN0129 | AAN_UAE_Central_Bank |  | AAN5129 | AANL0129 |  | AUH | 24.228 | 55.766763 | ETC | Government | IBS | Al Ain | ABU DHABI_CENTRAL DISTRICT | 8001800 | 2CC |  | AAN_E3668Y_10006_001003001 | in |  | On Air | On Air |  | Ericsson | 3G+4G | E/// U900 F1 | E/// L1.8 F1 (20M) + L800 F1 (15M) |  |  |  |  | IIB
Jan 2022 add | AAN0128 | Abu Dhabi University _Al Ain Campus |  | AAN5128 | AANL0128 |  | AUH | 24.1803 | 55.670256 | ETC | University/School | IBS | Al Ain | ABU DHABI_AL AGABIYA | 8003000 | 2CC |  | AAN_E3567O_10003_001001001 | in |  | On Air | On Air |  | Ericsson | 3G+4G | E/// U900 F1 | E/// L1.8 F1 (20M) + L800 F1 (15M) |  |  |  |  | IIB
Jan 2022 add | AAN0109 | AADC-Al-Ain Distribution Company |  | AAN5109 | AANL0109 |  | AUH | 24.2403 | 55.733617 | ETC | Government | IBS | Al Ain | ABU DHABI_AL JIMI | 8000500 | 2CC |  | AAN_E3668X_10009_001005002 | in |  | On Air | On Air |  | Ericsson | 3G+4G | E/// U900 F1 | E/// L1.8 F1 (20M) + L800 F1 (15M) |  |  |  |  | IIB
Jan 2022 add | AAN0122 | Mohamed Bin Khaled School |  | AAN5122 | AANL0122 |  | AUH | 24.2075 | 55.727729 | ETC | University/School | IBS | Al Ain | ABU DHABI_AL MUWAIJI | 8001400 | 2CC |  | AAN_E3667H_10013_001001001 | in |  | On Air | On Air |  | Ericsson | 3G+4G | E/// U900 F1 | E/// L1.8 F1/F2 (20+15M) |  |  |  |  | IIB
Jan 2022 add | AAN0130 | CocaCola Factory |  | AAN5130 | AANL0130 |  | AUH | 24.1206 | 55.825363 | ETC | Commercial | IBS | Al Ain | ABU DHABI_AL KHRAIR | 8002200 | 2CC |  | AAN_E3766C_10003_001001001 | in |  | On Air | On Air |  | Ericsson | 3G+4G | E/// U900 F1 | E/// L1.8 F1 (20M) + L800 F1 (15M) |  |  |  |  | IIB
Jan 2022 add | AAN0123 | Al Waha School |  | AAN5123 | AANL0123 |  | AUH | 24.2301 | 55.554949 | ETC | University/School | IBS | Al Ain | ABU DHABI_AL YAHAR | 8006500 | 2CC |  | AAN_E3468Y_10004_001001001 | in |  | On Air | On Air |  | Ericsson | 3G+4G | E/// U900 F1 | E/// L1.8 F1 (20M) + L800 F1 (15M) |  |  |  |  | IIB
Jan 2022 add | AAN0119 | Ramlat Zakher School |  | AAN5119 | AANL0119 |  | AUH | 24.1466 | 55.690393 | ETC | University/School | IBS | Al Ain | ABU DHABI_ZAKHIR | 8002900 | 2CC |  | AAN_E3667U_10004_001001001 | in |  | On Air | On Air |  | Ericsson | 3G+4G | E/// U900 F1 | E/// L1.8 F1 (20M) + L800 F1 (15M) |  |  |  |  | IIB
Jan 2022 add | AAN0121 | Tomouh School |  | AAN5121 | AANL0121 |  | AUH | 24.2135 | 55.637131 | ETC | University/School | IBS | Al Ain | Abu Dhabi_Zakhir - Al Ain | 8001000 | 2CC |  | AAN_E3567D_10010_001001001 | in |  | On Air | On Air |  | Ericsson | 3G+4G | E/// U900 F1 | E/// L1.8 F1 (20M) + L800 F1 (15M) |  |  |  |  | IIB
Jan 2022 add | AAN0117 | Al Yahar Rifaa School |  | AAN5117 | AANL0117 |  | AUH | 24.2476 | 55.556446 | ETC | University/School | IBS | Al Ain | ABU DHABI_AL YAHAR | 8006500 | 2CC |  | AAN_E3468T_10004_001001001 | in |  | On Air | On Air |  | Ericsson | 3G+4G | E/// U900 F1 | E/// L1.8 F1 (20M) + L800 F1 (15M) |  |  |  |  | IIB
Jan 2022 add | AAN5396B | ATOM Emirates International Hospital Al Ain |  | AAN5396B | AANL0396II |  | AUH | 24.2341 | 55.722747 | du | Hospital | Small Cell | Al Ain | Abu Dhabi_Al Jimi | 8000500 | 1CC |  | AAN_E3668W_10013_001002001 | in |  | On Air | On Air |  | Ericsson | 3G+4G | E/// U900 F1 | E/// L1.8 F1 (20M) |  |  |  |  | IIB
Jan 2022 add | AAN5396A | ATOM Emirates Red Crescent Authority Al Ain |  | AAN5396A | AANL0396I |  | AUH | 24.2411 | 55.727743 | du | Government | Small Cell | Al Ain | Abu Dhabi_ Al Jimi | 8000500 | 1CC |  | AAN_E3668W_10012_001002001 | in |  | On Air | On Air |  | Ericsson | 3G+4G | E/// U900 F1 | E/// L1.8 F1 (20M) |  |  |  |  | IIB
Feb 2022 add | DXN0810 | Ahmad Ali Hassan Al Zarouni Buildings 1 & 2 Al Jadaf |  | DXN5810 | DXNL0810 |  | DXB | 25.2252 | 55.330620 | du | Residential | IBS | Dubai North | Dubai_Al Jadaf | 1032600 | 2CC |  | 0 | in |  | On Air | On Air |  | Huawei | 3G+4G | HW U900 F1 | HW L1.8 F1 (20M) + L800 F1 (15M) |  | 4 |  |  | IIB
Feb 2022 add | DXN0907 | Maya 1 building |  | DXN5907 | DXNL0907 |  | DXB | 25.0589 | 55.19405 | du | Residential | IBS | Dubai South | DUBAI_AL BARSHA SOUTH FIFTH (JUMEIRAH VILLAGE) | 1068400 | 2CC |  | 0 | in |  | On Air | On Air |  | Huawei | 3G+4G | HW U900 F1 | HW L1.8 F1 (20M) + L800 F1 (15M) |  | 4 |  |  | IIB
Feb 2022 add | IDX5564 | Park View Tower JVC |  | IDX0564 | IDXL5564 |  | DXB | 25.0542 | 55.202996 | du | Mixed Use | IBS | Dubai South | Dubai_Al Barsha South Fourth (Jumeirah Village South) | 1068100 | 2CC |  | 0 | in |  | On Air | On Air |  | Huawei | 3G+4G | HW U900 F1 | HW L1.8 F1 (20M) + L800 F1 (15M) |  | 4 |  |  | IIB
Feb 2022 add | DXN0895 | Al Bafta Grand Tower Al Barsha 1 |  | DXN5895 | DXNL0895 |  | DXB | 25.1128 | 55.201388 | du | Residential | IBS | Dubai South | Dubai_Al Barsha First | 1037300 | 2CC |  | 0 | in |  | On Air | On Air |  | Huawei | 3G+4G | HW U900 F1 | HW L1.8 F1 (20M) + L800 F1 (15M) |  | 6 |  |  | IIB
Feb 2022 add | DXN0690 | Al Salam & Al Noor Residences Satwa |  | DXN5690 | DXNL0690 |  | DXB | 25.2201 | 55.273796 | du | Residential | IBS | Dubai North | Dubai_Al Satwa | 1033400 | 2CC |  | 0 | in |  | On Air | On Air |  | Huawei | 3G+4G | HW U900 F1 | HW L1.8 F1 (20M) + L800 F1 (15M) |  | 4 |  |  | IIB
Feb 2022 add | ISH5169 | Petra Tower_SHARJAH_AL NAHDA |  | ISH0169 | ISHL5169 |  | NE | 25.3032 | 55.383579 | ETC | Residential | IBS | Sharjah | SHARJAH_AL NAHDA | 3010200 | 2CC |  | 0 | in |  | On Air | On Air |  | Huawei | 3G+4G | HW U900 F1 | HW L1.8 F1 (20M) + L800 F1 (15M) |  | 4 |  |  | IIB
Feb 2022 add | DXN0948 | Vera Tower |  | DXN5948 | DXNL0948 |  | DXB | 25.187 | 55.282702 | du | Residential | IBS | Dubai North | DUBAI_BURJ KHALIFA (BUSINESS BAY) | 1034500 | 2CC |  | DXB_E3278F_10690_001001007 | in |  | On Air | On Air |  | Huawei | 3G+4G | HW U900 F1 | HW L1.8 F1 (20M) + L800 F1 (15M) |  | 10 |  |  | IIB
Feb 2022 add | DXN0979 | Rose Executive Hotel |  | DXN5979 | DXNL0979 |  | DXB | 25.2248 | 55.280679 | du | Hotel | IBS | Dubai North | DUBAI_AL SATWA | 1033400 | 2CC |  | 0 | in |  | On Air | On Air |  | Huawei | 3G+4G | HW U900 F1 | HW L1.8 F1 (20M) + L800 F1 (15M) |  | 2 |  |  | IIB
Feb 2022 add | DXN0462 | Al Salem Tower 2 Al Nahda 1 |  | DXN5462 | DXNL0462 |  | DXB | 25.2972 | 55.364292 | du | Residential | IBS | Dubai North | Dubai_Al Nahda First | 1023100 | 2CC |  | DXB_E3379A_10632_001016001 | in |  | On Air | On Air |  | Huawei | 3G+4G | HW U900 F1 | HW L1.8 F1 (20M) + L800 F1 (15M) |  | 4 |  |  | IIB
Feb 2022 add | DXN0448 | Elite Downtown Residences |  | DXN5448 | DXNL0448 |  | DXB | 25.1859 | 55.278044 | du | Residential | IBS | Dubai North | Dubai_Burj Khalifa (Business Bay) | 1034500 | 2CC |  | 0 | in |  | On Air | On Air |  | Huawei | 3G+4G | HW U900 F1 | HW L1.8 F1 (20M) + L800 F1 (15M) |  | 6 |  |  | IIB
Feb 2022 add | DXB5148G | ATOM Transport and Rescue Police Station Workshop |  | DXB5148G | DXBL0148VII |  | DXB | 25.1541 | 55.390898 | du | Government | ATOM | Dubai North | DUBAI_WARSAN FOURTH (DUBAI SILICON OASIS) | 1062400 | 1CC |  | 0 | in |  | On Air | On Air |  | Huawei | 3G+4G | HW U2.1 F2 | HW L1.8 F1 (20M) |  | 1 |  |  | IIB
Feb 2022 add | ISH5127 | SHARJAH COOP SOCIETY Al Daid |  | ISH0127 | ISHL5127 |  | NE | 25.281 | 55.873540 | ETC | Mall | IBS | Sharjah | SHARJAH_Al Dhaid City | 3000050 | 2CC |  | 0 | in |  | On Air | On Air |  | Huawei | 3G+4G | HW U900 F1 | HW L1.8 F1 (20M) + L800 F1 (15M) |  | 2 |  |  | IIB
Feb 2022 add | DXN0116 | Tecom - DMC Building No 5 |  | DXN5116 | DXNL0116 |  | DXB | 25.0964 | 55.156187 | du | Commercial | IBS | Dubai South | DUBAI_AL SAFOUH SECOND | 1038200 | 2CC |  | 0 | in |  | On Air | On Air |  | Huawei | 3G+4G | HW U900 F1 | HW L1.8 F1 (20M) + L800 F1 (15M) |  | 2 |  |  | IIB
Feb 2022 add | IAJ5824 | Bin Hamuda Building-AJM |  | IAJ0824 | IAJL5824 |  | NE | 25.4043 | 55.447886 | ETC | Residential | IBS | Ajman | AJMAN_LIWARA 2 | 4001501 | 2CC |  | 0 | in |  | On Air | On Air |  | Huawei | 3G+4G | HW U900 F1 | HW L1.8 F1 (20M) + L800 F1 (15M) |  | 4 |  |  | IIB
Feb 2022 add | IDX5410 | Byblos Hotel Palm Jumeirah |  | IDX0410 | IDXL5410 |  | DXB | 25.1078 | 55.143106 | du | Hotel | IBS | Dubai South | Dubai_Nakhlat Jumeira (The Palm Jumeirah) | 1038100 | 2CC | Yes | 0 | in |  | On Air | On Air |  | Huawei | 3G+4G | HW U900 F1 | HW L1.8 F1 (20M) + L800 F1 (15M) |  | 2 |  |  | IIB
Feb 2022 add | DXB5155D | ATOM Emirates Printing Press-Litho Lamination Facility DIP |  | DXB5155D | DXBL0155IV |  | DXB | 24.8633 | 55.054580 | du | Commercial | Small Cell | Dubai South | Dubai_Saih Shuaib 2 | 1053100 | 1CC |  | 0 | in |  | On Air | On Air |  | Huawei | 3G+4G | HW U2.1 F2 | HW L1.8 F1 (20M) |  | 1 |  |  | IIB
Feb 2022 add | DXB5153D | ATOM du Data Center DSO |  | DXB5153D | DXBL0153IV |  | DXB | 25.1326 | 55.391613 | du | Commercial | Small Cell | Dubai North | Dubai_Nadd Hessa (Dubai Silicon Oasis) | 1062600 | 1CC |  | DXB_E3378V_10043_001001007 | in |  | On Air | On Air |  | Huawei | 3G+4G | HW U2.1 F2 | HW L1.8 F1 (20M) |  | 1 |  |  | IIB
Feb 2022 add | IAD5878 | Al Reem Tower (RBW9-7) Al Raha |  | IAD0878 | IADL5878 |  | AUH | 24.4427 | 54.581421 | du | Residential | IBS | Abu Dhabi | Abu Dhabi_Shatie Al Raha | 2042400 | 3CC |  | 0 | in |  | On Air | On Air |  | Nokia | 3G+4G | NSN U900 F1 | NSN L18 F1 (20M) + L800 F1 (15M) + L21 F1 (15M) |  | 2 |  |  | MW
Feb 2022 add | IAD5912 | Q Residence |  | IAD0912 | IADL5912 |  | AUH | 24.4451 | 54.587443 | du | Residential | IBS | Abu Dhabi | ABU DHABI_SHATIE AL RAHA | 2042400 | 3CC |  | 0 | in |  | On Air | On Air |  | Nokia | 3G+4G | NSN U900 F1 | NSN L18 F1 (20M) + L800 F1 (15M) + L21 F1 (15M) |  | 4 |  |  | MW
Feb 2022 add | IAD5255 | Khalifa City A Residential Complex (C60 to C67) |  | IAD0255 | IADL5255 |  | AUH | 24.4434 | 54.611589 | du | Residential | IBS | Abu Dhabi | Abu Dhabi_Khalifa City | 2042600 | 2CC |  | 0 | in |  | On Air | On Air |  | Nokia | 3G+4G | NSN U900 F1 | NSN L1800 F1 (20MHz) + L800 F1 (15Mhz) |  | 16 |  |  | IIB
Feb 2022 add | IAD5918 | Residential Building Luluat (RBW14-44) Al Raha |  | IAD0918 | IADL5918 |  | AUH | 24.4415 | 54.569218 | du | Residential | IBS | Abu Dhabi | Abu Dhabi_Shatie Al Raha | 2042400 | 2CC |  | 0 | in |  | On Air | On Air |  | Nokia | 3G+4G | NSN U900 F1 | NSN L1800 F1 (20MHz) + L800 F1 (15Mhz) |  | 2 |  |  | IIB
Feb 2022 add | IAD5919 | Residential Building Luluat (RBW14-46) Al Raha |  | IAD0919 | IADL5919 |  | AUH | 24.4413 | 54.568282 | du | Residential | IBS | Abu Dhabi | Abu Dhabi_Shatie Al Raha | 2042400 | 2CC |  | 0 | in |  | On Air | On Air |  | Nokia | 3G+4G | NSN U900 F1 | NSN L1800 F1 (20MHz) + L800 F1 (15Mhz) |  | 2 |  |  | IIB
Feb 2022 add | IAD5899 | Supreme Council for Motherhood and Childhood HQ |  | IAD0899 | IADL5899 |  | AUH | 24.4409 | 54.390730 | ETC | Government | IBS | Abu Dhabi | ABU DHABI_Al Mushrif | 2500700 | 2CC |  | AUH_E2370K_12718_001001001 | in |  | On Air | On Air |  | Nokia | 3G+4G | NSN U900 F1 | NSN L1800 F1 (20MHz) + L800 F1 (15Mhz) |  | 2 |  |  | IIB
Feb 2022 add | AAN0135 | City Seasons Hotel Al Ain |  | AAN5135 | AANL0135 |  | AUH | 24.2237 | 55.728050 | ETC | Hotel | IBS | Al Ain | ABU DHABI_AL MUWAIJI | 8001400 | 2CC |  | 0 | in |  | On Air | On Air |  | Ericsson | 3G+4G | E/// U900 F1 | E/// L1.8 F1 (20M) + L800 F1 (15M) |  |  |  |  | IIB
Mar 2022 add | AAN0103 | Al Ain Center For Care & Rehabilitation |  | AAN5103 | AANL0103 |  | AUH | 24.3321 | 55.801419 | ETC | Hospital | IBS | Al Ain | ABU DHABI_AL FOAA | 8000100 | 2CC |  | AAN_E3769V_10003_001001001 | in |  | On Air | On Air |  | Ericsson | 3G+4G | E/// U900 F1 | E/// L1.8 F1 (20M) + L800 F1 (15M) |  |  |  |  | IIB
Mar 2022 add | IAD5194 | New Al Mansoury Commercial Twr W14/02-C26 |  | IAD0194 | IADL5194 |  | AUH | 24.4641 | 54.375563 | ETC | Commercial | IBS | Abu Dhabi | Abu Dhabi_Al Markaziyah | 2500200 | 2CC |  | AUH_E2270E_12122_001001001 | in |  | On Air | On Air |  | Nokia | 3G+4G | NSN U900 F1 | NSN L1800 F1 (20MHz) + L800 F1 (15Mhz) |  | 2 |  |  | IIB
Mar 2022 add | IAD5802 | Reem Mall – Site 3 (East) |  | IAD0802 | IADL5802 |  | AUH | 24.4882 | 54.400391 | ETC | Mall | IBS | Abu Dhabi | ABU DHABI_AL REEM ISLAND | 2045700 | 3CC |  | 0 | in |  | On Air | On Air |  | Nokia | 3G+4G | NSN U900 F1 | NSN L18 F1 (20M) + L800 F1 (15M) + L21 F1 (15M) |  | 12 |  |  | MW
Mar 2022 add | IAD5891 | Mina Zayed CNIA |  | IAD0891 | IADL5891 |  | AUH | 24.5383 | 54.383149 | ETC | Government | IBS | Abu Dhabi | ABU DHABI_Al Meena | 2500001 | 3CC |  | 0 | in |  | On Air | On Air |  | Nokia | 3G+4G | NSN U900 F1 | NSN L18 F1 (20M) + L800 F1 (15M) + L21 F1 (15M) |  | 2 |  |  | MW
Mar 2022 add | DXN0371 | Arjan New Tower 1 (Bin Shabib) Al Barsha South 3 |  | DXN5371 | DXNL0371 | DXNNR0371 | DXB | 25.0587 | 55.22328 | du | Mixed Use | IBS | Dubai South | DUBAI_AL BARSHA SOUTH THIRD | 1067300 | 2CC |  | 0 | in |  | On Air | On Air | On Air | Huawei | 3G+4G | HW U900 F1 | HW L1.8 F1 (20M) + L800 F1 (15M) | 1CC | 16 | 8 | N41 | IIB
Mar 2022 add | DXN0251 | Jaddaf Tower |  | DXN5251 | DXNL0251 |  | DXB | 25.2185 | 55.32369 | du | Residential | IBS | Dubai North | DUBAI_AL JADAF | 1032600 | 2CC |  | DXB_E3279X_10695_001005001 | in |  | On Air | On Air |  | Huawei | 3G+4G | HW U900 F1 | HW L1.8 F1 (20M) + L800 F1 (15M) |  | 4 |  |  | IIB
Mar 2022 add | DXN0396 | Al Mamzar Building Al Warsan 4 |  | DXN5396 | DXNL0396 |  | DXB | 25.1473 | 55.403979 | du | Residential | IBS | Dubai North | DUBAI_WARSAN FOURTH (DUBAI SILICON OASIS) | 1062400 | 2CC |  | DXB_E3378R_10489_001021002 | in |  | On Air | On Air |  | Huawei | 3G+4G | HW U900 F1 | HW L1.8 F1 (20M) + L800 F1 (15M) |  | 4 |  |  | IIB
Mar 2022 add | DXN0918 | Lootah Residence 2 |  | DXN5918 | DXNL0918 |  | DXB | 25.1511 | 55.389407 | du | Residential | IBS | Dubai North | DUBAI_WARSAN FOURTH (DUBAI SILICON OASIS) | 1062400 | 2CC |  | DXB_E3378Q_10102_001010002 | in |  | On Air | On Air |  | Huawei | 3G+4G | HW U900 F1 | HW L1.8 F1 (20M) + L800 F1 (15M) |  | 2 |  |  | IIB
Mar 2022 add | IRK5508 | InterContinental Mina Al Arab Resort_RAK |  | IRK0508 | IRKL5508 |  | NE | 25.726 | 55.846733 | ETC | Hotel | IBS | Ras Al Khaimah | RAS AL-KHAIMAH_OLD JAZEERAH | 7060100 | 2CC |  | 0 | in |  | On Air | On Air |  | Huawei | 3G+4G | HW U900 F1 | HW L1.8 F1 (20M) + L800 F1 (15M) |  | 12 |  |  | IIB
Mar 2022 add | SHJ0050 | SHARJAH POLICE SCIENCES ACADEMY |  | SHJ5050 | SHJL0050 | SHJNR0050 | NE | 25.3039 | 55.482861 | ETC | University/School | IBS | Sharjah | SHARJAH_UNIVERSITY CITY | 3008000 | 2CC | Yes | 0 | in |  | On Air | On Air | On Air | Huawei | 3G+4G+5G | HW U900 F1 | HW L1.8 F1 (20M) + L800 F1 (15M) | 1CC | 9 | 3/0 | N41 | IIB
Mar 2022 add | DXN0194 | Mohamed Aqil Ali Zarooni Building Nadd Al Hamar |  | DXN5194 | DXNL0194 |  | DXB | 25.1877 | 55.395172 | du | Residential | IBS | Dubai North | Dubai_Nadd Al Hamar | 1041600 | 2CC |  | DXB_E3378G_10333_001014003 | in |  | On Air | On Air |  | Huawei | 3G+4G | HW U900 F1 | HW L1.8 F1 (20M) + L800 F1 (15M) |  | 4 |  |  | IIB
Mar 2022 add | ISH5055 | Thuria Tower Al Majaz-SHJ |  | ISH0055 | ISHL5055 |  | NE | 25.3232 | 55.381682 | ETC | Residential | IBS | Sharjah | SHARJAH_AL MAZAJ THIRD | 3010500 | 2CC |  | 0 | in |  | On Air | On Air |  | Huawei | 3G+4G | HW U900 F1 | HW L1.8 F1 (20M) + L800 F1 (15M) |  | 4 |  |  | IIB
Mar 2022 add | DXN0009 | Reva tower |  | DXN5009 | DXNL0009 |  | DXB | 25.1879 | 55.283085 | du | Residential | IBS | Dubai North | DUBAI_BURJ KHALIFA (BUSINESS BAY) | 1034500 | 2CC |  | 0 | in |  | On Air | On Air |  | Huawei | 3G+4G | HW U900 F1 | HW L1.8 F1 (20M) + L800 F1 (15M) |  | 10 |  |  | IIB
Mar 2022 add | DXN0527 | Belgravia-3 Ellington JVC |  | DXN5527 | DXNL0527 |  | DXB | 25.0597 | 55.200121 | du | Residential | IBS | Dubai South | Dubai_Al Barsha South Fourth (Jumeirah Village South) | 1068100 | 2CC |  | DXB_E3177Q_11992_001007001 | in |  | On Air | On Air |  | Huawei | 3G+4G | HW U900 F1 | HW L1.8 F1 (20M) + L800 F1 (15M) |  | 6 |  |  | IIB
Mar 2022 add | DXN0423 | DUBAI HILLS BUSINESS PARK (du HQ Lampsite) |  | DXN5423A | DXNNR0423A | DXNNR0423A | DXB | 25.1087 | 55.241199 | ETC | Residential | IBS | Dubai South | DUBAI_HADAEQ SHEIKH MOHAMMED BIN RASHID (RANCHES) | 1063100 | 4CC | Yes | DXB_E3177I_10478_001001007 | in |  | On Air | On Air | On Air | Huawei | 3G+4G+5G | HW U900 F1 | HW L1.8 F1/F2 (20+15M) + L800 F1 (15M) + L21 (10M) | 2CC | 98/4 | 4/94 | N78 F1 + N78 F2 | IIB
Mar 2022 add | ISH5149 | Tawash Tower_SHJ |  | ISH0149 | ISHL5149 |  | NE | 25.341 | 55.39776 | ETC | Residential | IBS | Sharjah | SHARJAH_ABU SHUGHARA | 3010800 | 3CC |  | 0 | in |  | On Air | On Air |  | Huawei | 3G+4G | HW U900 F1 | HW L1.8 F1/F2 (20+15M) + L800 F1 (15M) |  | 4 |  |  | IIB
Mar 2022 add | DXN0863 | PROPOSED B+G+14F+ROOF RESIDENTIAL BUILDING Barsha Heights |  | DXN5863 | DXNL0863 |  | DXB | 25.0993 | 55.178896 | du | Residential | IBS | Dubai South | DUBAI_AL THANYAH FIRST (AL SAFOUH THIRD) | 1038300 | 2CC |  | DXB_E3177F_11126_001017002 | in |  | On Air | On Air |  | Huawei | 3G+4G | HW U900 F1 | HW L1.8 F1 (20M) + L800 F1 (15M) |  | 2 |  |  | IIB
Mar 2022 add | DXB5291D | ATOM Atlantis_White Beach Building |  | DXB5291D | DXBL0291IV |  | DXB | 25.1283 | 55.116029 | ETC | Hotel | ATOM | Dubai South | DUBAI_NAKHLAT JUMEIRA (THE PALM JUMEIRAH) | 1038100 | 1CC |  | 0 | in |  | On Air | On Air |  | Huawei | 3G+4G | HW U2.1 F2 | HW L1.8 F1 (20M) |  | 1 |  |  | IIB
Mar 2022 add | DXN0972 | Wasal Building Karama Dubai building #R1074 |  | DXN5972 | DXNL0972 |  | DXB | 25.2493 | 55.310134 | du | Residential | IBS | Dubai North | Dubai_Al Karama | 1031800 | 2CC |  | DXB_E3279R_10978_001001001 | in |  | On Air | On Air |  | Huawei | 3G+4G | HW U900 F1 | HW L1.8 F1 (20M) + L800 F1 (15M) |  | 2 |  |  | IIB
Mar 2022 add | DXB5291H | ATOM Dubai Herbal and Treatment Centre Zabeel 1 |  | DXB5291H | DXBL0291VIII |  | DXB | 25.211 | 55.311355 | du | Commercial | Small Cell | Dubai North | Dubai_Zaabeel First (Zaabeel First) | 1032500 | 1CC |  | DXB_E3278C_10056_001002001 | in |  | On Air | On Air |  | Huawei | 3G+4G | HW U2.1 F2 | HW L1.8 F1 (20M) |  | 1 |  |  | IIB
Mar 2022 add | DXN0106 | SUN POINT IMPZ E.10 |  | DXN5106 | DXNL0106 |  | DXB | 25.0259 | 55.191610 | du | Residential | IBS | Dubai South | DUBAI_MEAISEM FIRST (JUMEIRAH GOLF ESTATE) | 1068500 | 3CC |  | 0 | in |  | On Air | On Air |  | Huawei | 3G+4G | HW U900 F1 | HW L1.8 F1/F2 (20+15M) + L800 F1 (15M) |  | 6 |  |  | IIB
Mar 2022 add | DXN0206 | Furjan Tower 76 |  | DXN5206 | DXNL0206 |  | DXB | 25.0329 | 55.141414 | du | Residential | IBS | Dubai South | DUBAI_Discovery Gardens | 1059101 | 2CC |  | DXB_E3076D_10947_001019003 | in |  | On Air | On Air |  | Huawei | 3G+4G | HW U900 F1 | HW L1.8 F1 (20M) + L800 F1 (15M) |  | 2 |  |  | IIB
Mar 2022 add | DXN0532 | Leerbach Palace Arjan |  | DXN5532 | DXNL0532 |  | DXB | 25.065 | 55.233430 | du | Residential | IBS | Dubai South | DUBAI_AL BARSHA SOUTH THIRD | 1067300 | 2CC |  | DXB_E3177S_10304_001017001 | in |  | On Air | On Air |  | Huawei | 3G+4G | HW U900 F1 | HW L1.8 F1 (20M) + L800 F1 (15M) |  | 2 |  |  | IIB
Mar 2022 add | DXN0927 | WASL GATE 4 |  | DXN5927 | DXNL0927 |  | DXB | 25.0263 | 55.103567 | du | Residential | IBS | Dubai South | DUBAI_JABAL ALI Gardens | 1059102 | 2CC |  | 0 | in |  | On Air | On Air |  | Huawei | 3G+4G | HW U900 F1 | HW L1.8 F1 (20M) + L800 F1 (15M) |  | 4 |  |  | IIB
Mar 2022 add | DXN5054D | ATOM Transport and Rescue Police Station |  | DXN5054D | DXNL0054IV |  | DXB | 25.1541 | 55.39079 | du | Government | Small Cell | Dubai North | DUBAI_WARSAN FOURTH (DUBAI SILICON OASIS) | 1062400 | 1CC |  | 0 | in |  | On Air | On Air |  | Huawei | 3G+4G | HW U2.1 F2 | HW L1.8 F1 (20M) |  | 1 |  |  | IIB
Mar 2022 add | DXN0912 | Dubai London Hospital Jumeirah |  | DXN5912 | DXNL0912 |  | DXB | 25.1564 | 55.202498 | du | Hospital | IBS | Dubai South | DUBAI_UMM SUQEIM SECOND | 1036200 | 2CC |  | 0 | in |  | On Air | On Air |  | Huawei | 3G+4G | HW U900 F1 | HW L1.8 F1 (20M) + L800 F1 (15M) |  | 2 |  |  | MW
Mar 2022 add | DXN0928 | WASL GATE PHASE 4 |  | DXN5928 | DXNL0928 |  | DXB | 25.0249 | 55.10354 | du | Residential | IBS | Dubai South | DUBAI_JABAL ALI Gardens | 1059102 | 2CC |  | 0 | in |  | On Air | On Air |  | Huawei | 3G+4G | HW U900 F1 | HW L1.8 F1 (20M) + L800 F1 (15M) |  | 4 |  |  | IIB
Mar 2022 add | IFU5624 | Dar Jasem Building |  | IFU0624 | IFUL5624 |  | NE | 25.1551 | 56.344530 | du | Residential | IBS | Fujairah | FUJAIRAH_Al Hilal City | 6000011 | 2CC |  | 0 | in |  | On Air | On Air |  | Huawei | 3G+4G | HW U900 F1 | HW L1.8 F1 (20M) + L800 F1 (15M) |  | 2 |  |  | IIB
Mar 2022 add | DXN0397 | Premier Inn Hotel Barsha |  | DXN5397 | DXNL0397 |  | DXB | 25.0976 | 55.179819 | du | Hotel | IBS | Dubai South | DUBAI_AL THANYAH FIRST (AL SAFOUH THIRD) | 1038300 | 2CC |  | DXB_E3177F_11125_001011002 | in |  | On Air | On Air |  | Huawei | 3G+4G | HW U900 F1 | HW L1.8 F1 (20M) + L800 F1 (15M) |  | 4 |  |  | IIB
Mar 2022 add | AJM0951 | Al Ghoroub Buildings Ajman |  | AJM5951 | AJML0951 |  | NE | 25.3939 | 55.470766 | du | Residential | IBS | Ajman | AJMAN_MUSHAIRIF | 4001600 | 2CC |  | 0 | in |  | On Air | On Air |  | Huawei | 3G+4G | HW U900 F1 | HW L1.8 F1 (20M) + L800 F1 (15M) |  | 8 |  |  | IIB
Mar 2022 add | SHJ0019 | Queen Tower |  | SHJ5019 | SHJL0019 |  | NE | 25.3236 | 55.3796993 | ETC | Residential | IBS | Sharjah | SHARJAH_AL KHAN | 3010300 | 2CC |  | SHJ_E3380U_10214_001001001 | in |  | On Air | On Air |  | Huawei | 3G+4G | HW U900 F1 | HW L1.8 F1 (20M) + L800 F1 (15M) |  | 6 |  |  | IIB
Mar 2022 add | ISH5095 | Al Majaz Tower_Sharjah |  | ISH0095 | ISHL5095 |  | NE | 25.3335 | 55.391495 | ETC | Residential | IBS | Sharjah | SHARJAH_AL MAZAJ FIRST | 3010600 | 2CC |  | SHJ_E3380Q_10332_001001001 | in |  | On Air | On Air |  | Huawei | 3G+4G | HW U900 F1 | HW L1.8 F1 (20M) + L800 F1 (15M) |  | 4 |  |  | IIB
Mar 2022 add | ISH5106 | Sharjah University for Women |  | ISH0106 | ISHL5106 |  | NE | 25.2923 | 55.48081 | ETC | University/School | IBS | Sharjah | Sharjah_UNIVERSITY CITY | 3008000 | 2CC |  | 0 | in |  | On Air | On Air |  | Huawei | 3G+4G | HW U900 F1 | HW L1.8 F1 (20M) + L800 F1 (15M) |  | 6 |  |  | IIB
Mar 2022 add | SHJ0727 | Al Qasimia University – Boys & Girls College Number 3 |  | SHJ5727 | SHJL0727 |  | NE | 25.2987 | 55.466868 | du | University/School | IBS | Sharjah | SHARJAH_MUWAILEH COMMERCIAL | 3009900 | 2CC |  | SHJ_E3479A_10017_001001001 | in |  | On Air | On Air |  | Huawei | 3G+4G | HW U900 F1 | HW L1.8 F1 (20M) + L800 F1 (15M) |  | 12 |  |  | IIB
Mar 2022 add | IAD5800 | Reem Mall_Service Floor & parking levels |  | IAD0800 | IADL5800 |  | AUH | 24.4882 | 54.400391 | ETC | Mall | IBS | Abu Dhabi | ABU DHABI_AL REEM ISLAND | 2045700 | 2CC |  | 0 | in |  | On Air | On Air |  | Nokia | 3G+4G | NSN U900 F1 | NSN L1800 F1 (20MHz) + L800 F1 (15Mhz) |  | 8 |  |  | MW
Mar 2022 add | IAD5903 | Shams Reflection Tower B- S5_C51/C56 _Al Reem Island |  | IAD0903 | IADL5903 |  | AUH | 24.5016 | 54.4116 | ETC | Residential | IBS | Abu Dhabi | ABU DHABI_AL REEM ISLAND | 2045700 | 3CC |  | 0 | in |  | On Air | On Air |  | Nokia | 3G+4G | NSN U900 F1 | NSN L18 F1 (20M) + L800 F1 (15M) + L21 F1 (15M) |  | 2 |  |  | MW
Mar 2022 add | IAD5533 | Three Office Towers Madinat Zayed |  | IAD0533 | IADL5533 |  | AUH | 24.4903 | 54.371696 | du | Commercial | IBS | Abu Dhabi | ABU DHABI_Madinat Zayed(AD) | 2501200 | 3CC |  | 0 | in |  | On Air | On Air |  | Nokia | 3G+4G | NSN U900 F1 | NSN L18 F1 (20M) + L800 F1 (15M) + L21 F1 (15M) |  | 6 |  |  | IIB
Mar 2022 add | IAD5340 | Gulf Paradise Residential Building Saadiyat |  | IAD0340 | IADL5340 |  | AUH | 24.5204 | 54.435564 | du | Residential | IBS | Abu Dhabi | ABU DHABI_SADIYAT ISLAND | 2046700 | 2CC |  | AUH_E2371M_10074_001001001 | in |  | On Air | On Air |  | Nokia | 3G+4G | NSN U900 F1 | NSN L1800 F1 (20MHz) + L800 F1 (15Mhz) |  | 4 |  |  | MW
Mar 2022 add | IAD5812 | Najmat RR5_C1 |  | IAD0812 | IADL5812 |  | AUH | 24.4499 | 54.631966 | ETC | Residential | IBS | Abu Dhabi | ABU DHABI_ABU DHABI INTERNATIONAL AIRPORT | 2044300 | 2CC |  | AUH_E2570H_10023_001001001 | in |  | On Air | On Air |  | Nokia | 3G+4G | NSN U900 F1 | NSN L1800 F1 (20MHz) + L800 F1 (15Mhz) |  | 4 |  |  | MW
Mar 2022 add | IAD5409 | RR3_C10 Najmat Tower |  | IAD0409 | IADL5409 |  | AUH | 24.4859 | 54.407162 | ETC | Residential | IBS | Abu Dhabi | Abu Dhabi_Al Reem Island | 2045700 | 2CC |  | AUH_E2371V_10025_001001001 | in |  | On Air | On Air |  | Nokia | 3G+4G | NSN U900 F1 | NSN L1800 F1 (20MHz) + L800 F1 (15Mhz) |  | 4 |  |  | MW
Mar 2022 add | IAD5450 | Underground Parking (E8) - CP4 |  | IAD0450 | IADL5450 |  | AUH | 24.4934 | 54.365885 | ETC | Parking | IBS | Abu Dhabi | Abu Dhabi_Al Markaziyah | 2500200 | 2CC |  | AUH_E2271Y_11589_001005001 | in |  | On Air | On Air |  | Nokia | 3G+4G | NSN U900 F1 | NSN L1800 F1 (20MHz) + L800 F1 (15Mhz) |  | 2 |  |  | IIB
Apr 2022 update | IAD5500 | Awqaf new HQ at Bani Yas |  | IAD0500 | IADL5500 |  | AUH | 24.3157 | 54.609826 | ETC | Government | IBS | Abu Dhabi | ABU DHABI_BANIYAS | 2046100 | 2CC |  | AUH_E2569V_10735_001001001 | in |  | On Air | On Air |  | Nokia | 3G+4G | NSN U900 F1 | NSN L1800 F1 (20MHz) + L800 F1 (15Mhz) |  | 2 |  |  | IIB
Apr 2022 update | IAD5792 | Ahmad Sultan Obaid Mansoori Building (RBW2-C08) Al Raha |  | IAD0792 | IADL5792 |  | AUH | 24.455 | 54.614915 | du | Commercial | IBS | Abu Dhabi | Abu Dhabi_Shatie Al Raha | 2042400 | 2CC |  | AUH_E2570G_10065_001001001 | in |  | On Air | On Air |  | Nokia | 3G+4G | NSN U900 F1 | NSN L1800 F1 (20MHz) + L800 F1 (15Mhz) |  | 2 |  |  | IIB
Apr 2022 add | SHJ0246 | Al Roda Tower 2 |  | SHJ5246 | SHJL0246 |  | NE | 25.3005 | 55.371272 | ETC | Residential | IBS | Sharjah | SHARJAH_AL NAHDA | 3010200 | 2CC |  | SHJ_E3379A_10390_001001001 | in |  | On Air | On Air |  | Huawei | 3G+4G | HW U900 F1 | HW L1.8 F1 (20M) + L800 F1 (15M) |  | 8 |  |  | IIB
Apr 2022 add | IRK5516 | Movenpick Hotel_Al Marjan Island |  | IRK0516 | IRKL5516 |  | NE | 25.6721 | 55.742939 | ETC | Hotel | IBS | Ras Al Khaimah | RAS AL-KHAIMAH_JAZEERA NAD AL SILI | 7060200 | 2CC |  | RKT_E3684Y_10004_001001001 | in |  | On Air | On Air |  | Huawei | 3G+4G | HW U900 F1 | HW L1.8 F1 (20M) + L800 F1 (15M) |  | 4 |  |  | IIB
Apr 2022 add | ISH5092 | aljada_Rehan Appartments_Block-1,2 & 3 |  | ISH0092 | ISHL5092 |  | NE | 25.3184 | 55.477888 | ETC | Residential | IBS | Sharjah | SHARJAH_MUWAILEH CAMP | 3009800 | 2CC |  | SHJ_E3480U_10886_001012003, SHJ_E3480U_10886_001012004 | in |  | On Air | On Air |  | Huawei | 3G+4G | HW U900 F1 | HW L1.8 F1 (20M) + L800 F1 (15M) |  | 6 |  |  | IIB
Apr 2022 add | DXN0348 | Karama Center_Dubai |  | DXN5348 | DXNL0348 |  | DXB | 25.2453 | 55.303068 | ETC | Mall | IBS | Dubai North | DUBAI_AL KARAMA | 1031800 | 3CC |  | 0 | in |  | On Air | On Air |  | Huawei | 3G+4G | HW U900 F1 | HW L1.8 F1/F2 (20+10M) + L800 F1 (15M) |  | 2 |  |  | IIB
Apr 2022 add | DXN0776 | Sooma Residence Al Majan |  | DXN5776 | DXNL0776 |  | DXB | 25.0923 | 55.313133 | du | Residential | IBS | Dubai South | Dubai_Wadi Al Safa 3 (Ranches) | 1064500 | 2CC |  | DXB_E3277H_10022_001001001 | in |  | On Air | On Air |  | Huawei | 3G+4G | HW U900 F1 | HW L1.8 F1 (20M) + L800 F1 (15M) |  | 4 |  |  | MW
Apr 2022 add | SHJ0730 | Areej 1 to 4 Madar Aljada |  | SHJ5730 | SHJL0730 |  | NE | 25.3198 | 55.481303 | ETC | Residential | IBS | Sharjah | SHARJAH_MUWAILEH CAMP | 3009800 | 2CC |  | SHJ_E3480V_10007_001001003 | in |  | On Air | On Air |  | Huawei | 3G+4G | HW U900 F1 | HW L1.8 F1 (20M) + L800 F1 (15M) |  | 8 |  |  | IIB
Apr 2022 add | IRK5505 | Hampton by Hilton_Al Marjan Island |  | IRK0505 | IRKL5505 |  | NE | 25.6777 | 55.740394 | ETC | Hotel | IBS | Ras Al Khaimah | RAS AL-KHAIMAH_JAZEERA NAD AL SILI | 7060200 | 2CC |  | 0 | in |  | On Air | On Air |  | Huawei | 3G+4G | HW U900 F1 | HW L1.8 F1 (20M) + L800 F1 (15M) |  | 4 |  |  | IIB
Apr 2022 add | DXN0767 | Emirates National School Al Khawaneej 2 |  | DXN5767 | DXNL0767 |  | DXB | 25.2281 | 55.532424 | du | University/School | IBS | Dubai North | Dubai_Al Khwaneej Second | 1028200 | 2CC |  | DXB_E3479X_10534_001001003 | in |  | On Air | On Air |  | Huawei | 3G+4G | HW U900 F1 | HW L1.8 F1 (20M) + L800 F1 (15M) |  | 4 |  |  | IIB
Apr 2022 add | DXN0089 | Anwa Tower Dubai Maritime City |  | DXN5089 | DXNL0089 |  | DXB | 25.2697 | 55.269552 | du | Residential | IBS | Dubai North | Dubai_Madinat Dubai Al Melaheyah (Al Mina) | 1032100 | 2CC |  | DXB_E3279K_10421_001011007 | in |  | On Air | On Air |  | Huawei | 3G+4G | HW U900 F1 | HW L1.8 F1 (20M) + L800 F1 (15M) |  | 6 |  |  | IIB
Apr 2022 add | RAK5600H | ATOM Digdagga Civil Defence Center |  | RAK5600H | RAKL0600VIII |  | NE | 25.6936 | 55.968816 | du | Government | Small Cell | Ras Al Khaimah | RAS AL-KHAIMAH_HAYL/ SHAAGI | 7050600 | 1CC |  | RKT_E3984P_10005_001001001 | in |  | On Air | On Air |  | Huawei | 3G+4G | HW U2.1 F2 | HW L1.8 F1 (20M) |  | 1 |  |  | IIB
Apr 2022 add | IDX0094E | Al Tayer Motors Ferrari & Maserati Showroom SZR |  | IDX0094E | IDXL5094V |  | DXB | 25.1431 | 55.218846 | du | Commercial | Small Cell | Dubai South | DUBAI_AL MANARA | 1036300 | 1CC |  | DXB_E3178W_11711_001005004 | in |  | On Air | On Air |  | Huawei | 3G+4G | HW U2.1 F2 | HW L1.8 F1 (20M) |  | 1 |  |  | IIB
Apr 2022 add | SHJ0451 | Al Qasimia University Main Building-Theater- library-Dar Al Quran |  | SHJ5451 | SHJL0451 |  | NE | 25.2964 | 55.462637 | ETC | University/School | IBS | Sharjah | SHARJAH_MUWAILEH COMMERCIAL | 3009900 | 2CC |  | SHJ_E3479A_10019_001001001 | in |  | On Air | On Air |  | Huawei | 3G+4G | HW U900 F1 | HW L1.8 F1 (20M) + L800 F1 (15M) |  | 8 |  |  | IIB
Apr 2022 add | DXN5054F | ATOM EMIRATES HOSPITAL-MOTOR CITY |  | DXN5054F | DXNL0054VI |  | DXB | 25.0449 | 55.241483 | du | Hospital | Small Cell | Dubai South | DUBAI_AL HEBIAH FIRST (DUBAI AUTODROME) | 1067400 | 1CC |  | DXB_E3177X_10430_001002002 | in |  | On Air | On Air |  | Huawei | 3G+4G | HW U2.1 F2 | HW L1.8 F1 (20M) |  | 1 |  |  | IIB
Apr 2022 add | IFU5605 | Fujairah Beach Hotel |  | IFU0605 | IFUL5605 |  | NE | 25.1357 | 56.355518 | ETC | Hotel | IBS | Fujairah | FUJAIRAH_Al Faseel - Al Sharia | 6000013 | 2CC |  | 0 | in |  | On Air | On Air |  | Huawei | 3G+4G | HW U900 F1 | HW L1.8 F1 (20M) + L800 F1 (15M) |  | 2 |  |  | IIB
Apr 2022 add | IDX5655 | Motiongate Theatre |  | IDX0655 | IDXL5655 |  | DXB | 24.9205 | 55.0023 | ETC | Commercial | IBS | Dubai South | Dubai_SAIH SHUAIB 1 | 1051300 | 2CC |  | 0 | in |  | On Air | On Air |  | Huawei | 3G+4G | HW U900 F1 | HW L1.8 F1 (20M) + L800 F1 (15M) |  | 2 |  |  | IIB
Apr 2022 add | ISH5030 | Emirates National School Expansion |  | ISH0030 | ISHL5030 |  | NE | 25.3627 | 55.57307 | ETC | University/School | IBS | Sharjah | SHARJAH_Al Zubair/ Sharjah Investment Center | 3001801 | 2CC |  | 0 | in |  | On Air | On Air |  | Huawei | 3G+4G | HW U900 F1 | HW L1.8 F1 (20M) + L800 F1 (15M) |  | 2 |  |  | IIB
Apr 2022 add | IAD5949 | Capital views W59_C2 |  | IAD0949 | IADL5949 |  | AUH | 24.4171 | 54.440300 | ETC | Residential | IBS | Abu Dhabi | ABU DHABI_Al Safarat | 2501901 | 2CC |  | AUH_E2370R_11144_001001001 | in |  | On Air | On Air |  | Nokia | 3G+4G | NSN U900 F1 | NSN L1800 F1 (20MHz) + L800 F1 (15Mhz) |  | 8 |  |  | MW
Apr 2022 add | IAD5663 | Sheraton Khalidiya Residence Hotel |  | IAD0663 | IADL5663 |  | AUH | 24.4751 | 54.349701 | ETC | Hotel | IBS | Abu Dhabi | ABU DHABI_Al Khalidiya | 2501300 | 2CC |  | AUH_E2270D_11961_001001001 | in |  | On Air | On Air |  | Nokia | 3G+4G | NSN U900 F1 | NSN L1800 F1 (20MHz) + L800 F1 (15Mhz) |  | 2 |  |  | MW
Apr 2022 add | IAD5784 | REMAL HOTEL (Previous Yash-5 Guest House) |  | IAD0784 | IADL5784 |  | AUH | 24.0934 | 52.647516 | du | Hotel | IBS | WR | ABU DHABI_AL RUWAIS | 2003100 | 2CC |  | 0 | in |  | On Air | On Air |  | Nokia | 3G+4G | NSN U900 F1 | NSN L1800 F1 (20MHz) + L800 F1 (15Mhz) |  | 2 |  |  | IIB
Apr 2022 add | IAD5801 | Reem Mall – Site 2 (West) |  | IAD0801 | IADL5801 |  | AUH | 24.4882 | 54.400391 | ETC | Mall | IBS | Abu Dhabi | ABU DHABI_AL REEM ISLAND | 2045700 | 2CC | Yes | AUH_E2371U_10065_001002002 | in |  | On Air | On Air |  | Nokia | 3G+4G | NSN U900 F1 | NSN L1800 F1 (20MHz) + L800 F1 (15Mhz) |  | 12 |  |  | MW
Apr 2022 add | IAD5861 | CSP terminal Office Premises |  | IAD0861 | IADL5861 |  | AUH | 24.8187 | 54.656422 | du | Government | IBS | Abu Dhabi | ABU DHABI_KHALIFA INDUSTRIAL CITY A | 2100000 | 2CC |  | AUH_E2574J_10002_001001001 | in |  | On Air | On Air |  | Nokia | 3G+4G | NSN U900 F1 | NSN L1800 F1 (20MHz) + L800 F1 (15Mhz) |  | 2 |  |  | MW
May 2022 add | DXN0934 | Venetian Tower_DSC |  | DXN5934 | DXNL0934 |  | DXB | 25.0383 | 55.221382 | du | Residential | IBS | Dubai South | DUBAI_AL HEBIAH FOURTH (DUBAI SPORTS CITY) | 1068200 | 2CC |  | DXB_E3177W_10042_001001021 | in |  | On Air | On Air |  | Huawei | 3G+4G | HW U900 F1 | HW L1.8 F1 (20M) + L800 F1 (15M) |  | 4 |  |  | IIB
May 2022 add | ISH5170 | aljada_Misk Appartments_1 & 2 |  | ISH0170 | ISHL5170 |  | NE | 25.3197 | 55.479474 | ETC | Residential | IBS | Sharjah | SHARJAH_MUWAILEH CAMP | 3009800 | 2CC |  | SHJ_E3480V_10053_001002025 / SHJ_E3480V_10053_001011011 / SHJ_E3480V_10053_001012001 | in |  | On Air | On Air |  | Huawei | 3G+4G | HW U900 F1 | HW L1.8 F1 (20M) + L800 F1 (15M) |  | 8 |  |  | IIB
May 2022 add | ISH5071 | aljada_Areej Appartments_Block-5,6 & 7 |  | ISH0071 | ISHL5071 |  | NE | 25.3178 | 55.480683 | ETC | Residential | IBS | Sharjah | SHARJAH_MUWAILEH CAMP | 3009800 | 2CC |  | SHJ_E3480V_10008_001002018; SHJ_E3480V_10008_001009004 | in |  | On Air | On Air |  | Huawei | 3G+4G | HW U900 F1 | HW L1.8 F1 (20M) + L800 F1 (15M) |  | 8 |  |  | IIB
May 2022 add | ISH5062 | Lulu Hyper Market_Abu Tina |  | ISH0062 | ISHL5062 |  | NE | 25.3681 | 55.402439 | ETC | Mall | IBS | Sharjah | SHARJAH_BU TINA | 3006500 | 2CC |  | SHJ_E3380H_10040_001001001 | in |  | On Air | On Air |  | Huawei | 3G+4G | HW U900 F1 | HW L1.8 F1 (20M) + L800 F1 (15M) |  | 2 |  |  | IIB
May 2022 add | SHJ0655 | Yasmeen Tower |  | SHJ5655 | SHJL0655 |  | NE | 25.323 | 55.3832 | ETC | Residential | IBS | Sharjah | SHARJAH_AL MAZAJ SECOND | 3010700 | 2CC |  | SHJ_E3380V_10109_001008013 / SHJ_E3380V_10109_001013011 / SHJ_E3380V_10109_001025009 / SHJ_E3380V_10109_001028009 / SHJ_E3380V_10109_001033009 | in |  | On Air | On Air |  | Huawei | 3G+4G | HW U900 F1 | HW L1.8 F1 (20M) + L800 F1 (15M) |  | 12 |  |  | IIB
May 2022 add | ISH5132 | Manazil Tower 9 |  | ISH0132 | ISHL5132 |  | NE | 25.3074 | 55.366589 | du | Residential | IBS | Sharjah | Sharjah_Al Mamzar | 3010400 | 2CC |  | SHJ_E3379A_10299_001001006 | in |  | On Air | On Air |  | Huawei | 3G+4G | HW U900 F1 | HW L1.8 F1 (20M) + L800 F1 (15M) |  | 2 |  |  | IIB
May 2022 add | DXN0275 | Al Telal 14 Building_AL BARSHA FIRST |  | DXN5275 | DXNL0275 |  | DXB | 25.1074 | 55.198753 | ETC | Residential | IBS | Dubai South | DUBAI_AL BARSHA FIRST | 1037300 | 2CC |  | DXB_E3177B_10793_001020003 | in |  | On Air | On Air |  | Huawei | 3G+4G | HW U900 F1 | HW L1.8 F1 (20M) + L800 F1 (15M) |  | 4 |  |  | IIB
May 2022 add | DXN0463 | Rafiq Mohammed Daud Building JVC |  | DXN5463 | DXNL0463 |  | DXB | 25.0645 | 55.209444 | du | Residential | IBS | Dubai South | Dubai_Al Barsha South Fourth (Jumeirah Village South) | 1068100 | 2CC |  | DXB_E3177R_11428_001016001 | in |  | On Air | On Air |  | Huawei | 3G+4G | HW U900 F1 | HW L1.8 F1 (20M) + L800 F1 (15M) |  | 2 |  |  | IIB
May 2022 add | DXN0523 | Suliman Dockrat Building JVC |  | DXN5523 | DXNL0523 |  | DXB | 25.0554 | 55.220376 | du | Residential | IBS | Dubai South | DUBAI_AL BARSHA SOUTH FOURTH (JUMEIRAH VILLAGE SOUTH) | 1068100 | 2CC |  | DXB_E3177R_11514_001001006 | in |  | On Air | On Air |  | Huawei | 3G+4G | HW U900 F1 | HW L1.8 F1 (20M) + L800 F1 (15M) |  | 4 |  |  | IIB
May 2022 add | DXN0224 | Lawnz by Danube Buildings C & D International City |  | DXN5224 | DXNL0224 |  | DXB | 25.1524 | 55.409975 | du | Commercial & Residential | IBS | Dubai North | Dubai_Warsan First | 1062100 | 2CC |  | DXB_E3378R_10493_001002004 | in |  | On Air | On Air |  | Huawei | 3G+4G | HW U900 F1 | HW L1.8 F1 (20M) + L800 F1 (15M) |  | 8 |  |  | IIB
May 2022 add | IAJ5830 | Ajman Heights Tower Al Nuaimiya |  | IAJ0830 | IAJL5830 |  | NE | 25.386 | 55.460639° | du | Residential | IBS | Ajman | AJMAN_NUAIMEYA 1 | 4001100 | 2CC |  | AJM_E3480A_10858_001018003 | in |  | On Air | On Air |  | Huawei | 3G+4G | HW U900 F1 | HW L1.8 F1 (20M) + L800 F1 (15M) |  | 2 |  |  | IIB
May 2022 add | DXN0334 | Port View Developments R1070 |  | DXN5334 | DXNL0334 |  | DXB | 25.2469 | 55.275027 | du | Residential | IBS | Dubai North | DUBAI_MADINAT DUBAI AL MELAHEYAH (AL MINA) | 1032100 | 2CC |  | DXB_E3279P_11197_001009002 | in |  | On Air | On Air |  | Huawei | 3G+4G | HW U900 F1 | HW L1.8 F1 (20M) + L800 F1 (15M) |  | 8 |  |  | IIB
May 2022 add | AJM0821 | Al Khor Tower A8_Ajman |  | AJM5821 | AJML0821 |  | NE | 25.3932 | 55.458340 | du | Residential | IBS | Ajman | AJMAN_RASHIDEYA 1 | 4000200 | 3CC |  | 0 | in |  | On Air | On Air |  | Huawei | 3G+4G | HW U900 F1 | HW L1.8 F1/F2 (20+15M) + L800 F1 (15M) |  | 4 |  |  | IIB
May 2022 add | AJM0692 | Al Madina Building Al Rumailah 1 |  | AJM5692 | AJML0692 |  | NE | 25.4061 | 55.441383 | du | Residential | IBS | Ajman | AJMAN_RUMAILA 1 | 4000500 | 2CC |  | 0 | in |  | On Air | On Air |  | Huawei | 3G+4G | HW U900 F1 | HW L1.8 F1 (20M) + L800 F1 (15M) |  | 4 |  |  | IIB
May 2022 add | AJM0820 | Al Khor Tower A7_Ajman |  | AJM5820 | AJML0820 |  | NE | 25.3936 | 55.458550 | du | Residential | IBS | Ajman | AJMAN_RASHIDEYA 1 | 4000200 | 2CC |  | AJM_E3380E_13551_001001010 | in |  | On Air | On Air |  | Huawei | 3G+4G | HW U900 F1 | HW L1.8 F1 (20M) + L800 F1 (15M) |  | 4 |  |  | IIB
May 2022 add | DXN0971 | Creek Vista Tower A |  | DXN5971 | DXNL0971 |  | DXB | 25.1797 | 55.305351 | du | Residential | IBS | Dubai North | DUBAI_AL MERKADH (AL MERKAD) | 1034700 | 2CC |  | 0 | in |  | On Air | On Air |  | Huawei | 3G+4G | HW U900 F1 | HW L1.8 F1 (20M) + L800 F1 (15M) |  | 10 |  |  | IIB
May 2022 add | ISH5175 | Future 4 Tower_Al Khan |  | ISH0175 | ISHL5175 |  | NE | 25.329 | 55.369136 | ETC | Residential | IBS | Sharjah | SHARJAH_AL KHAN | 3010300 | 2CC |  | SHJ_E3380P_10090_001001001 | in |  | On Air | On Air |  | Huawei | 3G+4G | HW U900 F1 | HW L1.8 F1 (20M) + L800 F1 (15M) |  | 4 |  |  | IIB
May 2022 add | DXN0973 | Creek Vistas Tower B |  | DXN5973 | DXNL0973 |  | DXB | 25.1797 | 55.305351 | du | Residential | IBS | Dubai North | DUBAI_AL MERKADH (AL MERKAD) | 1034700 | 2CC |  | DXB_E3278M_10330_001032003 | in |  | On Air | On Air |  | Huawei | 3G+4G | HW U900 F1 | HW L1.8 F1 (20M) + L800 F1 (15M) |  | 8 |  |  | IIB
May 2022 add | DXN0878 | Zafrana Bldg_Al Nahda First |  | DXN5878 | DXNL0878 |  | DXB | 25.295 | 55.362134 | ETC | Residential | IBS | Dubai North | DUBAI_AL NAHDA FIRST | 1023100 | 2CC |  | DXB_E3379A_10647_001001001 | in |  | On Air | On Air |  | Huawei | 3G+4G | HW U900 F1 | HW L1.8 F1 (20M) + L800 F1 (15M) |  | 4 |  |  | IIB
May 2022 add | DXN0466 | Al Hamriya Residential Complex |  | DXN5466 | DXNL0466 |  | DXB | 25.2596 | 55.306165 | du | Residential | IBS | Dubai North | Dubai_Al Hamriya | 1031300 | 2CC |  | DXB_E3279M_11436_001001001 | in |  | On Air | On Air |  | Huawei | 3G+4G | HW U900 F1 | HW L1.8 F1 (20M) + L800 F1 (15M) |  | 2 |  |  | IIB
May 2022 add | AJM0971 | EM Khaled Tower 2 |  | AJM5971 | AJML0971 |  | NE | 25.3959 | 55.472262 | du | Residential | IBS | Ajman | Ajman_Mushairif | 4001600 | 2CC |  | 0 | in |  | On Air | On Air |  | Huawei | 3G+4G | HW U900 F1 | HW L1.8 F1 (20M) + L800 F1 (15M) |  | 4 |  |  | IIB
May 2022 add | DXN0852 | Injazzat Residence-Maydan |  | DXN5852 | DXNL0852 |  | DXB | 25.1584 | 55.295234 | du | Residential | IBS | Dubai North | DUBAI_NADD AL SHIBA FIRST (RANCHES) | 1061800 | 2CC |  | DXB_E3278Q_10338_001001001 | in |  | On Air | On Air |  | Huawei | 3G+4G | HW U900 F1 | HW L1.8 F1 (20M) + L800 F1 (15M) |  | 2 |  |  | IIB
May 2022 add | ISH5070 | Twin Tower-SHJ |  | ISH0070 | ISHL5070 |  | NE | 25.3219 | 55.383856 | ETC | Residential | IBS | Sharjah | SHARJAH_AL MAZAJ SECOND | 3010700 | 2CC |  | SHJ_E3380V_10101_001016005; SHJ_E3380V_10236_001002004; SHJ_E3380V_10236_001014005 | in |  | On Air | On Air |  | Huawei | 3G+4G | HW U900 F1 | HW L1.8 F1 (20M) + L800 F1 (15M) |  | 8 |  |  | IIB
May 2022 add | ISH5016 | Nesto Hypermarket-Al Nahda |  | ISH0016 | ISHL5016 |  | NE | 25.2992 | 55.368192 | du | Commercial | IBS | Sharjah | SHARJAH_AL NAHDA | 3010200 | 2CC |  | 0 | in |  | On Air | On Air |  | Huawei | 3G+4G | HW U900 F1 | HW L1.8 F1 (20M) + L800 F1 (15M) |  | 4 |  |  | IIB
May 2022 add | DXN0561 | Residential Buildings 1 & 2 (Plot 80&81) |  | DXN5561 | DXNL0561 |  | DXB | 25.0924 | 55.383063 | du | Residential | IBS | Dubai South | Dubai_Wadi Al Safa 5 (Dubai land) | 1064800 | 2CC |  | DXB_E3377F_10508_001002003 | in |  | On Air | On Air |  | Huawei | 3G+4G | HW U900 F1 | HW L1.8 F1 (20M) + L800 F1 (15M) |  | 4 |  |  | IIB
May 2022 add | IFU5611 | Fujairah Investment Twin Towers |  | IFU0611 | IFUL5611 |  | NE | 25.1216 | 56.345801 | ETC | Commercial | IBS | Fujairah | FUJAIRAH_MERAISHID | 6081102 | 2CC |  | FJR_E4277E_11437_001001001; FJR_E4277E_11436_001001001 | in |  | On Air | On Air |  | Huawei | 3G+4G | HW U900 F1 | HW L1.8 F1 (20M) + L800 F1 (15M) |  | 12 |  |  | IIB
May 2022 add | DXN0618 | Wind Soor Camp Jebel Ali |  | DXN5618 | DXNL0618 |  | DXB | 24.9849 | 55.141555 | du | Residential | IBS | Dubai South | Dubai_Jabal Ali Industrial First (Jebel Ali Industrial Area) | 1059900 | 2CC |  | 0 | in |  | On Air | On Air |  | Huawei | 3G+4G | HW U900 F1 | HW L1.8 F1 (20M) + L800 F1 (15M) |  | 2 |  |  | IIB
May 2022 add | ISH5135 | Blue Tower-2 AKA(Al Ahliah Building)-SHJ |  | ISH0135 | ISHL5135 |  | NE | 25.327 | 55.37625 | ETC | Residential | IBS | Sharjah | SHARJAH_AL MAZAJ THIRD | 3010500 | 2CC |  | SHJ_E3380P_10189_001001001; SHJ_E3380P_10189_001002001; | in |  | On Air | On Air |  | Huawei | 3G+4G | HW U900 F1 | HW L1.8 F1 (20M) + L800 F1 (15M) |  | 4 |  |  | IIB
May 2022 add | KFN0596 | Khorfakkan Court |  | KFN5596 | KFNL0596 |  | NE | 25.3145 | 56.3399388 | du | Government | IBS | Fujairah | Sharjah_Khorfakkan Rural | 3000023 | 2CC |  | 0 | in |  | On Air | On Air |  | Huawei | 3G+4G | HW U900 F1 | HW L1.8 F1 (20M) + L800 F1 (15M) |  | 2 |  |  | IIB
May 2022 add | DXN0386 | Binghatti Gate JVC |  | DXN5386 | DXNL0386 |  | DXB | 25.0628 | 55.199395 | du | Residential | IBS | Dubai South | Dubai_Al Barsha South Fourth (Jumeirah Village South) | 1068100 | 2CC |  | DXB_E3177Q_12133_001010001 | in |  | On Air | On Air |  | Huawei | 3G+4G | HW U900 F1 | HW L1.8 F1 (20M) + L800 F1 (15M) |  | 2 |  |  | IIB
May 2022 add | UAQ5800C | Umm Al Quwain FTZ Official building |  | UAQ5800C | UAQL0800III |  | NE | 25.554 | 55.743121 | du | Government | Small Cell | Umm Al Quwain | UMM AL QUWAIN_AL RAAFAH | 5000500 | 1CC |  | 0 | in |  | On Air | On Air |  | Huawei | 3G+4G | HW U2.1 F2 | HW L1.8 F1 (20M) |  | 1 |  |  | IIB
May 2022 add | AJM0823 | Al Khor Tower B2_Ajman |  | AJM5823 | AJML0823 |  | NE | 25.3942 | 55.457560 | du | Residential | IBS | Ajman | AJMAN_Al RASHIDEYA 1 | 4000200 | 3CC |  | 0 | in |  | On Air | On Air |  | Huawei | 3G+4G | HW U900 F1 | HW L1.8 F1/F2 (20+15M) + L800 F1 (15M) |  | 2 |  |  | IIB
May 2022 add | ISH5185 | Al Majaz Premiere Hotel Apartment |  | ISH0185 | ISHL5185 |  | NE | 25.3287 | 55.392 | ETC | Residential | IBS | Sharjah | SHARJAH_AL MAZAJ SECOND | 3010700 | 2CC |  | 0 | in |  | On Air | On Air |  | Huawei | 3G+4G | HW U900 F1 | HW L1.8 F1 (20M) + L800 F1 (15M) |  | 4 |  |  | IIB
May 2022 add | ISH5152 | Al Kaf Building-SHJ |  | ISH0152 | ISHL5152 |  | NE | 25.3376 | 55.39378 | ETC | Residential | IBS | Sharjah | SHARJAH_ABU SHUGHARA | 3010800 | 2CC |  | SHJ_E3380Q_10499_001001001 | in |  | On Air | On Air |  | Huawei | 3G+4G | HW U900 F1 | HW L1.8 F1 (20M) + L800 F1 (15M) |  | 2 |  |  | IIB
May 2022 add | DXN0142 | GRAND CENTRAL HOTEL |  | DXN5142 | DXNL0142 |  | DXB | 25.2637 | 55.326764 | ETC | Hotel | IBS | Dubai North | DUBAI_AL MURAQQABAT | 1012400 | 2CC |  | DXB_E3279N_11620_001001001 | in |  | On Air | On Air |  | Huawei | 3G+4G | HW U900 F1 | HW L1.8 F1 (20M) + L800 F1 (15M) |  | 2 |  |  | MW
May 2022 add | ISH5011 | Dulf Tower Al Nahda |  | ISH0011 | ISHL5011 |  | NE | 25.3048 | 55.383555 | du | Residential | IBS | Sharjah | Sharjah_Al Nahda | 3010200 | 2CC |  | SHJ_E3379B_11459_001001001 | in |  | On Air | On Air |  | Huawei | 3G+4G | HW U900 F1 | HW L1.8 F1 (20M) + L800 F1 (15M) |  | 2 |  |  | IIB
May 2022 add | SHJ0664 | Oasis Lake Tower |  | SHJ5664 | SHJL0664 |  | NE | 25.3229 | 55.381046 | ETC | Residential | IBS | Sharjah | SHARJAH_AL MAZAJ THIRD | 3010500 | 2CC |  | 0 | in |  | On Air | On Air |  | Huawei | 3G+4G | HW U900 F1 | HW L1.8 F1 (20M) + L800 F1 (15M) |  | 2 |  |  | IIB
May 2022 add | ISH5096 | Kindi Tower-2 AKA(Orchid Tower-SHJ) |  | ISH0096 | ISHL5096 |  | NE | 25.2994 | 55.376128 | ETC | Residential | IBS | Sharjah | SHARJAH_AL NAHDA | 3010200 | 2CC |  | SHJ_E3379A_10410_001001001 | in |  | On Air | On Air |  | Huawei | 3G+4G | HW U900 F1 | HW L1.8 F1 (20M) + L800 F1 (15M) |  | 4 |  |  | IIB
May 2022 add | AUH0461 | FGB New Office Al Qurm Tower |  | AUH5461 | AUHL0461 |  | AUH | 24.4291 | 54.465624 | du | Commercial | IBS | Abu Dhabi | Abu Dhabi_Al Matar | 2501600 | 2CC |  | AUH_E2370N_10497_001002001 | in |  | On Air | On Air |  | Nokia | 3G+4G | NSN U900 F1 | NSN L1800 F1 (20MHz) + L800 F1 (15Mhz) |  | 4 |  |  | IIB
May 2022 add | IAD5345 | SEA WORLD PARKS AND ENTERTAINMENT YAS ISLAND 2 |  | IAD0345 | IADL5345 | IADNR5345 | AUH | 24.4896 | 54.617654 | du | Resort / Theme Park | IBS | Abu Dhabi | Abu Dhabi_Yas Island | 2004600 | 2CC |  | 0 | in |  | On Air | On Air | On Air | Nokia | 3G+4G+5G | NSN U900 F1 | NSN L1800 F1 (20MHz) + L800 F1 (15Mhz) | 1CC | 14 | 5 | N41 | MW
May 2022 add | IAD5708 | Sea Face Tower |  | IAD0708 | IADL5708 |  | AUH | 24.5101 | 54.409661 | ETC | Residential | IBS | Abu Dhabi | Abu Dhabi_Al Reem Island | 2045700 | 3CC |  | 0 | in |  | On Air | On Air |  | Nokia | 3G+4G | NSN U900 F1 | NSN L18 F1 (20M) + L800 F1 (15M) + L21 F1 (15M) |  | 2 |  |  | MW
May 2022 add | IAD5932 | Khaldiya Center |  | IAD0932 | IADL5932 |  | AUH | 24.4744 | 54.347273 | ETC | Commercial & Residential | IBS | Abu Dhabi | ABU DHABI_Al Khalidiya | 2501300 | 2CC |  | AUH_E2270D_10765_001001001 | in |  | On Air | On Air |  | Nokia | 3G+4G | NSN U900 F1 | NSN L1800 F1 (20MHz) + L800 F1 (15Mhz) |  | 8 |  |  | MW
May 2022 add | IAD5343 | SEA WORLD PARKS AND ENTERTAINMENT YAS ISLAND 1 |  | IAD0343 | IADL5343 | IADNR5343 | AUH | 24.4896 | 54.617654 | du | Resort / Theme Park | IBS | Abu Dhabi | Abu Dhabi_Yas Island | 2004600 | 2CC |  | 0 | in |  | On Air | On Air | On Air | Nokia | 3G+4G+5G | NSN U900 F1 | NSN L1800 F1 (20MHz) + L800 F1 (15Mhz) | 1CC | 12 | 4 | N41 | MW
May 2022 add | IAD5304 | Danet Abu Dhabi Towers |  | IAD0304 | IADL5304 |  | AUH | 24.4289 | 54.434218 | du | Mixed Use | IBS | Abu Dhabi | Abu Dhabi_Al Zahra | 2501800 | 2CC |  | AUH_E2370M_12406_001001001 | in |  | On Air | On Air |  | Nokia | 3G+4G | NSN U900 F1 | NSN L1800 F1 (20MHz) + L800 F1 (15Mhz) |  | 6 |  |  | MW
May 2022 add | IAD5722 | Barakah Nuclear Power Plant_Guest House Building |  | IAD0722 | IADL5722 |  | AUH | 23.9784 | 52.265336 | ETC | Government | IBS | WR | ABU DHABI_BARAKAH | 2003900 | 2CC |  | 0 | in |  | On Air | On Air |  | Nokia | 3G+4G | NSN U900 F1 | NSN L1800 F1 (20MHz) + L800 F1 (15Mhz) |  | 4 |  |  | MW
May 2022 add | IAD5882 | Cubic Building |  | IAD0882 | IADL5882 |  | AUH | 24.4441 | 54.590312 | du | Residential | IBS | Abu Dhabi | Abu Dhabi_Shatie Al Raha | 2042400 | 2CC |  | AUH_E2570K_10079_001001001 | in |  | On Air | On Air |  | Nokia | 3G+4G | NSN U900 F1 | NSN L1800 F1 (20MHz) + L800 F1 (15Mhz) |  | 4 |  |  | MW
May 2022 add | IAD5866 | Higher College of Technology - Baniyas |  | IAD0866 | IADL5866 |  | AUH | 24.3135 | 54.674547 | ETC | University/School | IBS | Abu Dhabi | ABU DHABI_BANIYAS NORTH | 2443500 | 2CC |  | AUH_E2569Y_10042_001001001 | in |  | On Air | On Air |  | Nokia | 3G+4G | NSN U900 F1 | NSN L1800 F1 (20MHz) + L800 F1 (15Mhz) |  | 8 |  |  | IIB
May 2022 add | DXB5291E | ATOM Al Meshwar Restaurant & Accommodation SZR |  | DXB5291E | DXBL0291V |  | DXB | 25.1587 | 55.228764 | du | Commercial | Small Cell | Dubai South | Dubai_Al Safa Second | 1035700 | 1CC |  | DXB_E3178S_11232_001002001 | in |  | On Air | On Air |  | Huawei | 3G+4G | HW U2.1 F2 | HW L1.8 F1 (20M) |  | 1 |  |  | IIB
May 2022 add | IAJ5813 | Al Shamkha Tower Al Nuaimia 3 |  | IAJ0813 | IAJL5813 |  | NE | 25.3921 | 55.431843 | du | Residential | IBS | Ajman | Ajman_Nuaimeya 3 | 4001300 | 3CC |  | 0 | in |  | On Air | On Air |  | Huawei | 3G+4G | HW U900 F1 | HW L1.8 F1/F2 (20+15M) + L800 F1 (15M) |  | 2 |  |  | IIB
Jun 2022 add | IDX5256 | Al Khail Avenue Mall Site 3 |  | IDX0256 | IDXL5256 | IDXNR5256 | DXB | 25.0512 | 55.19385 | du | Mall | IBS | Dubai South | Dubai_Al Barsha South Fifth (Jumeirah Village) | 1068400 | 3CC | Yes | DXB_E3177V_11327_001007001 | in |  | On Air | On Air | On Air | Huawei | 3G+4G+5G | HW U900 F1 | HW L1.8 F1/F2 (20+10M) + L800 F1 (15M) | 1CC | 10 | 5/0 | N41 | IIB
Jun 2022 add | ISH5167 | Al Mamsha Project_Muwaileh_ (SS1,SS2,SS3,SS4,SN3,SN4,RD3) |  | ISH0167 | ISHL5167 |  | NE | 25.3108 | 55.465440 | ETC | Residential | IBS | Sharjah | SHARJAH_MUWAILEH CAMP | 3009800 | 2CC |  | 0 | in |  | On Air | On Air |  | Huawei | 3G+4G | HW U900 F1 | HW L1.8 F1 (20M) + L800 F1 (15M) |  | 18 |  |  | IIB
Jun 2022 add | DXN0223 | Lawnz by Danube Buildings A & B International City |  | DXN5223 | DXNL0223 |  | DXB | 25.1539 | 55.410451 | du | Commercial & Residential | IBS | Dubai North | Dubai_Warsan First | 1062100 | 2CC |  | DXB_E3378R_10493_001011001 | in |  | On Air | On Air |  | Huawei | 3G+4G | HW U900 F1 | HW L1.8 F1 (20M) + L800 F1 (15M) |  | 10 |  |  | IIB
Jun 2022 add | FUJ0643 | Concorde Hotel Fujairah |  | FUJ5643 | FUJL0643 |  | NE | 25.1229 | 56.3253 | ETC | Hotel | IBS | Fujairah | Fujairah_AL MUDHANNAB - Town Center | 6081203 | 2CC |  | FJR_E4277D_10506_001001005 | in |  | On Air | On Air |  | Huawei | 3G+4G | HW U900 F1 | HW L1.8 F1 (20M) + L800 F1 (15M) |  | 4 |  |  | IIB
Jun 2022 add | ISH5124 | Al Fardan Twin Towers |  | ISH0124 | ISHL5124 |  | NE | 25.324 | 55.381918 | ETC | Residential | IBS | Sharjah | SHARJAH_AL MAZAJ THIRD | 3010500 | 2CC |  | SHJ_E3380V_10032 | in |  | On Air | On Air |  | Huawei | 3G+4G | HW U900 F1 | HW L1.8 F1 (20M) + L800 F1 (15M) |  | 10 |  |  | IIB
Jun 2022 add | UAQ5800D | ATOM Umm Al Quwain Municipality |  | UAQ5800D | UAQL0800IV |  | NE | 25.5751 | 55.566065 | du | Government | Small Cell | Umm Al Quwain | UMM AL QUWAIN_Al Khor - UAQ | 5000202 | 1CC |  | UAQ_E3582A_10018_001003002 | in |  | On Air | On Air |  | Huawei | 3G+4G | HW U2.1 F2 | HW L1.8 F1 (20M) |  | 1 |  |  | IIB
Jun 2022 add | ISH5181 | Gate Tower_Al Khan |  | ISH0181 | ISHL5181 |  | NE | 25.3136 | 55.36956 | ETC | Residential | IBS | Sharjah | SHARJAH_AL KHAN | 3010300 | 2CC |  | SHJ_E3380U_10192_001018008 | in |  | On Air | On Air |  | Huawei | 3G+4G | HW U900 F1 | HW L1.8 F1 (20M) + L800 F1 (15M) |  | 12 |  |  | IIB
Jun 2022 add | IAJ5849 | Ibn Ibn Sina Medical Center AKA(Amina Hospital) AJMMedical Center AJM |  | IAJ0849 | IAJL5849 |  | NE | 25.4038 | 55.441356 | ETC | 0 | IBS | Ajman | AJMAN_RASHIDEYA 3 | 4000400 | 2CC |  | AJM_E3381Y_13969_001001001 | in |  | On Air | On Air |  | Huawei | 3G+4G | HW U900 F1 | HW L1.8 F1 (20M) + L800 F1 (15M) |  | 2 |  |  | IIB
Jun 2022 add | IAJ5850 | Al Rashidiya Tower Plot 244_Ajman |  | IAJ0850 | IAJL5850 |  | NE | 25.3947 | 55.45972 | ETC | Residential | IBS | Ajman | AJMAN_RASHIDEYA 1 | 4000200 | 2CC |  | AJM_E3480A_12301_001001001 / AJM_E3480A_12301_001002001 | in |  | On Air | On Air |  | Huawei | 3G+4G | HW U900 F1 | HW L1.8 F1 (20M) + L800 F1 (15M) |  | 4 |  |  | IIB
Jun 2022 add | DXN0744 | Dubai Marina - Al Areefi Tower |  | DXN5744 | DXNL0744 |  | DXB | 25.0682 | 55.133377 | du | Residential | IBS | Dubai South | DUBAI_MARSA DUBAI | 1039200 | 2CC |  | DXB_E3077S_10418_001002010 | in |  | On Air | On Air |  | Huawei | 3G+4G | HW U900 F1 | HW L1.8 F1 (20M) + L800 F1 (15M) |  | 4 |  |  | IIB
Jun 2022 add | SHJ0223 | Al Safa Plaza |  | SHJ5223 | SHJL0223 |  | NE | 25.3086 | 55.375691 | ETC | Residential | IBS | Sharjah | SHARJAH_AL MAMZAR | 3010400 | 2CC |  | SHJ_E3380U_10095_001001001 | in |  | On Air | On Air |  | Huawei | 3G+4G | HW U900 F1 | HW L1.8 F1 (20M) + L800 F1 (15M) |  | 8 |  |  | IIB
Jun 2022 add | DXN0949 | School of Research Science Dubai |  | DXN5949 | DXNL0949 |  | DXB | 25.2008 | 55.439111 | du | University/School | IBS | Dubai North | Dubai_Al Warqaa Fourth (Al Warqa Fourth) | 1042400 | 2CC |  | DXB_E3378D_10573_001001001 | in |  | On Air | On Air |  | Huawei | 3G+4G | HW U900 F1 | HW L1.8 F1 (20M) + L800 F1 (15M) |  | 4 |  |  | IIB
Jun 2022 add | ISH5022 | Al Khaleej Plaza Tower Al Taawun |  | ISH0022 | ISHL5022 |  | NE | 25.3169 | 55.377883 | du | Residential | IBS | Sharjah | Sharjah_Al Mamzar | 3010400 | 2CC |  | 0 | in |  | On Air | On Air |  | Huawei | 3G+4G | HW U900 F1 | HW L1.8 F1 (20M) + L800 F1 (15M) |  | 2 |  |  | IIB
Jun 2022 add | DXN0501 | DHA Clinic Umm Suqeim |  | DXN5501 | DXNL0501 |  | DXB | 25.1604 | 55.207496 | du | Hospital | IBS | Dubai South | Dubai_Umm Suqeim First | 1035600 | 2CC |  | 0 | in |  | On Air | On Air |  | Huawei | 3G+4G | HW U900 F1 | HW L1.8 F1 (20M) + L800 F1 (15M) |  | 2 |  |  | IIB
Jun 2022 add | DXN0826 | G+4P+17TYP+ROOF RESIDENTIAL BLDG. |  | DXN5826 | DXNL0826 |  | DXB | 25.0597 | 55.21522 | du | Residential | IBS | Dubai South | DUBAI_AL BARSHA SOUTH FOURTH (JUMEIRAH VILLAGE SOUTH) | 1068100 | 2CC |  | DXB_E3177R_11525_001005002 | in |  | On Air | On Air |  | Huawei | 3G+4G | HW U900 F1 | HW L1.8 F1 (20M) + L800 F1 (15M) |  | 2 |  |  | IIB
Jun 2022 add | ISH5156 | Invest Bank Building-SHJ |  | ISH0156 | ISHL5156 |  | NE | 25.3469 | 55.38807 | ETC | Commercial | IBS | Sharjah | SHARJAH_AL NUD | 3007600 | 2CC |  | SHJ_E3380L_10077_001001002 | in |  | On Air | On Air |  | Huawei | 3G+4G | HW U900 F1 | HW L1.8 F1 (20M) + L800 F1 (15M) |  | 2 |  |  | IIB
Jun 2022 add | DXN0904 | Khyber Tower |  | DXN5904 | DXNL0904 |  | DXB | 25.0678 | 55.213423 | du | Residential | IBS | Dubai South | DUBAI_AL BARSHA SOUTH FOURTH (JUMEIRAH VILLAGE SOUTH) | 1068100 | 2CC |  | DXB_E3177R_11445_001002005 | in |  | On Air | On Air |  | Huawei | 3G+4G | HW U900 F1 | HW L1.8 F1 (20M) + L800 F1 (15M) |  | 2 |  |  | IIB
Jun 2022 add | DXN0131 | Dubai Civil Defense HQ |  | DXN5131 | DXNL0131 |  | DXB | 25.2636 | 55.38955 | du | Government | IBS | Dubai North | DUBAI_AL QUSAIS SECOND | 1023300 | 2CC |  | DXB_E3379L_11822_001002001 | in |  | On Air | On Air |  | Huawei | 3G+4G | HW U900 F1 | HW L1.8 F1 (20M) + L800 F1 (15M) |  | 2 |  |  | IIB
Jun 2022 add | ISH5166 | Noura Hotel Apartments Al Majaz 3 |  | ISH0166 | ISHL5166 |  | NE | 25.3295 | 55.374272 | du | Residential | IBS | Sharjah | Sharjah_Al Mazaj Third | 3010500 | 2CC |  | SHJ_E3380P_10176_001001004 | in |  | On Air | On Air |  | Huawei | 3G+4G | HW U900 F1 | HW L1.8 F1 (20M) + L800 F1 (15M) |  | 4 |  |  | IIB
Jun 2022 add | AJM0827 | Al Khor Tower B6_Ajman |  | AJM5827 | AJML0827 |  | NE | 25.3936 | 55.457940 | du | Residential | IBS | Ajman | AJMAN_RASHIDEYA 1 | 4000200 | 2CC |  | AJM_E3380E_10429_001001008 | in |  | On Air | On Air |  | Huawei | 3G+4G | HW U900 F1 | HW L1.8 F1 (20M) + L800 F1 (15M) |  | 4 |  |  | IIB
Jun 2022 add | IAJ5826 | Foundation Tower Liwara 2 |  | IAJ0826 | IAJL5826 |  | NE | 25.4037 | 55.448377 | du | Residential | IBS | Ajman | Ajman_Liwara 2 | 4001501 | 2CC |  | AJM_E3381Y_13970_001001001 | in |  | On Air | On Air |  | Huawei | 3G+4G | HW U900 F1 | HW L1.8 F1 (20M) + L800 F1 (15M) |  | 4 |  |  | MW
Jun 2022 add | DXN0585 | Collective Dubai Hills |  | DXN5585 | DXNL0585 |  | DXB | 25.099 | 55.2439 | ETC | Residential | IBS | Dubai South | DUBAI_HADAEQ SHEIKH MOHAMMED BIN RASHID (RANCHES) | 1063100 | 2CC |  | DXB_E3177I_10482_001002007 | in |  | On Air | On Air |  | Huawei | 3G+4G | HW U900 F1 | HW L1.8 F1 (20M) + L800 F1 (15M) |  | 6 |  |  | IIB
Jun 2022 add | ISH5142 | Al Zubidi Building |  | ISH0142 | ISHL5142 |  | NE | 25.3173 | 55.3759 | ETC | Residential | IBS | Sharjah | SHARJAH_AL KHAN | 3010300 | 2CC |  | 0 | in |  | On Air | On Air |  | Huawei | 3G+4G | HW U900 F1 | HW L1.8 F1 (20M) + L800 F1 (15M) |  | 4 |  |  | IIB
Jun 2022 add | ISH5154 | Shams New Business Center |  | ISH0154 | ISHL5154 |  | NE | 25.2775 | 55.680600 | du | Commercial | IBS | Sharjah | SHARJAH_Al Battayeh | 3000021 | 2CC |  | 0 | in |  | On Air | On Air |  | Huawei | 3G+4G | HW U900 F1 | HW L1.8 F1 (20M) + L800 F1 (15M) |  | 2 |  |  | IIB
Jun 2022 add | IDX5484 | Richreit Towers at BB |  | IDX0484 | IDXL5484 |  | DXB | 25.1887 | 55.2705 | du | Residential | IBS | Dubai North | Dubai_Burj Khalifa (Business Bay) | 1034500 | 2CC |  | DXB_E3278F_10724_001038010 | in |  | On Air | On Air |  | Huawei | 3G+4G | HW U900 F1 | HW L1.8 F1 (20M) + L800 F1 (15M) |  | 8 |  |  | IIB
Jun 2022 add | DXN0932 | Emerald Jaddaf Metro Building |  | DXN5932 | DXNL0932 |  | DXB | 25.2232 | 55.334474 | du | Residential | IBS | Dubai North | Dubai_Al Jadaf | 1032600 | 2CC |  | DXB_E3279X_10671_001019001 | in |  | On Air | On Air |  | Huawei | 3G+4G | HW U900 F1 | HW L1.8 F1 (20M) + L800 F1 (15M) |  | 2 |  |  | IIB
Jun 2022 add | ISH5137 | Diamond Tower 2 Al Nahda Sharjah |  | ISH0137 | ISHL5137 |  | NE | 25.3034 | 55.375422 | du | Residential | IBS | Sharjah | Sharjah_Al Nahda | 3010200 | 2CC |  | 0 | in |  | On Air | On Air |  | Huawei | 3G+4G | HW U900 F1 | HW L1.8 F1 (20M) + L800 F1 (15M) |  | 2 |  |  | IIB
Jun 2022 add | ISH5094 | AbdulAziz Al Mahatah Tower 2 |  | ISH0094 | ISHL5094 |  | NE | 25.3474 | 55.391500 | ETC | Residential | IBS | Sharjah | SHARJAH_AL QASIMIA | 3010100 | 2CC |  | SHJ_E3380L_10246_001001001 | in |  | On Air | On Air |  | Huawei | 3G+4G | HW U900 F1 | HW L1.8 F1 (20M) + L800 F1 (15M) |  | 4 |  |  | IIB
Jun 2022 add | DXN0637 | Al Wasl Tower_SZR_plot 52 |  | DXN5637 | DXNL0637 |  | DXB | 25.2185 | 55.27898 | ETC | Residential | IBS | Dubai South | DUBAI_TRADE CENTER FIRST | 1033500 | 2CC |  | DXB_E3279U_13208_001001010 | in |  | On Air | On Air |  | Huawei | 3G+4G | HW U900 F1 | HW L1.8 F1 (20M) + L800 F1 (15M) |  | 2 |  |  | IIB
Jun 2022 add | DXN0765 | Mardoof Buildings_AL SAFA FIRST |  | DXN5765 | DXNL0765 |  | DXB | 25.1777 | 55.245861 | ETC | Residential | IBS | Dubai South | DUBAI_AL SAFA FIRST | 1035300 | 2CC |  | 0 | in |  | On Air | On Air |  | Huawei | 3G+4G | HW U900 F1 | HW L1.8 F1 (20M) + L800 F1 (15M) |  | 2 |  |  | IIB
Jun 2022 add | SHJ0583 | Golden Falcon Tower Al Majaz |  | SHJ5583 | SHJL0583 |  | NE | 25.324 | 55.380712 | du | Residential | IBS | Sharjah | SHARJAH_AL MAZAJ THIRD | 3010500 | 2CC |  | SHJ_E3380V_10024_001002002 | in |  | On Air | On Air |  | Huawei | 3G+4G | HW U900 F1 | HW L1.8 F1 (20M) + L800 F1 (15M) |  | 6 |  |  | IIB
Jun 2022 add | DXN0216 | TECOM Offices and Lab Blocks 1 & 2 |  | DXN5216 | DXNL0216 |  | DXB | 25.0757 | 55.245185 | du | Hospital | IBS | Dubai South | Dubai_Al Barsha South Second | 1067200 | 2CC |  | 0 | in |  | On Air | On Air |  | Huawei | 3G+4G | HW U900 F1 | HW L1.8 F1 (20M) + L800 F1 (15M) |  | 4 |  |  | IIB
Jun 2022 add | IFU5601 | Kalba Water Front Mall |  | IFU0601 | IFUL5601 | IFUNR5601 | NE | 25.0037 | 56.352656 | du | Mall | IBS | Fujairah | Sharjah_Al Saaf - Al Maqtta | 3000025 | 3CC | Yes | SHJ_E4276O_10003_001001112 | in |  | On Air | On Air | On Air | Huawei | 3G+4G+5G | HW U900 F1 | HW L1.8 F1/F2 (20+10M) + L800 F1 (15M) | 1CC | 4 | 2/0 | N41 | IIB
Jun 2022 add | ISH5171 | aljada_Misk Appartments_3 & 4 |  | ISH0171 | ISHL5171 |  | NE | 25.3184 | 55.477888 | ETC | Residential | IBS | Sharjah | SHARJAH_MUWAILEH CAMP | 3009800 | 2CC |  | SHJ_E3480U_10886_001002021 | in |  | On Air | On Air |  | Huawei | 3G+4G | HW U900 F1 | HW L1.8 F1 (20M) + L800 F1 (15M) |  | 6 |  |  | IIB
Jun 2022 add | IAD5800 | Reem Mall 5G Site 4 |  |  |  | IADNR5800D | AUH | 24.488 | 54.400185 | ETC | Mall | IBS | Abu Dhabi | ABU DHABI_AL REEM ISLAND | 2045700 |  |  | 0 | in |  |  |  | On Air | Nokia | 5G |  |  | 1CC | 8 | 121 | N78 | MW
Jun 2022 add | IAD5800 | Reem Mall 5G Site 3 |  |  |  | IADNR5800C | AUH | 24.488 | 54.400185 | ETC | Mall | IBS | Abu Dhabi | ABU DHABI_AL REEM ISLAND | 2045700 |  |  | 0 | in |  |  |  | On Air | Nokia | 5G |  |  | 1CC | 8 | 106 | N78 | MW
Jun 2022 add | IAD5800 | Reem Mall 5G Site 2 |  |  |  | IADNR5800B | AUH | 24.488 | 54.400185 | ETC | Mall | IBS | Abu Dhabi | ABU DHABI_AL REEM ISLAND | 2045700 |  |  | 0 | in |  |  |  | On Air | Nokia | 5G |  |  | 1CC | 8 | 101 | N78 | MW
Jun 2022 add | IAD5800 | Reem Mall 5G Site 1 |  |  |  | IADNR5800A | AUH | 24.488 | 54.400185 | ETC | Mall | IBS | Abu Dhabi | ABU DHABI_AL REEM ISLAND | 2045700 |  |  | 0 | in |  |  |  | On Air | Nokia | 5G |  |  | 1CC | 8 | 93 | N78 | MW
July 2022 update | AAN0060 | Al Ain New Hospital Main Building |  | AAN5060 | AANL0060 |  | AUH | 24.2296 | 55.737194 |  | Hospital | IBS | Al Ain | Abu Dhabi_AL MUTAREDH | 8001500 | 2CC |  | AAN_E3668X_10017_001001001 | in |  | On Air | On Air |  | Ericsson | 3G+4G | E/// U900 F1 | E/// L1.8 F1 (20M) + L800 F1 (15M) |  |  |  |  | IIB
Jun 2022 add | IAD5881 | Olive Building RBW2-42 |  | IAD0881 | IADL5881 |  | AUH | 24.4521 | 54.609754 |  | Residential | IBS | Abu Dhabi | ABU DHABI_SHATIE AL RAHA | 2042400 | 2CC |  | AUH_E2570G_10066_001001001 | in |  | On Air | On Air |  | Nokia | 3G+4G | NSN U900 F1 | NSN L1800 F1 (20MHz) + L800 F1 (15Mhz) |  | 4 |  |  | MW
Jun 2022 add | IAD0995A | ATOM TAKREER MAIN OFFICE |  | IAD0995A | IADL5995A |  | AUH | 24.1124 | 52.735907 |  | Commercial | ATOM | WR | Abu Dhabi_AL RUWAIS | 2003100 | 1CC |  | 0 | in |  | On Air | On Air |  | Nokia | 3G+4G | NSN U2.1 F1/F2 | NSN L1.8 F1 (20M) |  | 1 |  |  | MW
Jun 2022 add | IAD5892 | Central Morgue_AL SHAMKHA |  | IAD0892 | IADL5892 |  | AUH | 24.351 | 54.7136 |  | Hospital | IBS | Abu Dhabi | ABU DHABI_AL SHAMKHA SOUTH | 2046900 | 2CC |  | AUH_E2669L_10012_001001001 | in |  | On Air | On Air |  | Nokia | 3G+4G | NSN U900 F1 | NSN L1800 F1 (20MHz) + L800 F1 (15Mhz) |  | 4 |  |  | MW
Jun 2022 add | IAD5952 | EISA AL KHAILI COMPLEX_SADIYAT ISLAND |  | IAD0952 | IADL5952 |  | AUH | 24.5377 | 54.409937 |  | Commercial | IBS | Abu Dhabi | ABU DHABI_SADIYAT ISLAND | 2046700 | 2CC |  | AUH_E2371Q_10018_001001002 | in |  | On Air | On Air |  | Nokia | 3G+4G | NSN U900 F1 | NSN L1800 F1 (20MHz) + L800 F1 (15Mhz) |  | 10 |  |  | MW
Jun 2022 add | IAD5774 | Heirs of Abdullah Misfer Saif Al Suwaidi |  | IAD0774 | IADL5774 |  | AUH | 24.4687 | 54.372762 |  | Residential | IBS | Abu Dhabi | Abu Dhabi_Al Nahyan | 2501000 | 2CC |  | AUH_E2270E_12856_001001001 | in |  | On Air | On Air |  | Nokia | 3G+4G | NSN U900 F1 | NSN L1800 F1 (20MHz) + L800 F1 (15Mhz) |  | 2 |  |  | MW
Jun 2022 add | IAD5873 | AUH POLICE HQ |  | IAD0873 | IADL5873 |  | AUH | 24.4497 | 54.393044 |  | Government | IBS | Abu Dhabi | ABU DHABI_Al Nahyan | 2501000 | 2CC |  | 0 | in |  | On Air | On Air |  | Nokia | 3G+4G | NSN U900 F1 | NSN L1800 F1 (20MHz) + L800 F1 (15Mhz) |  | 4 |  |  | MW
Jun 2022 add | IAD5258 | Saif Ahmad Majed Al Muhairi Building (RBW7-C22) |  | IAD0258 | IADL5258 |  | AUH | 24.4433 | 54.586452 |  | Residential | IBS | Abu Dhabi | Abu Dhabi_Shatie Al Raha | 2042400 | 2CC |  | AUH_E2570K_10081_001001001 | in |  | On Air | On Air |  | Nokia | 3G+4G | NSN U900 F1 | NSN L1800 F1 (20MHz) + L800 F1 (15Mhz) |  | 2 |  |  | MW
Jun 2022 add | IAD5931 | Madinat Zayed Municipality_Western Region |  | IAD0931 | IADL5931 |  | AUH | 23.6226 | 53.716104 |  | Government | IBS | Abu Dhabi | ABU DHABI_MADINAT ZAYED(WR) | 2031200 | 2CC |  | AUH_E1561J_10594_001001001 | in |  | On Air | On Air |  | Nokia | 3G+4G | NSN U900 F1 | NSN L1800 F1 (20MHz) + L800 F1 (15Mhz) |  | 2 |  |  | MW
Jul 2022 add | AJM0591 | Al Nayeli 11 & 12 Towers Al Nuaimiya 1 |  | AJM5591 | AJML0591 |  | NE | 25.3877 | 55.458670 | du | Residential | IBS | Ajman | AJMAN_NUAIMEYA 1 | 4001100 | 2CC |  | AJM_E3380E_13561_001020002 | in |  | On Air | On Air |  | Huawei | 3G+4G | HW U900 F1 | HW L1.8 F1 (20M) + L800 F1 (15M) |  | 8 |  |  | IIB
Jul 2022 add | ISH5162 | Sharjah Police HQ_Mazaira |  | ISH0162 | ISHL5162 |  | NE | 25.323 | 55.601220 | ETC | Government | IBS | Sharjah | SHARJAH_Mazaira - SHJ | 3001401 | 2CC |  | SHJ_E3580W_10005_001001003 | in |  | On Air | On Air |  | Huawei | 3G+4G | HW U900 F1 | HW L1.8 F1 (20M) + L800 F1 (15M) |  | 6 |  |  | MW
Jul 2022 add | DXN0111 | The Grand Dubai Creek Harbour (DCH) |  | DXN5111 | DXNL0111 |  | DXB | 25.2075 | 55.342559 | du | Residential | IBS | Dubai North | Dubai_Al Kheeran First (Ras Al Hamar) | 1041400 | 2CC |  | 0 | in |  | On Air | On Air |  | Huawei | 3G+4G | HW U900 F1 | HW L1.8 F1 (20M) + L800 F1 (15M) |  | 10 |  |  | IIB
Jul 2022 add | DXN0800 | Marina Crown Tower Dubai Marina |  | DXN5800 | DXNL0800 |  | DXB | 25.0902 | 55.148397 | du | Residential | IBS | Dubai South | Dubai_Marsa Dubai | 1039200 | 2CC |  | DXB_E3077J_10376_001061003 | in |  | On Air | On Air |  | Huawei | 3G+4G | HW U900 F1 | HW L1.8 F1 (20M) + L800 F1 (15M) |  | 10 |  |  | IIB
Jul 2022 add | SHJ0772 | Qasba Tower 2 |  | SHJ5772 | SHJL0772 |  | NE | 25.3261 | 55.3761 | ETC | Residential | IBS | Sharjah | SHARJAH_AL KHAN | 3010300 | 2CC |  | SHJ_E3380P_10126_001001001 | in |  | On Air | On Air |  | Huawei | 3G+4G | HW U900 F1 | HW L1.8 F1 (20M) + L800 F1 (15M) |  | 4 |  |  | IIB
Jul 2022 add | DXN0307 | Gate Zone Tower Liwan |  | DXN5307 | DXNL0307 |  | DXB | 25.1093 | 55.370271 | du | Residential | IBS | Dubai South | Dubai_Wadi Al Safa 2 (Ranches) | 1064300 | 2CC |  | 0 | in |  | On Air | On Air |  | Huawei | 3G+4G | HW U900 F1 | HW L1.8 F1 (20M) + L800 F1 (15M) |  | 6 |  |  | IIB
Jul 2022 add | DXN0560 | Binghatti Avenue Al Jadaf |  | DXN5560 | DXNL0560 |  | DXB | 25.2123 | 55.316081 | du | Residential | IBS | Dubai North | Dubai_Al Jadaf | 1032600 | 2CC |  | DXB_E3278C_10054_001004020 | in |  | On Air | On Air |  | Huawei | 3G+4G | HW U900 F1 | HW L1.8 F1 (20M) + L800 F1 (15M) |  | 12 |  |  | IIB
Jul 2022 add | DXN0004 | Dorchester Hotel Business Bay |  | DXN5004 | DXNL0004 |  | DXB | 25.1879 | 55.288315 | du | Hotel | IBS | Dubai North | Dubai_Burj Khalifa (Business Bay) | 1034500 | 2CC |  | 0 | in |  | On Air | On Air |  | Huawei | 3G+4G | HW U900 F1 | HW L1.8 F1 (20M) + L800 F1 (15M) |  | 10 |  |  | IIB
Jul 2022 add | SHJ0119 | Al Kaloti Tower-SHJ |  | SHJ5119 | SHJL0119 |  | NE | 25.3234 | 55.384092 | ETC | Residential | IBS | Sharjah | SHARJAH_AL MAZAJ SECOND | 3010700 | 2CC |  | SHJ_E3380V_10023_001001004 | in |  | On Air | On Air |  | Huawei | 3G+4G | HW U900 F1 | HW L1.8 F1 (20M) + L800 F1 (15M) |  | 4 |  |  | IIB
Jul 2022 add | DXN0759 | The International School of Choueifat Al Safouh 2 |  | DXN5759 | DXNL0759 |  | DXB | 25.1081 | 55.171977 | du | University/School | IBS | Dubai South | Dubai_Al Safouh Second | 1038200 | 2CC |  | DXB_E3177A_11087_001001001 | in |  | On Air | On Air |  | Huawei | 3G+4G | HW U900 F1 | HW L1.8 F1 (20M) + L800 F1 (15M) |  | 2 |  |  | IIB
Jul 2022 add | SHJ0719 | ASAS Muwaileh Complex |  | SHJ5719 | SHJL0719 |  | NE | 25.305 | 55.458508 | du | Residential | IBS | Sharjah | SHARJAH_MUWAILEH COMMERCIAL | 3009900 | 2CC |  | SHJ_E3379E_10046_001001001 | in |  | On Air | On Air |  | Huawei | 3G+4G | HW U900 F1 | HW L1.8 F1 (20M) + L800 F1 (15M) |  | 6 |  |  | IIB
Jul 2022 add | IAJ5802 | Al Rawabi Tower 3 Ajman |  | IAJ0802 | IAJL5802 |  | NE | 25.3924 | 55.433825 | du | Residential | IBS | Ajman | AJMAN_NUAIMEYA 3 | 4001300 | 2CC |  | AJM_E3380D_11282_001001007 | in |  | On Air | On Air |  | Huawei | 3G+4G | HW U900 F1 | HW L1.8 F1 (20M) + L800 F1 (15M) |  | 2 |  |  | IIB
Jul 2022 add | IAJ5837 | Manazil 10 |  | IAJ0837 | IAJL5837 |  | NE | 25.3862 | 55.44073 | du | Residential | IBS | Ajman | AJMAN_NUAIMEYA 3 | 4001300 | 2CC |  | AJM_E3380E_14334_001001006 | in |  | On Air | On Air |  | Huawei | 3G+4G | HW U900 F1 | HW L1.8 F1 (20M) + L800 F1 (15M) |  | 2 |  |  | IIB
Jul 2022 add | IAJ5803 | Al Manar Tower Ajman |  | IAJ0803 | IAJL5803 |  | NE | 25.3985 | 55.4327 | ETC | Residential | IBS | Ajman | AJMAN_RASHIDEYA 3 | 4000400 | 2CC |  | 0 | in |  | On Air | On Air |  | Huawei | 3G+4G | HW U900 F1 | HW L1.8 F1 (20M) + L800 F1 (15M) |  | 4 |  |  | IIB
Jul 2022 add | ISH5123 | Sharjah Carlton Hotel |  | ISH0123 | ISHL5123 |  | NE | 25.3374 | 55.361347 | ETC | Residential | IBS | Sharjah | SHARJAH_AL KHALEDIA | 3007900 | 2CC |  | 0 | in |  | On Air | On Air |  | Huawei | 3G+4G | HW U900 F1 | HW L1.8 F1 (20M) + L800 F1 (15M) |  | 2 |  |  | IIB
Jul 2022 add | ISH5136 | Al Dar Building-SHJ |  | ISH0136 | ISHL5136 |  | NE | 25.3373 | 55.392133 | ETC | Residential | IBS | Sharjah | SHARJAH_ABU SHUGHARA | 3010800 | 2CC |  | 0 | in |  | On Air | On Air |  | Huawei | 3G+4G | HW U900 F1 | HW L1.8 F1 (20M) + L800 F1 (15M) |  | 4 |  |  | IIB
Jul 2022 add | DXN0836 | Jewel of the Creek_Building A4 & A5 |  | DXN5836 | DXNL0836 |  | DXB | 25.2522 | 55.324448 | ETC | Mixed Use | IBS | Dubai North | DUBAI_PORT SAEED | 1012900 | 2CC | Yes | DXB_E3279S_10315_001016002 | in |  | On Air | On Air |  | Huawei | 3G+4G | HW U900 F1 | HW L1.8 F1 (20M) + L800 F1 (15M) |  | 10 |  |  | IIB
Jul 2022 add | ISH5182 | Sharjah Art Academy Student Hostel A & B (EXPANSION) |  | ISH0182 | ISHL5182 |  | NE | 25.2896 | 55.460165 | ETC | Government | IBS | Sharjah | SHARJAH_MUWAILEH COMMERCIAL | 3009900 | 2CC |  | SHJ_E3479F_10014_001001001 | in |  | On Air | On Air |  | Huawei | 3G+4G | HW U900 F1 | HW L1.8 F1 (20M) + L800 F1 (15M) |  | 4 |  |  | IIB
Jul 2022 add | IUA5754 | UAQ Correction Center |  | IUA0754 | IUAL5754 |  | NE | 25.585 | 55.564203 | du | Government | IBS | Umm Al Quwain | UMM AL QUWAIN_UAQ Old Town | 5000201 | 2CC |  | 0 | in |  | On Air | On Air |  | Huawei | 3G+4G | HW U900 F1 | HW L1.8 F1 (20M) + L800 F1 (15M) |  | 2 |  |  | IIB
Aug 2022 add | DXB5268G | Dubai Outlet Mall Management Office BookRRU |  | DXB5268G | DXBL0268VII |  | DXB | 25.0741 | 55.4006 | du | Commercial | ATOM | Dubai South | DUBAI_UMM NAHAD FIRST (DUBAI LAND) | 1091100 | 1CC |  | #N/A | in |  | On Air | On Air |  | Huawei | 3G+4G | HW U2.1 F2 | HW L1.8 F1 (20M) |  | 1 |  |  | MW
Aug 2022 add | DXN0295 | Saheel 1 & 2 Towers Al Nahda 1 |  | DXN5295 | DXNL0295 |  | DXB | 25.2858 | 55.360411 | du | Commercial | IBS | Dubai North | Dubai_Al Nahda First | 1023100 | 2CC |  | DXB_E3279J_11732_001020002 | in |  | On Air | On Air |  | Huawei | 3G+4G | HW U900 F1 | HW L1.8 F1 (20M) + L800 F1 (15M) |  | 6 |  |  | IIB
Aug 2022 add | DXN0154 | Regina Tower JVC |  | DXN5154 | DXNL0154 |  | DXB | 25.0573 | 55.212322 | du | Residential | IBS | Dubai South | Dubai_Al Barsha South Fourth (Jumeirah Village South) | 1068100 | 2CC |  | DXB_E3177R_11315_001008007 | in |  | On Air | On Air |  | Huawei | 3G+4G | HW U900 F1 | HW L1.8 F1 (20M) + L800 F1 (15M) |  | 4 |  |  | IIB
Aug 2022 add | IDX5680 | Al Khail Avenue Mall Site 1 |  | IDX0680 | IDXL5680 | IDXNR5680 | DXB | 25.0512 | 55.19385 | du | Mall | IBS | Dubai South | Dubai_Al Barsha South Fifth (Jumeirah Village) | 1068400 | 3CC | Yes | DXB_E3177V_11327_001007002 | in |  | On Air | On Air | On Air | Huawei | 3G+4G+5G | HW U900 F1 | HW L1.8 F1/F2 (20+10M) + L800 F1 (15M) | 1CC | 10 | 5/0 | N41 | IIB
Aug 2022 add | IAJ5839 | Al Ain Hotel AJM |  | IAJ0839 | IAJL5839 |  | NE | 25.3776 | 55.458067 | ETC | Hotel | IBS | Ajman | AJMAN_NUAIMEYA 1 | 4001100 | 2CC |  | AJM_E3380J_10468_001001001 | in |  | On Air | On Air |  | Huawei | 3G+4G | HW U900 F1 | HW L1.8 F1 (20M) + L800 F1 (15M) |  | 4 |  |  | IIB
Aug 2022 add | SHJ0575 | Al Nayeli 16 & 17 Buildings at Industrial Area 1 |  | SHJ5575 | SHJL0575 |  | NE | 25.3202 | 55.388863 | du | Residential | IBS | Sharjah | SHARJAH_INDUSTRIAL AREA 1 | 3009600 | 2CC |  | SHJ_E3380V_10260_001001001 | in |  | On Air | On Air |  | Huawei | 3G+4G | HW U900 F1 | HW L1.8 F1 (20M) + L800 F1 (15M) |  | 4 |  |  | IIB
Aug 2022 add | DXN0354 | Creek View 1 |  | DXN5354 | DXNL0354 |  | DXB | 25.2089 | 55.31483 | du | Residential | IBS | Dubai North | DUBAI_AL JADAF | 1032600 | 2CC |  | DXB_E3278C_10053_001002023 | in |  | On Air | On Air |  | Huawei | 3G+4G | HW U900 F1 | HW L1.8 F1 (20M) + L800 F1 (15M) |  | 6 |  |  | IIB
Aug 2022 add | DXN0790 | Four Seasons Dubai Canal Residences |  | DXN5790 | DXNL0790 |  | DXB | 25.1943 | 55.240606 | du | Residential | IBS | Dubai North | Dubai_Jumeira Second | 1034200 | 2CC |  | 0 | in |  | On Air | On Air |  | Huawei | 3G+4G | HW U900 F1 | HW L1.8 F1 (20M) + L800 F1 (15M) |  | 4 |  |  | IIB
Aug 2022 add | DXN0286 | D1002 Al Ahli Tower |  | DXN5286 | DXNL0286 |  | DXB | 25.2875 | 55.362226 | du | Residential | IBS | Dubai North | DUBAI_AL NAHDA FIRST | 1023100 | 2CC |  | DXB_E3379F_10885_001001002 | in |  | On Air | On Air |  | Huawei | 3G+4G | HW U900 F1 | HW L1.8 F1 (20M) + L800 F1 (15M) |  | 8 |  |  | IIB
Aug 2022 add | DXN0237 | Damac Maison De Ville Breeze |  | DXN5237 | DXNL0237 |  | DXB | 24.9693 | 55.088446 | ETC | Hotel | IBS | Dubai South | Dubai_JABAL ALI INDUSTRIAL SECOND (JABAL ALI INDUSTRIAL 2) | 1051800 | 2CC |  | DXB_E3076Q_10031_001001002 | in |  | On Air | On Air |  | Huawei | 3G+4G | HW U900 F1 | HW L1.8 F1 (20M) + L800 F1 (15M) |  | 6 |  |  | MW
Aug 2022 add | DXN0688 | Silver Beach Hotel & Apartments Palm Jumeirah |  | DXN5688 | DXNL0688 |  | DXB | 25.1081 | 55.142637 | du | Residential | IBS | Dubai South | DUBAI_NAKHLAT JUMEIRA (THE PALM JUMEIRAH) | 1038100 | 2CC | Yes | DXB_E3077D_11221_001003004 | in |  | On Air | On Air |  | Huawei | 3G+4G | HW U900 F1 | HW L1.8 F1 (20M) + L800 F1 (15M) |  | 4 |  |  | IIB
Aug 2022 add | ISH5198 | University of Sharjah Blocks W8-M8-W10-M10-M11A |  | ISH0198 | ISHL5198 |  | NE | 25.2873 | 55.47736 | ETC | University/School | IBS | Sharjah | SHARJAH_UNIVERSITY CITY | 3008000 | 2CC |  | 0 | in |  | On Air | On Air |  | Huawei | 3G+4G | HW U900 F1 | HW L1.8 F1 (20M) + L800 F1 (15M) |  | 10 |  |  | IIB
Aug 2022 add | SHJ0121 | Ramada Hotel Sharjah |  | SHJ5121 | SHJL0121 |  | NE | 25.2986 | 55.372216 | ETC | Hotel | IBS | Sharjah | SHARJAH_AL NAHDA | 3010200 | 2CC |  | SHJ_E3379A_10396_001001001 | in |  | On Air | On Air |  | Huawei | 3G+4G | HW U900 F1 | HW L1.8 F1 (20M) + L800 F1 (15M) |  | 4 |  |  | IIB
Aug 2022 add | DXN0316 | Omeir Residential Building Barsha |  | DXN5316 | DXNL0316 |  | DXB | 25.1154 | 55.204991 | du | Residential | IBS | Dubai South | DUBAI_AL BARSHA FIRST | 1037300 | 2CC |  | DXB_E3177C_11951_001001001 | in |  | On Air | On Air |  | Huawei | 3G+4G | HW U900 F1 | HW L1.8 F1 (20M) + L800 F1 (15M) |  | 4 |  |  | IIB
Aug 2022 add | IDX5532 | Al Khail Avenue Mall Site 2 |  | IDX0532 | IDXL5532 | IDXNR5532 | DXB | 25.0512 | 55.19385 | du | Mall | IBS | Dubai South | Dubai_Al Barsha South Fifth (Jumeirah Village) | 1068400 | 3CC | Yes | DXB_E3177V_11327_001007003 | in |  | On Air | On Air | On Air | Huawei | 3G+4G+5G | HW U900 F1 | HW L1.8 F1/F2 (20+10M) + L800 F1 (15M) | 1CC | 10 | 5/0 | N41 | IIB
Aug 2022 add | DXN0640 | Time Onyx Hotel Apartments Al Qusais |  | DXN5640 | DXNL0640 |  | DXB | 25.2891 | 55.402296 | du | Hotel | IBS | Dubai North | Dubai_Al Qusais Ind. Fifth | 1024800 | 2CC |  | 0 | in |  | On Air | On Air |  | Huawei | 3G+4G | HW U900 F1 | HW L1.8 F1 (20M) + L800 F1 (15M) |  | 4 |  |  | IIB
Aug 2022 add | IAJ5834 | Clock Tower_Ajman |  | IAJ0834 | IAJL5834 |  | NE | 25.3925 | 55.456484 | ETC | Residential | IBS | Ajman | AJMAN_RASHIDEYA 1 | 4000200 | 2CC |  | 0 | in |  | On Air | On Air |  | Huawei | 3G+4G | HW U900 F1 | HW L1.8 F1 (20M) + L800 F1 (15M) |  | 6 |  |  | IIB
Aug 2022 add | DXN0177 | Seven Residences Hotel Palm Jumeirah |  | DXN5177 | DXNL0177 |  | DXB | 25.1112 | 55.138838 | du | Hotel | IBS | Dubai South | DUBAI_NAKHLAT JUMEIRA (THE PALM JUMEIRAH) | 1038100 | 2CC | Yes | DXB_E3077D_11232_001003006 | in |  | On Air | On Air |  | Huawei | 3G+4G | HW U900 F1 | HW L1.8 F1 (20M) + L800 F1 (15M) |  | 8 |  |  | IIB
Aug 2022 add | DXN0777 | 17 Icon Bay Tower by Emaar DCH |  | DXN5777 | DXNL0777 |  | DXB | 25.2035 | 55.345366 | du | Residential | IBS | Dubai North | Dubai_Al Kheeran First (Ras Al Hamar) | 1041400 | 2CC |  | 0 | in |  | On Air | On Air |  | Huawei | 3G+4G | HW U900 F1 | HW L1.8 F1 (20M) + L800 F1 (15M) |  | 8 |  |  | IIB
Aug 2022 add | ISH5199 | University of Sharjah Blocks W4-W5-W6-W7-Women Library |  | ISH0199 | ISHL5199 |  | NE | 25.2884 | 55.47861 | ETC | University/School | IBS | Sharjah | SHARJAH_UNIVERSITY CITY | 3008000 | 2CC |  | SHJ_E3479F_10012_001001002 | in |  | On Air | On Air |  | Huawei | 3G+4G | HW U900 F1 | HW L1.8 F1 (20M) + L800 F1 (15M) |  | 10 |  |  | IIB
Aug 2022 add | DXN0170 | Seven Residences Apartments Palm Jumeirah |  | DXN5170 | DXNL0170 |  | DXB | 25.1116 | 55.138252 | du | Hotel | IBS | Dubai South | DUBAI_NAKHLAT JUMEIRA (THE PALM JUMEIRAH) | 1038100 | 2CC |  | DXB_E3077D_11235_001003007 | in |  | On Air | On Air |  | Huawei | 3G+4G | HW U900 F1 | HW L1.8 F1 (20M) + L800 F1 (15M) |  | 8 |  |  | IIB
Aug 2022 add | ISH5200 | University of Sharjah Blocks M4-M5-M6-M7-Mens Library-Parking building |  | ISH0200 | ISHL5200 |  | NE | 25.2858 | 55.47678 | ETC | University/School | IBS | Sharjah | SHARJAH_UNIVERSITY CITY | 3008000 | 2CC |  | SHJ_E3479F_10016_001001001 | in |  | On Air | On Air |  | Huawei | 3G+4G | HW U900 F1 | HW L1.8 F1 (20M) + L800 F1 (15M) |  | 10 |  |  | IIB
Aug 2022 add | SHJ0686 | Sharjah Art and Museum |  | SHJ5686 | SHJL0686 |  | NE | 25.3615 | 55.387112 | ETC | Museum | IBS | Sharjah | SHARJAH_Al Shuwaihean | 3007400 | 2CC |  | SHJ_E3380L_10913_001001001 | in |  | On Air | On Air |  | Huawei | 3G+4G | HW U900 F1 | HW L1.8 F1 (20M) + L800 F1 (15M) |  | 2 |  |  | IIB
Aug 2022 add | SHJ0786 | University of Sharjah (UOS) College Of Fine Arts |  | SHJ5786 | SHJL0786 |  | NE | 25.2959 | 55.483322 | du | University/School | IBS | Sharjah | Sharjah_University City | 3008000 | 2CC |  | 0 | in |  | On Air | On Air |  | Huawei | 3G+4G | HW U900 F1 | HW L1.8 F1 (20M) + L800 F1 (15M) |  | 2 |  |  | IIB
Aug 2022 add | ISH5139 | BEE'AH HEADQUARTERS_SHARJAH |  | ISH0139 | ISHL5139 |  | NE | 25.2855 | 55.652316 | ETC | Hotel | IBS | Sharjah | SHARJAH_Sehijan Suburb - SHJ | 3001500 | 2CC |  | 0 | in |  | On Air | On Air |  | Huawei | 3G+4G | HW U900 F1 | HW L1.8 F1 (20M) + L800 F1 (15M) |  | 2 |  |  | IIB
Aug 2022 add | DXN0931 | MBS Building_AL NAHDA SECOND |  | DXN5931 | DXNL0931 |  | DXB | 25.2973 | 55.383282 | ETC | Residential | IBS | Dubai North | DUBAI_AL NAHDA SECOND | 1024100 | 2CC |  | DXB_E3379B_11468_001006001 | in |  | On Air | On Air |  | Huawei | 3G+4G | HW U900 F1 | HW L1.8 F1 (20M) + L800 F1 (15M) |  | 2 |  |  | IIB
Aug 2022 add | ISH5002 | Embassy Suites Hotel SHJ |  | ISH0002 | ISHL5002 |  | NE | 25.3358 | 55.38948 | ETC | Hotel | IBS | Sharjah | SHARJAH_AL MAZAJ FIRST | 3010600 | 2CC |  | 0 | in |  | On Air | On Air |  | Huawei | 3G+4G | HW U900 F1 | HW L1.8 F1 (20M) + L800 F1 (15M) |  | 6 |  |  | IIB
Aug 2022 add | IFU5617 | ADNOC Onshore Accommodation Tower Fujairah |  | IFU0617 | IFUL5617 |  | NE | 25.1779 | 56.35024 | ETC | Commercial | IBS | Fujairah | FUJAIRAH_Port Fujairah and Freezone | 6000010 | 2CC |  | 0 | in |  | On Air | On Air |  | Huawei | 3G+4G | HW U900 F1 | HW L1.8 F1 (20M) + L800 F1 (15M) |  | 4 |  |  | IIB
Aug 2022 add | ISH5024 | Mohammad Amen Ahmad Building / 885 |  | ISH0024 | ISHL5024 |  | NE | 25.3295 | 55.391971 | ETC | Hotel | IBS | Sharjah | SHARJAH_AL MAZAJ SECOND | 3010700 | 2CC |  | SHJ_E3479A_10022_001001001 | in |  | On Air | On Air |  | Huawei | 3G+4G | HW U900 F1 | HW L1.8 F1 (20M) + L800 F1 (15M) |  | 4 |  |  | IIB
Aug 2022 add | IAD5271 | Horizon Towers - E1 Twr (RT3_C15) |  | IAD0271 | IADL5271 |  | AUH | 24.4944 | 54.402932 | ETC | Residential | IBS | Abu Dhabi | Abu Dhabi_Al Reem Island | 2045700 | 2CC |  | AUH_E2371U_10084_001001001 | in |  | On Air | On Air |  | Nokia | 3G+4G | NSN U900 F1 | NSN L1800 F1 (20MHz) + L800 F1 (15Mhz) |  | 12 |  |  | MW
Aug 2022 add | IAD5273 | Horizon Tower - E2 Twr (RT3_C15) & Com |  | IAD0273 | IADL5273 |  | AUH | 24.4944 | 54.402932 | ETC | Residential | IBS | Abu Dhabi | Abu Dhabi_Al Reem Island | 2045700 | 2CC |  | 0 | in |  | On Air | On Air |  | Nokia | 3G+4G | NSN U900 F1 | NSN L1800 F1 (20MHz) + L800 F1 (15Mhz) |  | 12 |  |  | MW
Aug 2022 add | IAD5947 | Commercial Building RBW9_C2 |  | IAD0947 | IADL5947 |  | AUH | 24.4416 | 54.580850 | du | Residential | IBS | Abu Dhabi | ABU DHABI_SHATIE AL RAHA | 2042400 | 3CC |  | AUH_E2470O_10139_001001001 | in |  | On Air | On Air |  | Nokia | 3G+4G | NSN U900 F1 | NSN L1800 F1 (20 + 15MHz) + L800 F1 (15Mhz) |  | 4 |  |  | MW
Aug 2022 add | IAD5920 | Shams Reflection Tower A- S5_C51/C56 _Al Reem Island |  | IAD0920 | IADL5920 |  | AUH | 24.4988 | 54.411334 | ETC | Residential | IBS | Abu Dhabi | ABU DHABI_AL REEM ISLAND | 2045700 | 2CC |  | AUH_E2371V_10040_001001001 | in |  | On Air | On Air |  | Nokia | 3G+4G | NSN U900 F1 | NSN L1800 F1 (20MHz) + L800 F1 (15Mhz) |  | 2 |  |  | MW
Aug 2022 add | IAD5485 | E4 C210 SH MOH BIN Zayed Bldg. |  | IAD0485 | IADL5485 |  | AUH | 24.4856 | 54.366536 | ETC | Mixed Use | IBS | Abu Dhabi | ABU DHABI_Madinat Zayed(AD) | 2501200 | 2CC |  | AUH_E2271Y_11875_001001001 | in |  | On Air | On Air |  | Nokia | 3G+4G | NSN U900 F1 | NSN L1800 F1 (20MHz) + L800 F1 (15Mhz) |  | 2 |  |  | MW
Aug 2022 add | IAD5953 | Al Walaa Tower_Al Nahyan_AUH |  | IAD0953 | IADL5953 |  | AUH | 24.4672 | 54.38357 | ETC | Residential | IBS | Abu Dhabi | ABU DHABI_Al Nahyan | 2501000 | 2CC |  | AUH_E2270E_12869_001001001 | in |  | On Air | On Air |  | Nokia | 3G+4G | NSN U900 F1 | NSN L1800 F1 (20MHz) + L800 F1 (15Mhz) |  | 2 |  |  | IIB
Aug 2022 add | IAD5808 | EMIRATES DIPLOMATIC ACADEMY |  | IAD0808 | IADL5808 |  | AUH | 24.4853 | 54.3544129 | ETC | University/School | IBS | Abu Dhabi | ABU DHABI_Al Hosn | 2500300 | 2CC |  | AUH_E2271X_10380_001002001 | in |  | On Air | On Air |  | Nokia | 3G+4G | NSN U900 F1 | NSN L1800 F1 (20MHz) + L800 F1 (15Mhz) |  | 4 |  |  | MW
Aug 2022 add | IAD5285 | W5_C22 Tower for Sh. Sultan Bin Khalifa Bin Zayed Al Nahyan |  | IAD0285 | IADL5285 |  | AUH | 24.4838 | 54.350059 | du | Mixed Use | IBS | Abu Dhabi | ABU DHABI_Al Hosn | 2500300 | 2CC |  | AUH_E2271X_10777_001040003 | in |  | On Air | On Air |  | Nokia | 3G+4G | NSN U900 F1 | NSN L1800 F1 (20MHz) + L800 F1 (15Mhz) |  | 8 |  |  | IIB
Aug 2022 add | IAD5968 | Baniyas Center |  | IAD0968 | IADL5968 |  | AUH | 24.2877 | 54.641079 | ETC | Mall | IBS | Abu Dhabi | ABU DHABI_BANIYAS | 2046100 | 2CC |  | AUH_E2568C_11309_001006001 | in |  | On Air | On Air |  | Nokia | 3G+4G | NSN U900 F1 | NSN L1800 F1 (20MHz) + L800 F1 (15Mhz) |  | 2 |  |  | IIB
Aug 2022 add | IAD5883 | Central Park Residential Tower_Al reem Island |  | IAD0883 | IADL5883 |  | AUH | 24.5065 | 54.407274 | ETC | Residential | IBS | Abu Dhabi | ABU DHABI_AL REEM ISLAND | 2045700 | 2CC |  | AUH_E2371Q_10025_001001001 | in |  | On Air | On Air |  | Nokia | 3G+4G | NSN U900 F1 | NSN L1800 F1 (20MHz) + L800 F1 (15Mhz) |  | 4 |  |  | MW
Aug 2022 add | AAN0137 | Marmum Dairy Farm - Nahel |  | AAN5137 | AANL0137 |  | AUH | 24.4826 | 55.601267 | ETC | Commercial | IBS | Al Ain | ABU DHABI_MADINAT NAHIL | 8005600 | 2CC |  | 0 | in |  | On Air | On Air |  | Ericsson | 3G+4G | E/// U900 F1 | E/// L1.8 F1 (20M) + L800 F1 (15M) |  |  |  |  | IIB
Aug 2022 add | AAN5398D | ATOM-Khalifa Bin Zayed Stadium-Admin Building |  | AAN5398D | AANL0398IV |  | AUH | 24.2071 | 55.76635 | du | Stadium | ATOM | Al Ain | Abu Dhabi_AL MUTAWAA | 8001700 | 1CC |  | 0 | in |  | On Air | On Air |  | Ericsson | 3G+4G | E/// U900 F1 | E/// L1.8 F1 (20M) |  |  |  |  | IIB
Sep 2022 add | DUB0770 | Souq Naif |  | DUB5770 | DUBL0770 |  | DXB | 25.2716 | 55.305105 | ETC | Mall | IBS | Dubai North | DUBAI_NAIF | 1011800 | 3CC |  | 0 | in |  | On Air | On Air |  | Huawei | 3G+4G | HW U900 F1 | HW L1.8 F1/F2 (20+15M) + L800 F1 (15M) |  | 2 |  |  | MW
Sep 2022 add | DUB0450 | Manazel Towers_AL RAFFA |  | DUB5450 | DUBL0450 |  | DXB | 25.2511 | 55.289055 | ETC | Residential | IBS | Dubai North | DUBAI_AL RAFFA | 1031600 | 2CC |  | DXB_E3279Q_12272_001004006 / DXB_E3279Q_12272_001018007 | in |  | On Air | On Air |  | Huawei | 3G+4G | HW U900 F1 | HW L1.8 F1 (20M) + L800 F1 (15M) |  | 4 |  |  | IIB
Sep 2022 add | DUB0007 | Centara Resort & Hotel_PALM DEIRA |  | DUB5007 | DUBL0007 |  | DXB | 25.3009 | 55.304305 | ETC | Hotel | IBS | Dubai North | DUBAI_NAKHLAT DEIRA (PALM DEIRA) | 1010100 | 2CC |  | 0 | in |  | On Air | On Air |  | Huawei | 3G+4G | HW U900 F1 | HW L1.8 F1 (20M) + L800 F1 (15M) |  | 8 |  |  | IIB
Sep 2022 add | DUB0322 | Tamcon 88 |  | DUB5322 | DUBL0322 |  | DXB | 24.9818 | 55.177300 | du | Residential | IBS | Dubai South | DUBAI_Dubai Green Community | 1059802 | 2CC |  | 0 | in |  | On Air | On Air |  | Huawei | 3G+4G | HW U900 F1 | HW L1.8 F1 (20M) + L800 F1 (15M) |  | 2 |  |  | MW
Sep 2022 add | DUB0025 | Meraas Port De Lamer _Phase-1_Plot#2 Tower (3,4 &5) |  | DUB5025 | DUBL0025 |  | DXB | 25.2402 | 55.253343 | ETC | Residential | IBS | Dubai North | DUBAI_JUMEIRA FIRST | 1033200 | 2CC |  | 0 | in |  | On Air | On Air |  | Huawei | 3G+4G | HW U900 F1 | HW L1.8 F1 (20M) + L800 F1 (15M) |  | 6 |  |  | IIB
Sep 2022 add | DUB0133 | Sheikh Ahmed Square Building A & B_Al Jaddaf |  | DUB5133 | DUBL0133 |  | DXB | 25.2142 | 55.31573 | ETC | Residential | IBS | Dubai North | DUBAI_AL JADAF | 1032600 | 2CC |  | DXB_E3278C_10042_001001001 | in |  | On Air | On Air |  | Huawei | 3G+4G | HW U900 F1 | HW L1.8 F1 (20M) + L800 F1 (15M) |  | 8 |  |  | IIB
Sep 2022 add | DUB0203 | Terhab Hotel Towers_JVT |  | DUB5203 | DUBL0203 |  | DXB | 25.0417 | 55.187292 | ETC | Hotel | IBS | Dubai South | DUBAI_AL BARSHA SOUTH FIFTH (JUMEIRAH VILLAGE) | 1068400 | 2CC |  | 0 | in |  | On Air | On Air |  | Huawei | 3G+4G | HW U900 F1 | HW L1.8 F1 (20M) + L800 F1 (15M) |  | 10 |  |  | IIB
Sep 2022 add | DUB0094 | Mirdif Private Hospital |  | DUB5094 | DUBL0094 |  | DXB | 25.2368 | 55.427633 | ETC | Hospital | IBS | Dubai North | DUBAI_AL MIZHAR FIRST | 1026200 | 2CC |  | 0 | in |  | On Air | On Air |  | Huawei | 3G+4G | HW U900 F1 | HW L1.8 F1 (20M) + L800 F1 (15M) |  | 2 |  |  | IIB
Sep 2022 add | DUB0002 | Nesto Hyper Market_AL NAHDA SECOND |  | DUB5002 | DUBL0002 |  | DXB | 25.2954 | 55.375240 | ETC | Mall | IBS | Dubai North | DUBAI_AL NAHDA SECOND | 1024100 | 2CC |  | 0 | in |  | On Air | On Air |  | Huawei | 3G+4G | HW U900 F1 | HW L1.8 F1 (20M) + L800 F1 (15M) |  | 2 |  |  | IIB
Sep 2022 add | DUB0395 | Shaikha Alya Building_Al Nahda First |  | DUB5395 | DUBL0395 |  | DXB | 25.2897 | 55.366154 | ETC | Residential | IBS | Dubai North | DUBAI_AL NAHDA FIRST | 1023100 | 2CC |  | DXB_E3379A_10648_001001001 | in |  | On Air | On Air |  | Huawei | 3G+4G | HW U900 F1 | HW L1.8 F1 (20M) + L800 F1 (15M) |  | 4 |  |  | IIB
Sep 2022 add | DUB0052 | Rose Rayhaan by Rotana Hotel |  | DUB5052 | DUBL0052 |  | DXB | 25.2118 | 55.276752 | ETC | Hotel | IBS | Dubai North | Dubai_TRADE CENTER SECOND | 1033600 | 2CC |  | DXB_E3278A_11529_001011001 | in |  | On Air | On Air |  | Huawei | 3G+4G | HW U900 F1 | HW L1.8 F1 (20M) + L800 F1 (15M) |  | 6 |  |  | IIB
Sep 2022 add | DUB0060 | Tanaro Tower_EMIRATES HILL |  | DUB5060 | DUBL0060 |  | DXB | 25.0888 | 55.17159 | ETC | Residential | IBS | Dubai South | DUBAI_AL THANYAH THIRD (EMIRATES HILL SECOND) | 1038800 | 2CC |  | DXB_E3177F_11012_001001005 | in |  | On Air | On Air |  | Huawei | 3G+4G | HW U900 F1 | HW L1.8 F1 (20M) + L800 F1 (15M) |  | 4 |  |  | IIB
Sep 2022 add | DUB0130 | Al Jadaf Tower |  | DUB5130 | DUBL0130 |  | DXB | 25.2221 | 55.331004 | ETC | Residential | IBS | Dubai North | DUBAI_AL JADAF | 1032600 | 2CC |  | DXB_E3279X_10686_001001001 | in |  | On Air | On Air |  | Huawei | 3G+4G | HW U900 F1 | HW L1.8 F1 (20M) + L800 F1 (15M) |  | 6 |  |  | IIB
Sep 2022 add | DUB0022 | AWS Family Residence_Jabal Ali |  | DUB5022 | DUBL0022 | DUBNR0022 | DXB | 24.9852 | 55.1065 | ETC | Residential | IBS | Dubai South | DUBAI_JABAL ALI INDUSTRIAL FIRST (JEBEL ALI INDUSTRIAL AREA) | 1059900 | 3CC |  | 0 | in |  | On Air | On Air | On Air | Huawei | 3G+4G+5G | HW U900 F1 | HW L1.8 F1/F2 (20+15M) + L800 F1 (15M) | 1CC | 14 | 7/0 | N41 | IIB
Sep 2022 add | DUB0034 | Millennium Dubai Airport Hotel |  | DUB5034 | DUBL0034 |  | DXB | 25.2484 | 55.344 | ETC | Hotel | IBS | Dubai North | DUBAI_AL GARHOUD | 1021400 | 2CC |  | 0 | in |  | On Air | On Air |  | Huawei | 3G+4G | HW U900 F1 | HW L1.8 F1 (20M) + L800 F1 (15M) |  | 4 |  |  | IIB
Sep 2022 add | DUB0394 | Al Waleed Real Estate Head Offices Al Karama |  | DUB5394 | DUBL0394 |  | DXB | 25.2492 | 55.309465 | du | Commercial | IBS | Dubai North | Dubai_Al Karama | 1031800 | 2CC |  | DXB_E3279R_11199_001003012 | in |  | On Air | On Air |  | Huawei | 3G+4G | HW U900 F1 | HW L1.8 F1 (20M) + L800 F1 (15M) |  | 2 |  |  | IIB
Sep 2022 add | DUB0107 | Burj Mai_ Shams Aldeen General Traiding |  | DUB5107 | DUBL0107 |  | DXB | 25.2875 | 55.365127 | ETC | Residential | IBS | Dubai North | DUBAI_AL NAHDA FIRST | 1023100 | 2CC |  | 0 | in |  | On Air | On Air |  | Huawei | 3G+4G | HW U900 F1 | HW L1.8 F1 (20M) + L800 F1 (15M) |  | 6 |  |  | IIB
Sep 2022 add | DUB0670 | The Pinnacle Tower at Dubai Hills |  | DUB5670 | DUBL0670 |  | DXB | 25.1112 | 55.251541 | du | Residential | IBS | Dubai South | DUBAI_HADAEQ SHEIKH MOHAMMED BIN RASHID (RANCHES) | 1063100 | 2CC |  | 0 | in |  | On Air | On Air |  | Huawei | 3G+4G | HW U900 F1 | HW L1.8 F1 (20M) + L800 F1 (15M) |  | 2 |  |  | IIB
Sep 2022 add | DUB0036 | Al Fattan Marine Hotel |  | DUB5036 | DUBL0036 |  | DXB | 25.0796 | 55.136532 | ETC | Hotel | IBS | Dubai South | DUBAI_MARSA DUBAI | 1039200 | 2CC |  | 0 | in |  | On Air | On Air |  | Huawei | 3G+4G | HW U900 F1 | HW L1.8 F1 (20M) + L800 F1 (15M) |  | 6 |  |  | MW
Sep 2022 add | DUB0176 | ALPHA DATA TOWER _JVC |  | DUB5176 | DUBL0176 |  | DXB | 25.0574 | 55.2130795 | ETC | Residential | IBS | Dubai South | DUBAI_AL BARSHA SOUTH FOURTH (JUMEIRAH VILLAGE SOUTH) | 1068100 | 2CC |  | 0 | in |  | On Air | On Air |  | Huawei | 3G+4G | HW U900 F1 | HW L1.8 F1 (20M) + L800 F1 (15M) |  | 4 |  |  | IIB
Sep 2022 add | DUB0482 | Dubai Hospital Expansion_Outpatient Building & Parking |  | DUB5482 | DUBL0482 |  | DXB | 25.2849 | 55.322876 | ETC | Hospital | IBS | Dubai North | DUBAI_AL BARAHA | 1012200 | 2CC |  | DXB_E3279I_16411_001001001 | in |  | On Air | On Air |  | Huawei | 3G+4G | HW U900 F1 | HW L1.8 F1 (20M) + L800 F1 (15M) |  | 2 |  |  | IIB
Sep 2022 add | DUB0206 | Binghatti Mirage JVC |  | DUB5206 | DUBL0206 |  | DXB | 25.0649 | 55.207668 | du | Residential | IBS | Dubai South | Dubai_Al Barsha South Fourth (Jumeirah Village South) | 1068100 | 2CC |  | DXB_E3177R_11542_001007002 | in |  | On Air | On Air |  | Huawei | 3G+4G | HW U900 F1 | HW L1.8 F1 (20M) + L800 F1 (15M) |  | 4 |  |  | IIB
Sep 2022 add | DUB0122 | Sky Garden Twin Towers _PORT SAEED |  | DUB5122 | DUBL0122 |  | DXB | 25.2574 | 55.33547 | ETC | Residential | IBS | Dubai North | DUBAI_PORT SAEED | 1012900 | 2CC |  | 0 | in |  | On Air | On Air |  | Huawei | 3G+4G | HW U900 F1 | HW L1.8 F1 (20M) + L800 F1 (15M) |  | 6 |  |  | IIB
Sep 2022 add | DUB0184 | Meridian Mina Siyahi Hotel Expansion building |  | DUB5184 | DUBL0184 |  | DXB | 25.0914 | 55.146865 | ETC | Hotel | IBS | Dubai South | DUBAI_MARSA DUBAI | 1039200 | 2CC |  | DXB_E3077J_10212_001010001 | in |  | On Air | On Air |  | Huawei | 3G+4G | HW U900 F1 | HW L1.8 F1 (20M) + L800 F1 (15M) |  | 4 |  |  | IIB
Sep 2022 add | DUB0538 | Al Naboodah Residence_AL QUSAIS FIRST |  | DUB5538 | DUBL0538 |  | DXB | 25.2717 | 55.380241 | ETC | Residential | IBS | Dubai North | DUBAI_AL QUSAIS FIRST | 1023200 | 2CC |  | 0 | in |  | On Air | On Air |  | Huawei | 3G+4G | HW U900 F1 | HW L1.8 F1 (20M) + L800 F1 (15M) |  | 2 |  |  | IIB
Sep 2022 add | DUB0042 | Dubai Marina - Ahmad & Aqeel Al Zarooni |  | DUB5042 | DUBL0042 |  | DXB | 25.0699 | 55.135324 | du | Residential | IBS | Dubai South | DUBAI_MARSA DUBAI | 1039200 | 2CC |  | DXB_E3077N_10383_001004013 | in |  | On Air | On Air |  | Huawei | 3G+4G | HW U900 F1 | HW L1.8 F1 (20M) + L800 F1 (15M) |  | 4 |  |  | IIB
Sep 2022 add | DUB0341 | Al Khayaal Building |  | DUB5341 | DUBL0341 |  | DXB | 25.216 | 55.326688 | du | Residential | IBS | Dubai North | DUBAI_AL JADAF | 1032600 | 2CC |  | DXB_E3278D_10293_001015003 | in |  | On Air | On Air |  | Huawei | 3G+4G | HW U900 F1 | HW L1.8 F1 (20M) + L800 F1 (15M) |  | 2 |  |  | IIB
Sep 2022 add | DUB0093 | Al Barsha Health Center |  | DUB5093 | DUBL0093 |  | DXB | 25.0974 | 55.202485 | ETC | Hospital | IBS | Dubai South | DUBAI_AL BARSHA SECOND | 1037600 | 2CC |  | DXB_E3177G_12522_001001001 | in |  | On Air | On Air |  | Huawei | 3G+4G | HW U900 F1 | HW L1.8 F1 (20M) + L800 F1 (15M) |  | 2 |  |  | IIB
Sep 2022 add | DUB0340 | Deira Water Front_Plot:1114721 |  | DUB5340 | DUBL0340 |  | DXB | 25.2744 | 55.29814 | ETC | Mixed Use | IBS | Dubai North | DUBAI_AL CORNICHE | 1011100 | 2CC |  | DXB_E3279G_10692_001001001 | in |  | On Air | On Air |  | Huawei | 3G+4G | HW U900 F1 | HW L1.8 F1 (20M) + L800 F1 (15M) |  | 12 |  |  | MW
Sep 2022 add | DUB0015 | Golf Vita Apartments by Damac |  | DUB5015 | DUBL0015 |  | DXB | 25.0229 | 55.2426213 | ETC | Residential | IBS | Dubai South | DUBAI_AL HEBIAH THIRD (DUBAI LAND) | 1067600 | 2CC |  | DXB_E3176D_10102_001027002 | in |  | On Air | On Air |  | Huawei | 3G+4G | HW U900 F1 | HW L1.8 F1 (20M) + L800 F1 (15M) |  | 8 |  |  | IIB
Sep 2022 add | DUB0146 | Collective-2 Towers (A & B)_Dubai Hills |  | DUB5146 | DUBL0146 |  | DXB | 25.1143 | 55.24642 | ETC | Residential | IBS | Dubai South | DUBAI_HADAEQ SHEIKH MOHAMMED BIN RASHID (RANCHES) | 1063100 | 2CC |  | 0 | in |  | On Air | On Air |  | Huawei | 3G+4G | HW U900 F1 | HW L1.8 F1 (20M) + L800 F1 (15M) |  | 8 |  |  | IIB
Sep 2022 add | DUB0044 | Choitram Supermarket Greens Community |  | DUB5044 | DUBL0044 |  | DXB | 25.0047 | 55.164866 | ETC | Mall | IBS | Dubai South | DUBAI_DUBAI INVESTMENT PARK FIRST | 1059801 | 2CC |  | 0 | in |  | On Air | On Air |  | Huawei | 3G+4G | HW U900 F1 | HW L1.8 F1 (20M) + L800 F1 (15M) |  | 2 |  |  | IIB
Sep 2022 add | DUB0021 | Kempinski Hotel Business Bay |  | DUB5021 | DUBL0021 |  | DXB | 25.1818 | 55.279142 | ETC | Hotel | IBS | Dubai North | DUBAI_AL CORNICHE | 1011100 | 2CC |  | 0 | in |  | On Air | On Air |  | Huawei | 3G+4G | HW U900 F1 | HW L1.8 F1 (20M) + L800 F1 (15M) |  | 4 |  |  | IIB
Sep 2022 add | DUB0167 | K1 Residences Deira |  | DUB5167 | DUBL0167 |  | DXB | 25.2659 | 55.323055 | du | Residential | IBS | Dubai North | Dubai_Al Muraqqabat | 1012400 | 3CC |  | 0 | in |  | On Air | On Air |  | Huawei | 3G+4G | HW U900 F1 | HW L1.8 F1/F2 (20+10M) + L800 F1 (15M) |  | 4 |  |  | IIB
Sep 2022 add | DUB0003 | DAMAC CARSON TOWERS_DUBAI LAND |  | DUB5003 | DUBL0003 | DUBNR0003 | DXB | 25.0247 | 55.243152 | ETC | Hotel | IBS | Dubai South | DUBAI_AL HEBIAH THIRD (DUBAI LAND) | 1067600 | 2CC |  | DXB_E3176D_10103_001001012 | in |  | On Air | On Air | On Air | Huawei | 3G+4G | HW U900 F1 | HW L1.8 F1 (20M) + L800 F1 (15M) | 1CC | 8 | 4 | N41 | IIB
Sep 2022 add | DUB0108 | Days by Wyndham Palm Deira Metro Station-Hotel |  | DUB5108 | DUBL0108 |  | DXB | 25.2761 | 55.301664 | du | Hotel | IBS | Dubai North | DUBAI_AL CORNICHE | 1011100 | 2CC |  | DXB_E3279G_10686_001002001 | in |  | On Air | On Air |  | Huawei | 3G+4G | HW U900 F1 | HW L1.8 F1 (20M) + L800 F1 (15M) |  | 4 |  |  | MW
Sep 2022 add | DUB0033 | Masaken Wasl - R1088 _Site-1 |  | DUB5033 | DUBL0033 |  | DXB | 25.2765 | 55.365893 | ETC | Residential | IBS | Dubai North | DUBAI_AL QUSAIS FIRST | 1023200 | 2CC |  | 0 | in |  | On Air | On Air |  | Huawei | 3G+4G | HW U900 F1 | HW L1.8 F1 (20M) + L800 F1 (15M) |  | 8 |  |  | IIB
Sep 2022 add | DUB0591 | Maram Business Center Al Mamzar Branch |  | DUB5591 | DUBL0591 |  | DXB | 25.2886 | 55.357822 | ETC | Commercial | IBS | Dubai North | DUBAI_AL MAMZAR | 1013400 | 3CC |  | 0 | in |  | On Air | On Air |  | Huawei | 3G+4G | HW U900 F1 | HW L1.8 F1/F2 (20+10M) + L800 F1 (15M) |  | 2 |  |  | MW
Sep 2022 add | DUB0131 | Deira water front_Plot :1114728 |  | DUB5131 | DUBL0131 |  | DXB | 25.2747 | 55.296854 | ETC | Residential | IBS | Dubai North | DUBAI_AL CORNICHE | 1011100 | 2CC |  | DXB_E3279G_10688_001001001 | in |  | On Air | On Air |  | Huawei | 3G+4G | HW U900 F1 | HW L1.8 F1 (20M) + L800 F1 (15M) |  | 6 |  |  | MW
Sep 2022 add | DUB0109 | AL Ghuraiar Building_MANKHOOL |  | DUB5109 | DUBL0109 |  | DXB | 25.2518 | 55.291825 | ETC | Commercial & Residential | IBS | Dubai North | DUBAI_MANKHOOL | 1031700 | 2CC |  | 0 | in |  | On Air | On Air |  | Huawei | 3G+4G | HW U900 F1 | HW L1.8 F1 (20M) + L800 F1 (15M) |  | 6 |  |  | IIB
Sep 2022 add | DUB0229 | Vida Residents underground Parking_Dubai Down Town |  | DUB5229 | DUBL0229 |  | DXB | 25.1949 | 55.27077 | ETC | Parking | IBS | Dubai North | DUBAI_BURJ KHALIFA (BUSINESS BAY) | 1034500 | 2CC |  | DXB_E3278F_10741_001002003 | in |  | On Air | On Air |  | Huawei | 3G+4G | HW U900 F1 | HW L1.8 F1 (20M) + L800 F1 (15M) |  | 2 |  |  | IIB
Sep 2022 add | DUB0268 | Centrium Complex Tower 1,2,3 & 4 |  | DUB5268 | DUBL0268 |  | DXB | 25.0399 | 55.193669 | ETC | Residential | IBS | Dubai South | DUBAI_MEAISEM FIRST (JUMEIRAH GOLF ESTATE) | 1068500 | 2CC |  | 0 | in |  | On Air | On Air |  | Huawei | 3G+4G | HW U900 F1 | HW L1.8 F1 (20M) + L800 F1 (15M) |  | 12 |  |  | IIB
Sep 2022 add | DUB0269 | Global Bay View A & B at BB |  | DUB5269 | DUBL0269 |  | DXB | 25.1861 | 55.28339 | ETC | Hotel | IBS | Dubai North | DUBAI_BURJ KHALIFA (BUSINESS BAY) | 1034500 | 2CC |  | DXB_E3278F_10392_001004011 / DXB_E3278F_10392_001008023 / DXB_E3278F_10392_001016023 | in |  | On Air | On Air |  | Huawei | 3G+4G | HW U900 F1 | HW L1.8 F1 (20M) + L800 F1 (15M) |  | 10 |  |  | IIB
Sep 2022 add | DUB0151 | Lulu White Tower Al Qusais |  | DUB5151 | DUBL0151 |  | DXB | 25.2932 | 55.405001 | du | Residential | IBS | Dubai North | DUBAI_AL QUSAIS IND. FOURTH | 1024700 | 2CC |  | DXB_E3379C_12233_001001001 | in |  | On Air | On Air |  | Huawei | 3G+4G | HW U900 F1 | HW L1.8 F1 (20M) + L800 F1 (15M) |  | 4 |  |  | IIB
Sep 2022 add | DUB0039 | La Riviera Aparments |  | DUB5039 | DUBL0039 |  | DXB | 25.0606 | 55.202435 | du | Residential | IBS | Dubai South | DUBAI_AL BARSHA SOUTH FOURTH (JUMEIRAH VILLAGE SOUTH) | 1068100 | 2CC |  | DXB_E3177Q_12033_001023002 | in |  | On Air | On Air |  | Huawei | 3G+4G | HW U900 F1 | HW L1.8 F1 (20M) + L800 F1 (15M) |  | 4 |  |  | IIB
Sep 2022 add | DUB0110 | JLT - J2 Mohammed Bin Obaidallah Tower |  | DUB5110 | DUBL0110 |  | DXB | 25.0676 | 55.141463 | ETC | Residential | IBS | Dubai South | DUBAI_Jumeirah Lakes Towers (JLT) | 1039301 | 2CC |  | DXB_E3077S_10087_001004027 | in |  | On Air | On Air |  | Huawei | 3G+4G | HW U900 F1 | HW L1.8 F1 (20M) + L800 F1 (15M) |  | 4 |  |  | IIB
Sep 2022 add | DUB0153 | Abar Hotel |  | DUB5153 | DUBL0153 |  | DXB | 25.0042 | 55.169797 | du | Hotel | IBS | Dubai South | DUBAI_Dubai Green Community | 1059802 | 2CC |  | 0 | in |  | On Air | On Air |  | Huawei | 3G+4G | HW U900 F1 | HW L1.8 F1 (20M) + L800 F1 (15M) |  | 2 |  |  | MW
Sep 2022 add | DUB0205 | Emirates Islamic Sales Office_AL GARHOUD |  | DUB5205 | DUBL0205 |  | DXB | 25.2509 | 55.337207 | ETC | Commercial | IBS | Dubai North | DUBAI_AL GARHOUD | 1021400 | 2CC |  | DXB_E3279S_10116_001014002 | in |  | On Air | On Air |  | Huawei | 3G+4G | HW U900 F1 | HW L1.8 F1 (20M) + L800 F1 (15M) |  | 2 |  |  | IIB
Sep 2022 add | DUB0307 | Tamcon 86 |  | DUB5307 | DUBL0307 |  | DXB | 24.9812 | 55.177369 | du | Residential | IBS | Dubai South | DUBAI_Dubai Green Community | 1059802 | 2CC |  | 0 | in |  | On Air | On Air |  | Huawei | 3G+4G | HW U900 F1 | HW L1.8 F1 (20M) + L800 F1 (15M) |  | 2 |  |  | MW
Sep 2022 add | DUB0201 | Masaken Wasl - R1088 _Site-2 |  | DUB5201 | DUBL0201 |  | DXB | 25.2765 | 55.365893 | ETC | Residential | IBS | Dubai North | DUBAI_AL QUSAIS FIRST | 1023200 | 2CC |  | 0 | in |  | On Air | On Air |  | Huawei | 3G+4G | HW U900 F1 | HW L1.8 F1 (20M) + L800 F1 (15M) |  | 12 |  |  | IIB
Sep 2022 add | DUB0259 | S19 Hotel_Al Jaddaf |  | DUB5259 | DUBL0259 |  | DXB | 25.2223 | 55.33488 | ETC | Hotel | IBS | Dubai North | DUBAI_AL JADAF | 1032600 | 2CC |  | DXB_E3279X_10676_001008002 | in |  | On Air | On Air |  | Huawei | 3G+4G | HW U900 F1 | HW L1.8 F1 (20M) + L800 F1 (15M) |  | 2 |  |  | IIB
Sep 2022 add | DUB0009 | Beach Vista by EMAAR _JUMEIRAH THE PALM |  | DUB5009 | DUBL0009 |  | DXB | 25.0971 | 55.138600 | ETC | Residential | IBS | Dubai South | DUBAI_NAKHLAT JUMEIRA (THE PALM JUMEIRAH) | 1038100 | 2CC |  | 0 | in |  | On Air | On Air |  | Huawei | 3G+4G | HW U900 F1 | HW L1.8 F1 (20M) + L800 F1 (15M) |  | 12 |  |  | IIB
Sep 2022 add | DUB0105 | Taaleem Residence at Studio City |  | DUB5105 | DUBL0105 |  | DXB | 25.0414 | 55.246929 | du | Residential | IBS | Dubai South | DUBAI_AL HEBIAH SECOND (DUBAI LAND) | 1067500 | 2CC |  | DXB_E3177Y_11223_001002006 | in |  | On Air | On Air |  | Huawei | 3G+4G | HW U900 F1 | HW L1.8 F1 (20M) + L800 F1 (15M) |  | 4 |  |  | IIB
Sep 2022 add | DUB0040 | TAMCON 60 |  | DUB5040 | DUBL0040 |  | DXB | 24.9894 | 55.203130 | du | Residential | IBS | Dubai South | DUBAI_DUBAI INVESTMENT PARK SECOND | 1059700 | 2CC |  | 0 | in |  | On Air | On Air |  | Huawei | 3G+4G | HW U900 F1 | HW L1.8 F1 (20M) + L800 F1 (15M) |  | 4 |  |  | MW
Sep 2022 add | DUB0350 | Capitol Tower Al Barsha Heights |  | DUB5350 | DUBL0350 |  | DXB | 25.1006 | 55.178494 | du | Residential | IBS | Dubai South | DUBAI_AL THANYAH FIRST (AL SAFOUH THIRD) | 1038300 | 2CC |  | DXB_E3177F_11015_001002006 | in |  | On Air | On Air |  | Huawei | 3G+4G | HW U900 F1 | HW L1.8 F1 (20M) + L800 F1 (15M) |  | 2 |  |  | IIB
Sep 2022 add | DUB0008 | Hera Tower @ DSC |  | DUB5008 | DUBL0008 | DUBNR0008 | DXB | 25.0404 | 55.22228 | du | Residential | IBS | Dubai South | DUBAI_AL HEBIAH FOURTH (DUBAI SPORTS CITY) | 1068200 | 3CC |  | 0 | in |  | On Air | On Air | On Air | Huawei | 3G+4G+5G | HW U900 F1 | HW L1.8 F1/F2 (20+15M) + L800 F1 (15M) | 2CC | 6 | 3/0 | N78 F1 + N78 F2 | IIB
Sep 2022 add | DUB0940 | Awqaf and Minors Affairs Foundation Al Garhoud |  | DUB5940 | DUBL0940 |  | DXB | 25.2324 | 55.353606 | du | Government | IBS | Dubai North | Dubai_Al Garhoud | 1021400 | 2CC |  | 0 | in |  | On Air | On Air |  | Huawei | 3G+4G | HW U900 F1 | HW L1.8 F1 (20M) + L800 F1 (15M) |  | 2 |  |  | MW
Sep 2022 add | DUB0362 | Muzoon 11_MUHAISANAH FOURTH |  | DUB5362 | DUBL0362 |  | DXB | 25.2834 | 55.398383 | ETC | Residential | IBS | Dubai North | DUBAI_MUHAISANAH FOURTH | 1024500 | 2CC |  | DXB_E3379G_11332_001001001; DXB_E3379G_11332_001002001 | in |  | On Air | On Air |  | Huawei | 3G+4G | HW U900 F1 | HW L1.8 F1 (20M) + L800 F1 (15M) |  | 4 |  |  | IIB
Sep 2022 add | DUB0132 | Iliyaa 3 Tower DSO |  | DUB5132 | DUBL0132 |  | DXB | 25.1074 | 55.377778 | du | Residential | IBS | Dubai North | DUBAI_NADD HESSA (DUBAI SILICON OASIS) | 1062600 | 2CC |  | DXB_E3377F_10529_001002010 | in |  | On Air | On Air |  | Huawei | 3G+4G | HW U900 F1 | HW L1.8 F1 (20M) + L800 F1 (15M) |  | 2 |  |  | IIB
Sep 2022 add | DUB0010 | Nasmah Tower_AL NAHDA FIRST |  | DUB5010 | DUBL0010 |  | DXB | 25.2943 | 55.362005 | ETC | Residential | IBS | Dubai North | DUBAI_AL NAHDA FIRST | 1023100 | 2CC |  | DXB_E3379A_10645_001002001 | in |  | On Air | On Air |  | Huawei | 3G+4G | HW U900 F1 | HW L1.8 F1 (20M) + L800 F1 (15M) |  | 4 |  |  | IIB
Sep 2022 add | DUB0080 | Al Salemiyah Tower_Deira |  | DUB5080 | DUBL0080 |  | DXB | 25.2579 | 55.322122 | ETC | Commercial | IBS | Dubai North | DUBAI_RIGGAT AL BUTEEN | 1012500 | 2CC |  | 0 | in |  | On Air | On Air |  | Huawei | 3G+4G | HW U900 F1 | HW L1.8 F1 (20M) + L800 F1 (15M) |  | 2 |  |  | IIB
Sep 2022 add | DUB0104 | Mid-Income Building @Al Muhaisna 4 |  | DUB5104 | DUBL0104 |  | DXB | 25.2827 | 55.40165 | ETC | Residential | IBS | Dubai North | DUBAI_MUHAISANAH FOURTH | 1024500 | 2CC |  | 0 | in |  | On Air | On Air |  | Huawei | 3G+4G | HW U900 F1 | HW L1.8 F1 (20M) + L800 F1 (15M) |  | 4 |  |  | IIB
Sep 2022 add | DUB0379 | Shamal Wave-004 |  | DUB5379 | DUBL0379 |  | DXB | 25.0508 | 55.198694 | du | Residential | IBS | Dubai South | DUBAI_AL BARSHA SOUTH FOURTH (JUMEIRAH VILLAGE SOUTH) | 1068100 | 2CC |  | DXB_E3177V_11002_001007002 | in |  | On Air | On Air |  | Huawei | 3G+4G | HW U900 F1 | HW L1.8 F1 (20M) + L800 F1 (15M) |  | 2 |  |  | IIB
Sep 2022 add | DUB0240 | Pearl Building Al Rigga |  | DUB5240 | DUBL0240 |  | DXB | 25.2676 | 55.305450 | ETC | Commercial | IBS | Dubai North | DUBAI_AL RIGGA | 1011900 | 2CC |  | 0 | in |  | On Air | On Air |  | Huawei | 3G+4G | HW U900 F1 | HW L1.8 F1 (20M) + L800 F1 (15M) |  | 2 |  |  | MW
Sep 2022 add | DUB0158 | ITIJAR TOWER_AL NAHDA FIRST |  | DUB5158 | DUBL0158 |  | DXB | 25.2874 | 55.36494 | ETC | Residential | IBS | Dubai North | DUBAI_AL NAHDA FIRST | 1023100 | 2CC |  | DXB_E3379F_10880_001001007 | in |  | On Air | On Air |  | Huawei | 3G+4G | HW U900 F1 | HW L1.8 F1 (20M) + L800 F1 (15M) |  | 4 |  |  | IIB
Sep 2022 add | DUB0950 | Al Serkal Office Building |  | DUB5950 | DUBL0950 |  | DXB | 25.2569 | 55.336499 | ETC | Commercial | IBS | Dubai North | DUBAI_PORT SAEED | 1012900 | 2CC |  | DXB_E3279N_11213_001003005 | in |  | On Air | On Air |  | Huawei | 3G+4G | HW U900 F1 | HW L1.8 F1 (20M) + L800 F1 (15M) |  | 2 |  |  | IIB
Sep 2022 add | DUB0811 | AL Khair 4 _Satwa |  | DUB5811 | DUBL0811 |  | DXB | 25.2243 | 55.27971 | ETC | Residential | IBS | Dubai North | DUBAI_AL SATWA | 1033400 | 2CC |  | 0 | in |  | On Air | On Air |  | Huawei | 3G+4G | HW U900 F1 | HW L1.8 F1 (20M) + L800 F1 (15M) |  | 2 |  |  | IIB
Sep 2022 add | DUB0031 | Emirates Three Towers-Site-1 |  | DUB5031 | DUBL0031 |  | DXB | 25.0795 | 55.245516 | ETC | Residential | IBS | Dubai South | DUBAI_AL BARSHA SOUTH SECOND | 1067200 | 2CC |  | DXB_E3177O_10202_001002002 | in |  | On Air | On Air |  | Huawei | 3G+4G | HW U900 F1 | HW L1.8 F1 (20M) + L800 F1 (15M) |  | 6 |  |  | IIB
Sep 2022 add | DUB0407 | Al Wasl-Building 41_Al Nahda |  | DUB5407 | DUBL0407 |  | DXB | 25.2915 | 55.382239 | ETC | Residential | IBS | Dubai North | DUBAI_AL NAHDA SECOND | 1024100 | 2CC |  | DXB_E3379B_11500_001001001 | in |  | On Air | On Air |  | Huawei | 3G+4G | HW U900 F1 | HW L1.8 F1 (20M) + L800 F1 (15M) |  | 2 |  |  | IIB
Sep 2022 add | DUB0968 | Al Zarooni Building Nad Al Hammar |  | DUB5968 | DUBL0968 |  | DXB | 25.1869 | 55.394405 | du | Residential | IBS | Dubai North | Dubai_Nadd Al Hamar | 1041600 | 2CC |  | DXB_E3378G_10332_001002003 | in |  | On Air | On Air |  | Huawei | 3G+4G | HW U900 F1 | HW L1.8 F1 (20M) + L800 F1 (15M) |  | 2 |  |  | IIB
Sep 2022 add | DUB0311 | Dubai English Speaking College_Right Side Part |  | DUB5311 | DUBL0311 |  | DXB | 25.1053 | 55.402471 | du | University/School | IBS | Dubai North | DUBAI_AL ROWAIYAH SECOND (800) | 1081300 | 2CC |  | DXB_E3377G_10051_001001003 | in |  | On Air | On Air |  | Huawei | 3G+4G | HW U900 F1 | HW L1.8 F1 (20M) + L800 F1 (15M) |  | 2 |  |  | IIB
Sep 2022 add | DUB0049 | Dutco HQ_Port Saeed |  | DUB5049 | DUBL0049 |  | DXB | 25.2536 | 55.329326 | ETC | Commercial | IBS | Dubai North | DUBAI_PORT SAEED | 1012900 | 2CC |  | 0 | in |  | On Air | On Air |  | Huawei | 3G+4G | HW U900 F1 | HW L1.8 F1 (20M) + L800 F1 (15M) |  | 2 |  |  | MW
Sep 2022 add | DUB0258 | SWAY RESIDENCES-J252 @DUBAI HILLS |  | DUB5258 | DUBL0258 |  | DXB | 25.1116 | 55.251278 | ETC | Residential | IBS | Dubai South | DUBAI_HADAEQ SHEIKH MOHAMMED BIN RASHID (RANCHES) | 1063100 | 2CC |  | 0 | in |  | On Air | On Air |  | Huawei | 3G+4G | HW U900 F1 | HW L1.8 F1 (20M) + L800 F1 (15M) |  | 4 |  |  | IIB
Sep 2022 add | DUB0421 | The Corner Residences Arjan |  | DUB5421 | DUBL0421 |  | DXB | 25.058 | 55.241897 | du | Residential | IBS | Dubai South | Dubai_Al Barsha South Third | 1067300 | 2CC |  | DXB_E3177S_10311_001007001 | in |  | On Air | On Air |  | Huawei | 3G+4G | HW U900 F1 | HW L1.8 F1 (20M) + L800 F1 (15M) |  | 2 |  |  | IIB
Sep 2022 add | DUB0005 | Al Badia Residence Bldg 11 |  | DUB5005 | DUBL0005 |  | DXB | 25.219 | 55.369571 | ETC | Residential | IBS | Dubai North | DUBAI_AL KHEERAN (RAS AL HAMAR) | 1041200 | 2CC |  | 0 | in |  | On Air | On Air |  | Huawei | 3G+4G | HW U900 F1 | HW L1.8 F1 (20M) + L800 F1 (15M) |  | 4 |  |  | MW
Sep 2022 add | DUB0976 | Al Joud Building_AL QUSAIS FIRST |  | DUB5976 | DUBL0976 |  | DXB | 25.2728 | 55.3809891 | ETC | 0 | IBS | Dubai North | DUBAI_AL QUSAIS FIRST | 1023200 | 2CC |  | DXB_E3379F_10887_001001001 | in |  | On Air | On Air |  | Huawei | 3G+4G | HW U900 F1 | HW L1.8 F1 (20M) + L800 F1 (15M) |  | 2 |  |  | IIB
Sep 2022 add | DUB0224 | Garden City 2 ASAS |  | DUB5224 | DUBL0224 |  | DXB | 25.2206 | 55.275295 | du | Residential | IBS | Dubai North | DUBAI_AL SATWA | 1033400 | 2CC |  | 0 | in |  | On Air | On Air |  | Huawei | 3G+4G | HW U900 F1 | HW L1.8 F1 (20M) + L800 F1 (15M) |  | 2 |  |  | IIB
Sep 2022 add | DUB0881 | Central One-5 Dubai |  | DUB5881 | DUBL0881 |  | DXB | 25.2226 | 55.27522 | du | Residential | IBS | Dubai North | DUBAI_AL SATWA | 1033400 | 2CC |  | DXB_E3279U_16027_001011002 | in |  | On Air | On Air |  | Huawei | 3G+4G | HW U900 F1 | HW L1.8 F1 (20M) + L800 F1 (15M) |  | 2 |  |  | IIB
Sep 2022 add | DUB0081 | Al Khaimah Building_PORT SAEED |  | DUB5081 | DUBL0081 |  | DXB | 25.2606 | 55.335145 | ETC | Commercial | IBS | Dubai North | DUBAI_PORT SAEED | 1012900 | 2CC |  | 0 | in |  | On Air | On Air |  | Huawei | 3G+4G | HW U900 F1 | HW L1.8 F1 (20M) + L800 F1 (15M) |  | 2 |  |  | IIB
Sep 2022 add | DUB0241 | Suhail Al Aleeli Building |  | DUB5241 | DUBL0241 |  | DXB | 25.2869 | 55.35485 | ETC | Residential | IBS | Dubai North | DUBAI_AL MAMZAR | 1013400 | 2CC |  | DXB_E3279J_11800_001019004 | in |  | On Air | On Air |  | Huawei | 3G+4G | HW U900 F1 | HW L1.8 F1 (20M) + L800 F1 (15M) |  | 2 |  |  | IIB
Sep 2022 add | DUB0128 | Ali Shirawi Building_Business Bay |  | DUB5128 | DUBL0128 |  | DXB | 25.1907 | 55.29107 | ETC | Residential | IBS | Dubai North | DUBAI_BURJ KHALIFA (BUSINESS BAY) | 1034500 | 2CC |  | 0 | in |  | On Air | On Air |  | Huawei | 3G+4G | HW U900 F1 | HW L1.8 F1 (20M) + L800 F1 (15M) |  | 6 |  |  | IIB
Sep 2022 add | DUB0978 | Al Naboodah Building CBD10_International City |  | DUB5978 | DUBL0978 |  | DXB | 25.1652 | 55.405856 | ETC | Commercial | IBS | Dubai North | DUBAI_WARSAN FIRST | 1062100 | 2CC |  | 0 | in |  | On Air | On Air |  | Huawei | 3G+4G | HW U900 F1 | HW L1.8 F1 (20M) + L800 F1 (15M) |  | 2 |  |  | IIB
Sep 2022 add | DUB0164 | Dubai Supreme Court_UMM HURAIR |  | DUB5164 | DUBL0164 |  | DXB | 25.2491 | 55.319435 | ETC | Government | IBS | Dubai North | DUBAI_UMM HURAIR SECOND | 1031500 | 2CC |  | DXB_E3279R_11482_001001001 | in |  | On Air | On Air |  | Huawei | 3G+4G | HW U900 F1 | HW L1.8 F1 (20M) + L800 F1 (15M) |  | 6 |  |  | IIB
Sep 2022 add | DUB0944 | Dubai Sports Council_Al Jaddaf |  | DUB5944 | DUBL0944 |  | DXB | 25.2201 | 55.326493 | ETC | Government | IBS | Dubai North | DUBAI_AL JADAF | 1032600 | 2CC |  | 0 | in |  | On Air | On Air |  | Huawei | 3G+4G | HW U900 F1 | HW L1.8 F1 (20M) + L800 F1 (15M) |  | 2 |  |  | IIB
Sep 2022 add | DUB0567 | Khalifa Khlaf Al Mazroui Building _AL GARHOUD |  | DUB5567 | DUBL0567 |  | DXB | 25.2468 | 55.341616 | ETC | Residential | IBS | Dubai North | DUBAI_AL GARHOUD | 1021400 | 2CC |  | 0 | in |  | On Air | On Air |  | Huawei | 3G+4G | HW U900 F1 | HW L1.8 F1 (20M) + L800 F1 (15M) |  | 2 |  |  | IIB
Sep 2022 add | DUB0479 | BINGHATTI West |  | DUB5479 | DUBL0479 |  | DXB | 25.0855 | 55.387671 | du | Residential | IBS | Dubai South | DUBAI_WADI AL SAFA 5 (DUBAI LAND) | 1064800 | 2CC |  | DXB_E3377L_10166_001002004 | in |  | On Air | On Air |  | Huawei | 3G+4G | HW U900 F1 | HW L1.8 F1 (20M) + L800 F1 (15M) |  | 2 |  |  | IIB
Sep 2022 add | DUB0209 | The Zen_Dubai Marina |  | DUB5209 | DUBL0209 |  | DXB | 25.0676 | 55.131099 | ETC | Residential | IBS | Dubai South | DUBAI_MARSA DUBAI | 1039200 | 2CC |  | DXB_E3077S_10073_001002011 | in |  | On Air | On Air |  | Huawei | 3G+4G | HW U900 F1 | HW L1.8 F1 (20M) + L800 F1 (15M) |  | 2 |  |  | IIB
Sep 2022 add | DUB0169 | 151 Residence Satwa |  | DUB5169 | DUBL0169 |  | DXB | 25.2264 | 55.277479 | du | Residential | IBS | Dubai North | DUBAI_AL SATWA | 1033400 | 2CC |  | DXB_E3279U_16036_001013001 | in |  | On Air | On Air |  | Huawei | 3G+4G | HW U900 F1 | HW L1.8 F1 (20M) + L800 F1 (15M) |  | 4 |  |  | IIB
Sep 2022 add | DUB0469 | Binghatti East |  | DUB5469 | DUBL0469 |  | DXB | 25.0862 | 55.388452 | du | Residential | IBS | Dubai South | DUBAI_WADI AL SAFA 5 (DUBAI LAND) | 1064800 | 2CC |  | DXB_E3377L_10164_001002004 | in |  | On Air | On Air |  | Huawei | 3G+4G | HW U900 F1 | HW L1.8 F1 (20M) + L800 F1 (15M) |  | 2 |  |  | IIB
Sep 2022 add | DUB0134 | Al Badaa Heights _Al Satwa |  | DUB5134 | DUBL0134 |  | DXB | 25.2131 | 55.272961 | ETC | Residential | IBS | Dubai North | DUBAI_AL SATWA | 1033400 | 2CC |  | DXB_E3278A_11696_001002020 | in |  | On Air | On Air |  | Huawei | 3G+4G | HW U900 F1 | HW L1.8 F1 (20M) + L800 F1 (15M) |  | 8 |  |  | IIB
Sep 2022 add | DUB0799 | AL Khair 5 _Satwa |  | DUB5799 | DUBL0799 |  | DXB | 25.2213 | 55.27806 | ETC | Residential | IBS | Dubai North | DUBAI_AL SATWA | 1033400 | 2CC |  | 0 | in |  | On Air | On Air |  | Huawei | 3G+4G | HW U900 F1 | HW L1.8 F1 (20M) + L800 F1 (15M) |  | 2 |  |  | IIB
Sep 2022 add | DUB0665 | GDH Building 2 |  | DUB5665 | DUBL0665 |  | DXB | 25.1185 | 55.383100 | du | Commercial | IBS | Dubai North | DUBAI_NADD HESSA (DUBAI SILICON OASIS) | 1062600 | 2CC |  | 0 | in |  | On Air | On Air |  | Huawei | 3G+4G | HW U900 F1 | HW L1.8 F1 (20M) + L800 F1 (15M) |  | 2 |  |  | IIB
Sep 2022 add | DUB0037 | The One Hotel_Business Bay |  | DUB5037 | DUBL0037 |  | DXB | 25.1789 | 55.275924 | ETC | Hotel | IBS | Dubai North | DUBAI_BURJ KHALIFA (BUSINESS BAY) | 1034500 | 2CC |  | 0 | in |  | On Air | On Air |  | Huawei | 3G+4G | HW U900 F1 | HW L1.8 F1 (20M) + L800 F1 (15M) |  | 4 |  |  | IIB
Sep 2022 add | DUB0097 | Sky Building_Abu Hail |  | DUB5097 | DUBL0097 |  | DXB | 25.2771 | 55.349495 | ETC | Residential | IBS | Dubai North | DUBAI_HOR AL ANZ EAST | 1013300 | 2CC |  | DXB_E3279J_11849_001001001 | in |  | On Air | On Air |  | Huawei | 3G+4G | HW U900 F1 | HW L1.8 F1 (20M) + L800 F1 (15M) |  | 2 |  |  | IIB
Sep 2022 add | DUB0874 | Central One-4 Dubai |  | DUB5874 | DUBL0874 |  | DXB | 25.2287 | 55.282570 | du | Residential | IBS | Dubai North | DUBAI_AL SATWA | 1033400 | 2CC |  | DXB_E3279U_16023_001011002 | in |  | On Air | On Air |  | Huawei | 3G+4G | HW U900 F1 | HW L1.8 F1 (20M) + L800 F1 (15M) |  | 2 |  |  | IIB
Sep 2022 add | DUB0189 | Al Telal 20 Residence Nad Al Hammar |  | DUB5189 | DUBL0189 |  | DXB | 25.1848 | 55.391066 | du | Residential | IBS | Dubai North | Dubai_Nadd Al Hamar | 1041600 | 2CC |  | 0 | in |  | On Air | On Air |  | Huawei | 3G+4G | HW U900 F1 | HW L1.8 F1 (20M) + L800 F1 (15M) |  | 2 |  |  | IIB
Sep 2022 add | DUB0216 | Al Sedrah Tower_AL NAHDA FIRST |  | DUB5216 | DUBL0216 |  | DXB | 25.2848 | 55.3602 | ETC | Residential | IBS | Dubai North | DUBAI_AL NAHDA FIRST | 1023100 | 2CC |  | DXB_E3279J_11848_001001001 | in |  | On Air | On Air |  | Huawei | 3G+4G | HW U900 F1 | HW L1.8 F1 (20M) + L800 F1 (15M) |  | 4 |  |  | IIB
Sep 2022 add | DUB0115 | Warqa Medical Center |  | DUB5115 | DUBL0115 |  | DXB | 25.1891 | 55.408130 | ETC | Commercial | IBS | Dubai North | DUBAI_AL WARQAA FIRST (AL WARQA FIRST) | 1042100 | 2CC |  | 0 | in |  | On Air | On Air |  | Huawei | 3G+4G | HW U900 F1 | HW L1.8 F1 (20M) + L800 F1 (15M) |  | 2 |  |  | IIB
Sep 2022 add | DUB0142 | New Gargash Building_AL MURAQQABAT |  | DUB5142 | DUBL0142 |  | DXB | 25.2647 | 55.316075 | ETC | Commercial | IBS | Dubai North | DUBAI_AL MURAQQABAT | 1012400 | 2CC |  | DXB_E3279M_11373_001001001 | in |  | On Air | On Air |  | Huawei | 3G+4G | HW U900 F1 | HW L1.8 F1 (20M) + L800 F1 (15M) |  | 2 |  |  | IIB
Sep 2022 add | DUB0531 | Jam Marina Residence_Dubai Marina |  | DUB5531 | DUBL0531 |  | DXB | 25.0799 | 55.139107 | ETC | Residential | IBS | Dubai South | ABU DHABI_Tourist Club Area | 2500100 | 2CC |  | 0 | in |  | On Air | On Air |  | Huawei | 3G+4G | HW U900 F1 | HW L1.8 F1 (20M) + L800 F1 (15M) |  | 4 |  |  | IIB
Sep 2022 add | DUB0038 | Emirates Three Towers - Tower 2 |  | DUB5038 | DUBL0038 |  | DXB | 25.0795 | 55.245516 | ETC | Residential | IBS | Dubai South | DUBAI_AL BARSHA SOUTH SECOND | 1067200 | 2CC |  | DXB_E3177O_10201_001030001 | in |  | On Air | On Air |  | Huawei | 3G+4G | HW U900 F1 | HW L1.8 F1 (20M) + L800 F1 (15M) |  | 6 |  |  | IIB
Sep 2022 add | DUB0515 | Al Sedqi Tower Al Nahda 1 |  | DUB5515 | DUBL0515 |  | DXB | 25.2905 | 55.366926 | du | Residential | IBS | Dubai North | Dubai_Al Nahda First | 1023100 | 2CC |  | DXB_E3379A_10656_001001001 | in |  | On Air | On Air |  | Huawei | 3G+4G | HW U900 F1 | HW L1.8 F1 (20M) + L800 F1 (15M) |  | 4 |  |  | IIB
Sep 2022 add | DUB0223 | Garden City 1 ASAS |  | DUB5223 | DUBL0223 |  | DXB | 25.2209 | 55.274416 | du | Residential | IBS | Dubai North | DUBAI_AL SATWA | 1033400 | 2CC |  | DXB_E3279U_14755_001010002 | in |  | On Air | On Air |  | Huawei | 3G+4G | HW U900 F1 | HW L1.8 F1 (20M) + L800 F1 (15M) |  | 2 |  |  | IIB
Sep 2022 add | DUB0429 | PALMA Building Jadaf |  | DUB5429 | DUBL0429 |  | DXB | 25.2236 | 55.329199 | du | Residential | IBS | Dubai North | DUBAI_AL JADAF | 1032600 | 2CC |  | 0 | in |  | On Air | On Air |  | Huawei | 3G+4G | HW U900 F1 | HW L1.8 F1 (20M) + L800 F1 (15M) |  | 2 |  |  | IIB
Sep 2022 add | DUB0084 | Telal Towers-Al SAFOUH |  | DUB5084 | DUBL0084 |  | DXB | 25.0995 | 55.174269 | ETC | Hotel | IBS | Dubai South | DUBAI_AL THANYAH FIRST (AL SAFOUH THIRD) | 1038300 | 2CC |  | 0 | in |  | On Air | On Air |  | Huawei | 3G+4G | HW U900 F1 | HW L1.8 F1 (20M) + L800 F1 (15M) |  | 8 |  |  | IIB
Sep 2022 add | DUB0026 | AL Fattan Plaza |  | DUB5026 | DUBL0026 |  | DXB | 25.2511 | 55.344789 | ETC | Commercial | IBS | Dubai North | DUBAI_AL GARHOUD | 1021400 | 2CC |  | 0 | in |  | On Air | On Air |  | Huawei | 3G+4G | HW U900 F1 | HW L1.8 F1 (20M) + L800 F1 (15M) |  | 2 |  |  | IIB
Sep 2022 add | DUB0966 | Grandeur Hotel Al Barsha |  | DUB5966 | DUBL0966 |  | DXB | 25.1095 | 55.202983 | ETC | Hotel | IBS | Dubai South | DUBAI_AL BARSHA FIRST | 1037300 | 2CC |  | DXB_E3177B_10360_001001001 | in |  | On Air | On Air |  | Huawei | 3G+4G | HW U900 F1 | HW L1.8 F1 (20M) + L800 F1 (15M) |  | 2 |  |  | IIB
Sep 2022 add | DUB0266 | Student Accommodation-Phase 2 |  | DUB5266 | DUBL0266 |  | DXB | 25.1273 | 55.423430 | du | Residential | IBS | Dubai North | DUBAI_AL ROWAIYAH FIRST (800) | 1081200 | 2CC |  | DXB_E3377D_10025_001002002 | in |  | On Air | On Air |  | Huawei | 3G+4G | HW U900 F1 | HW L1.8 F1 (20M) + L800 F1 (15M) |  | 12 |  |  | IIB
Sep 2022 add | DUB0472 | Atlantis Management Accommodation Building M1 |  | DUB5472 | DUBL0472 |  | DXB | 25.0662 | 55.210675 | ETC | Commercial | IBS | Dubai South | DUBAI_AL BARSHA SOUTH FOURTH (JUMEIRAH VILLAGE SOUTH) | 1068100 | 2CC |  | DXB_E3177R_10012_001013002 | in |  | On Air | On Air |  | Huawei | 3G+4G | HW U900 F1 | HW L1.8 F1 (20M) + L800 F1 (15M) |  | 2 |  |  | IIB
Sep 2022 add | DUB0667 | Al Mawakeb School Al Garhoud |  | DUB5667 | DUBL0667 |  | DXB | 25.2348 | 55.359127 | du | University/School | IBS | Dubai North | DUBAI_AL GARHOUD | 1021400 | 2CC |  | DXB_E3279Y_10292_001001001 | in |  | On Air | On Air |  | Huawei | 3G+4G | HW U900 F1 | HW L1.8 F1 (20M) + L800 F1 (15M) |  | 2 |  |  | IIB
Sep 2022 add | DUB0212 | Etlala Residence |  | DUB5212 | DUBL0212 |  | DXB | 25.0948 | 55.372761 | ETC | Residential | IBS | Dubai South | DUBAI_WADI AL SAFA 5 (DUBAI LAND) | 1064800 | 2CC |  | 0 | in |  | On Air | On Air |  | Huawei | 3G+4G | HW U900 F1 | HW L1.8 F1 (20M) + L800 F1 (15M) |  | 6 |  |  | IIB
Sep 2022 add | DUB0287 | Grand Hyatt Exhibition Center_UMM HURAIR |  | DUB5287 | DUBL0287 |  | DXB | 25.2285 | 55.329071 | ETC | Exhibition / Theater | IBS | Dubai North | DUBAI_UMM HURAIR SECOND | 1031500 | 2CC |  | DXB_E3279X_10521_001001001 | in |  | On Air | On Air |  | Huawei | 3G+4G | HW U900 F1 | HW L1.8 F1 (20M) + L800 F1 (15M) |  | 2 |  |  | IIB
Sep 2022 add | DUB0975 | Binghatti Gems JVC |  | DUB5975 | DUBL0975 |  | DXB | 25.0545 | 55.221022 | du | University/School | IBS | Dubai South | Dubai_Al Barsha South Fourth (Jumeirah Village South) | 1068100 | 2CC |  | DXB_E3177R_11523_001011001 | in |  | On Air | On Air |  | Huawei | 3G+4G | HW U900 F1 | HW L1.8 F1 (20M) + L800 F1 (15M) |  | 2 |  |  | IIB
Sep 2022 add | DUB0677 | DUBAI HARBOUR MARINA OPERATIONS &DOCK MASTERS |  | DUB5677 | DUBL0677 |  | DXB | 25.0889 | 55.143489 | ETC | Commercial | IBS | Dubai South | DUBAI_MARSA DUBAI | 1039200 | 2CC |  | DXB_E3077I_10091_001003001 | in |  | On Air | On Air |  | Huawei | 3G+4G | HW U900 F1 | HW L1.8 F1 (20M) + L800 F1 (15M) |  | 2 |  |  | IIB
Sep 2022 add | DXN0470 | Residential Building (Plot 673131) Al Barsha South |  | DXN5470 | DXNL0470 |  | DXB | 25.0653 | 55.235616 | du | Residential | IBS | Dubai South | Dubai_Al Barsha South Third | 1067300 | 2CC |  | DXB_E3177S_10279_001010001 | in |  | On Air | On Air |  | Huawei | 3G+4G | HW U900 F1 | HW L1.8 F1 (20M) + L800 F1 (15M) |  | 4 |  |  | IIB
Sep 2022 add | DXN0713 | GLAMZ Residence By Danube Al Furjan |  | DXN5713 | DXNL0713 |  | DXB | 25.0336 | 55.141854 | du | Residential | IBS | Dubai South | DUBAI_Discovery Gardens | 1059101 | 2CC |  | DXB_E3076D_10925_001002011 | in |  | On Air | On Air |  | Huawei | 3G+4G | HW U900 F1 | HW L1.8 F1 (20M) + L800 F1 (15M) |  | 6 |  |  | IIB
Sep 2022 add | DUB0174 | Bin Dhaen Holding Mall & Mix use Building |  | DUB5174 | DUBL0174 |  | DXB | 25.2434 | 55.277056 | ETC | Mixed Use | IBS | Dubai North | DUBAI_AL HUDAIBA | 1032200 | 2CC |  | DXB_E3279P_12116_001001001 | in |  | On Air | On Air |  | Huawei | 3G+4G | HW U900 F1 | HW L1.8 F1 (20M) + L800 F1 (15M) |  | 8 |  |  | IIB
Sep 2022 add | DXN0060 | Laya Mansion Building JVC Dubai |  | DXN5060 | DXNL0060 |  | DXB | 25.0558 | 55.201335 | du | Residential | IBS | Dubai South | DUBAI_AL BARSHA SOUTH FOURTH (JUMEIRAH VILLAGE SOUTH) | 1068100 | 2CC |  | DXB_E3177Q_12085_001008001 | in |  | On Air | On Air |  | Huawei | 3G+4G | HW U900 F1 | HW L1.8 F1 (20M) + L800 F1 (15M) |  | 4 |  |  | IIB
Sep 2022 add | DUB0475 | K1 Building Dubailand |  | DUB5475 | DUBL0475 |  | DXB | 25.0853 | 55.386765 | du | Residential | IBS | Dubai South | Dubai_Wadi Al Safa 5 (Dubai Land) | 1064800 | 2CC |  | 0 | in |  | On Air | On Air |  | Huawei | 3G+4G | HW U900 F1 | HW L1.8 F1 (20M) + L800 F1 (15M) |  | 2 |  |  | IIB
Sep 2022 add | DUB0250 | Gardenia Residence_Dubai Hills |  | DUB5250 | DUBL0250 |  | DXB | 25.1121 | 55.24452 | ETC | Residential | IBS | Dubai South | DUBAI_HADAEQ SHEIKH MOHAMMED BIN RASHID (RANCHES) | 1063100 | 1CC |  | 0 | in |  | On Air | On Air |  | Huawei | 3G+4G | HW U900 F1 | HW L1.8 F1 (20M) |  | 12 |  |  | IIB
Sep 2022 add | DUB0891 | Central One-6 Dubai |  | DUB5891 | DUBL0891 |  | DXB | 25.2287 | 55.282570 | du | Residential | IBS | Dubai North | DUBAI_AL SATWA | 1033400 | 2CC |  | 0 | in |  | On Air | On Air |  | Huawei | 3G+4G | HW U900 F1 | HW L1.8 F1 (20M) + L800 F1 (15M) |  | 2 |  |  | IIB
Sep 2022 add | DUB0409 | The Gate Residences 2_Dubai Land |  | DUB5409 | DUBL0409 |  | DXB | 25.0937 | 55.383606 | ETC | Residential | IBS | Dubai South | DUBAI_WADI AL SAFA 5 (DUBAI LAND) | 1064800 | 2CC |  | 0 | in |  | On Air | On Air |  | Huawei | 3G+4G | HW U900 F1 | HW L1.8 F1 (20M) + L800 F1 (15M) |  | 4 |  |  | IIB
Sep 2022 add | DUB0106 | Centurion Residence DIP 2 |  | DUB5106 | DUBL0106 |  | DXB | 24.9907 | 55.201742 | du | Residential | IBS | Dubai South | DUBAI_DUBAI INVESTMENT PARK SECOND | 1059700 | 2CC |  | DXB_E3176L_10018_001001001 | in |  | On Air | On Air |  | Huawei | 3G+4G | HW U900 F1 | HW L1.8 F1 (20M) + L800 F1 (15M) |  | 6 |  |  | MW
Sep 2022 add | DUB0947 | ART Residential Building |  | DUB5947 | DUBL0947 |  | DXB | 25.0943 | 55.17474 | du | Residential | IBS | Dubai South | DUBAI_AL THANYAH FIRST (AL SAFOUH THIRD) | 1038300 | 2CC |  | 0 | in |  | On Air | On Air |  | Huawei | 3G+4G | HW U900 F1 | HW L1.8 F1 (20M) + L800 F1 (15M) |  | 2 |  |  | IIB
Sep 2022 add | DUB0297 | ART XII Buildings |  | DUB5297 | DUBL0297 |  | DXB | 25.1011 | 55.176968 | ETC | Residential | IBS | Dubai South | DUBAI_AL THANYAH FIRST (AL SAFOUH THIRD) | 1038300 | 2CC |  | DXB_E3177F_11050_001016002 | in |  | On Air | On Air |  | Huawei | 3G+4G | HW U900 F1 | HW L1.8 F1 (20M) + L800 F1 (15M) |  | 4 |  |  | IIB
Sep 2022 add | DXN0630 | B+G+5+R Residential Apartment Meydan |  | DXN5630 | DXNL0630 |  | DXB | 25.1275 | 55.355706 | du | Residential | IBS | Dubai South | Dubai_Wadi Al Safa 3 (Ranches) | 1064500 | 1CC |  | 0 | in |  | On Air | On Air |  | Huawei | 3G+4G | HW U900 F1 | HW L1.8 F1 (20M) |  | 2 |  |  | IIB
Sep 2022 add | DUB0681 | Al Masood Tower Deira |  | DUB5681 | DUBL0681 |  | DXB | 25.2568 | 55.333579 | ETC | Commercial | IBS | Dubai North | DUBAI_PORT SAEED | 1012900 | 2CC |  | DXB_E3279N_10949_001007001 | in |  | On Air | On Air |  | Huawei | 3G+4G | HW U900 F1 | HW L1.8 F1 (20M) + L800 F1 (15M) |  | 2 |  |  | IIB
Sep 2022 add | DUB0544 | Binghatti Rose JVC |  | DUB5544 | DUBL0544 |  | DXB | 25.0576 | 55.199169 | du | Residential | IBS | Dubai South | DUBAI_AL BARSHA SOUTH FOURTH (JUMEIRAH VILLAGE SOUTH) | 1068100 | 2CC |  | DXB_E3177Q_12152_001008001 | in |  | On Air | On Air |  | Huawei | 3G+4G | HW U900 F1 | HW L1.8 F1 (20M) + L800 F1 (15M) |  | 4 |  |  | IIB
Sep 2022 add | SHJ0477 | Al Khaf Tower Al Khan |  | SHJ5477 | SHJL0477 |  | NE | 25.3085 | 55.364913 | du | Mixed Use | IBS | Sharjah | Sharjah_Al Khan | 3010300 | 2CC |  | 0 | in |  | On Air | On Air |  | Huawei | 3G+4G | HW U900 F1 | HW L1.8 F1 (20M) + L800 F1 (15M) |  | 6 |  |  | IIB
Sep 2022 add | DUB0620 | Al Maktoum Building Phase 2 Bldg B |  | DUB5620 | DUBL0620 |  | DXB | 25.2703 | 55.313347 | 0 | Residential | IBS | Dubai North | DUBAI_NAIF | 1011800 | 2CC |  | 0 | in |  | On Air | On Air |  | Huawei | 3G+4G | HW U900 F1 | HW L1.8 F1 (20M) + L800 F1 (15M) |  | 4 |  |  | IIB
Sep 2022 add | DUB0046 | Mirdif Avenue Mall |  | DUB5046 | DUBL0046 |  | DXB | 25.233 | 55.432251 | du | Mall | IBS | Dubai North | DUBAI_MIRDIF | 1025100 | 2CC | Yes | DXB_E3379X_11914_001001003 | in |  | On Air | On Air |  | Huawei | 3G+4G | HW U900 F1 | HW L1.8 F1 (20M) + L800 F1 (15M) |  | 4 |  |  | IIB
Sep 2022 add | DUB0963 | Residential Building (Plot 416-8075) Nad Al Hammar |  | DUB5963 | DUBL0963 |  | DXB | 25.1888 | 55.392933 | du | Residential | IBS | Dubai North | DUBAI_NADD AL HAMAR | 1041600 | 2CC |  | 0 | in |  | On Air | On Air |  | Huawei | 3G+4G | HW U900 F1 | HW L1.8 F1 (20M) + L800 F1 (15M) |  | 2 |  |  | IIB
Sep 2022 add | DUB0438 | VALLETTA Building Jadaf |  | DUB5438 | DUBL0438 |  | DXB | 25.2233 | 55.32901 | du | Residential | IBS | Dubai North | DUBAI_AL JADAF | 1032600 | 2CC |  | DXB_E3279X_10197_001001001 | in |  | On Air | On Air |  | Huawei | 3G+4G | HW U900 F1 | HW L1.8 F1 (20M) + L800 F1 (15M) |  | 2 |  |  | IIB
Sep 2022 add | ISH5054 | Dhabian Tower-SHJ |  | ISH0054 | ISHL5054 |  | NE | 25.323 | 55.389283 | ETC | Residential | IBS | Sharjah | SHARJAH_AL MAZAJ SECOND | 3010700 | 2CC |  | SHJ_E3380V_10066_001002004 | in |  | On Air | On Air |  | Huawei | 3G+4G | HW U900 F1 | HW L1.8 F1 (20M) + L800 F1 (15M) |  | 4 |  |  | IIB
Sep 2022 add | DUB0136 | Hampton by Hilton Dubai Airport |  | DUB5136 | DUBL0136 |  | DXB | 25.2723 | 55.380579 | ETC | Hotel | IBS | Dubai North | DUBAI_AL QUSAIS FIRST | 1023200 | 2CC |  | DXB_E3379F_10905_001002001 | in |  | On Air | On Air |  | Huawei | 3G+4G | HW U900 F1 | HW L1.8 F1 (20M) + L800 F1 (15M) |  | 4 |  |  | IIB
Sep 2022 add | DUB0612 | Al Khayaal Building Al Qusais |  | DUB5612 | DUBL0612 |  | DXB | 25.2817 | 55.38632 | du | Residential | IBS | Dubai North | DUBAI_AL QUSAIS IND. FIRST | 1024200 | 2CC |  | 0 | in |  | On Air | On Air |  | Huawei | 3G+4G | HW U900 F1 | HW L1.8 F1 (20M) + L800 F1 (15M) |  | 2 |  |  | IIB
Sep 2022 add | DXN0471 | The Address Harbour Point Tower 1 at DCH |  | DXN5471 | DXNL0471 |  | DXB | 25.2088 | 55.343171 | du | Residential | IBS | Dubai North | Dubai_Al Kheeran First (Ras Al Hamar) | 1041400 | 2CC |  | 0 | in |  | On Air | On Air |  | Huawei | 3G+4G | HW U900 F1 | HW L1.8 F1 (20M) + L800 F1 (15M) |  | 10 |  |  | IIB
Sep 2022 add | DUB0635 | Wasl P1037 Residence Al Nahda 2 |  | DUB5635 | DUBL0635 |  | DXB | 25.2875 | 55.378988 | du | Residential | IBS | Dubai North | Dubai_Al Nahda Second | 1024100 | 2CC |  | DXB_E3379F_10866_001016001 | in |  | On Air | On Air |  | Huawei | 3G+4G | HW U900 F1 | HW L1.8 F1 (20M) + L800 F1 (15M) |  | 2 |  |  | IIB
Sep 2022 add | DUB0744 | Jetex FBO VIP Terminal DWC |  | DUB5744 | DUBL0744 |  | DXB | 24.8711 | 55.172721 | ETC | Airport | Small Cell | Dubai South | Dubai_MADINAT AL MATAAR | 1052100 | 2CC | Yes | DXB_E3175P_10157_001001003 | in |  | On Air | On Air |  | Huawei | 3G+4G | HW U900 F1 | HW L1.8 F1 (20M) + L800 F1 (15M) |  | 2 |  |  | IIB
Sep 2022 add | DUB0343 | Q Garden Residential Building |  | DUB5343 | DUBL0343 |  | DXB | 25.0673 | 55.234640 | du | Residential | IBS | Dubai South | DUBAI_AL BARSHA SOUTH THIRD | 1067300 | 2CC |  | 0 | in |  | On Air | On Air |  | Huawei | 3G+4G | HW U900 F1 | HW L1.8 F1 (20M) + L800 F1 (15M) |  | 4 |  |  | IIB
Sep 2022 add | DXN0849 | ASF Investment Building Al Furjan |  | DXN5849 | DXNL0849 |  | DXB | 25.0272 | 55.138838 | du | Residential | IBS | Dubai South | Dubai_Jabal Ali Gardens | 1059102 | 2CC |  | DXB_E3076D_11283_001019001 | in |  | On Air | On Air |  | Huawei | 3G+4G | HW U900 F1 | HW L1.8 F1 (20M) + L800 F1 (15M) |  | 2 |  |  | IIB
Sep 2022 add | DXN0472 | The Address Harbour Point Tower 2 at DCH |  | DXN5472 | DXNL0472 |  | DXB | 25.2095 | 55.343854 | du | Residential | IBS | Dubai North | Dubai_Al Kheeran First (Ras Al Hamar) | 1041400 | 2CC |  | 0 | in |  | On Air | On Air |  | Huawei | 3G+4G | HW U900 F1 | HW L1.8 F1 (20M) + L800 F1 (15M) |  | 12 |  |  | IIB
Sep 2022 add | DUB0016 | UNION CONTRACTING CO _Port Saeed |  | DUB5016 | DUBL0016 |  | DXB | 25.2563 | 55.325415 | ETC | Residential | IBS | Dubai North | DUBAI_PORT SAEED | 1012900 | 2CC |  | DXB_E3279N_11646_001019001 | in |  | On Air | On Air |  | Huawei | 3G+4G | HW U900 F1 | HW L1.8 F1 (20M) + L800 F1 (15M) |  | 2 |  |  | IIB
Sep 2022 add | SHJ0579 | Palm Tower 1 |  | SHJ5579 | SHJL0579 |  | NE | 25.3162 | 55.365083 | ETC | Residential | IBS | Sharjah | Sharjah_AL KHAN | 3010300 | 2CC |  | SHJ_E3380U_10139_001059002 | in |  | On Air | On Air |  | Huawei | 3G+4G | HW U900 F1 | HW L1.8 F1 (20M) + L800 F1 (15M) |  | 8 |  |  | IIB
Sep 2022 add | DUB0949 | Ministry of Public Works |  | DUB5949 | DUBL0949 |  | DXB | 25.273 | 55.370745 | ETC | Government | IBS | Dubai North | DUBAI_AL QUSAIS FIRST | 1023200 | 2CC |  | DXB_E3379F_10906_001002001 | in |  | On Air | On Air |  | Huawei | 3G+4G | HW U900 F1 | HW L1.8 F1 (20M) + L800 F1 (15M) |  | 2 |  |  | IIB
Sep 2022 add | DXN0909 | Bab Al Sham Desert Resort |  | DXN5909 | DXNL0909 |  | DXB | 24.8161 | 55.230257 | ETC | Hotel | IBS | Dubai South | DUBAI_MUGATRAH (DUBAI LAND) | 1098100 | 1CC |  | DXB_E3174N_10012_001001001 | in |  | On Air | On Air |  | Huawei | 3G+4G | HW U900 F1 | HW L1.8 F1 (20M) |  | 8 |  |  | IIB
Sep 2022 add | ISH5161 | SABIS International School Aljada Sharjah |  | ISH0161 | ISHL5161 |  | NE | 25.3083 | 55.473344 | du | University/School | IBS | Sharjah | SHARJAH_MUWAILEH CAMP | 3009800 | 2CC |  | SHJ_E3480U_10810_001001003 | in |  | On Air | On Air |  | Huawei | 3G+4G | HW U900 F1 | HW L1.8 F1 (20M) + L800 F1 (15M) |  | 4 |  |  | IIB
Sep 2022 add | IUA5753 | Umm Al Quwain University |  | IUA0753 | IUAL5753 |  | NE | 25.468 | 55.640258 | du | University/School | IBS | Umm Al Quwain | Umm Al Quwain_Kabir | 5000600 | 2CC |  | 0 | in |  | On Air | On Air |  | Huawei | 3G+4G | HW U900 F1 | HW L1.8 F1 (20M) + L800 F1 (15M) |  | 4 |  |  | IIB
Sep 2022 add | IRK5509 | HCT Mechanical Department-RAK |  | IRK0509 | IRKL5509 |  | NE | 25.6577 | 55.96125 | ETC | University/School | IBS | Ras Al Khaimah | RAS AL-KHAIMAH_DIG DAGA | 7050700 | 2CC |  | RKT_E3983A_10009_001001001 | in |  | On Air | On Air |  | Huawei | 3G+4G | HW U900 F1 | HW L1.8 F1 (20M) + L800 F1 (15M) |  | 2 |  |  | IIB
Sep 2022 add | SHJ0391 | Sharjah University Al Dhaid |  | SHJ5391 | SHJL0391 |  | NE | 25.2654 | 55.911361 | ETC | University/School | IBS | Sharjah | SHARJAH_Al Dhaid City | 3000050 | 2CC |  | 0 | in |  | On Air | On Air |  | Huawei | 3G+4G | HW U900 F1 | HW L1.8 F1 (20M) + L800 F1 (15M) |  | 2 |  |  | IIB
Sep 2022 add | DXN0490 | Savan Residency Al Furjan |  | DXN5490 | DXNL0490 |  | DXB | 25.025 | 55.140428 | du | Residential | IBS | Dubai South | Dubai_Jabal Ali Gardens | 1059102 | 2CC |  | DXB_E3076D_11014_001018001 | in |  | On Air | On Air |  | Huawei | 3G+4G | HW U900 F1 | HW L1.8 F1 (20M) + L800 F1 (15M) |  | 2 |  |  | IIB
Sep 2022 add | DUB0962 | Union Coop Nad Al Hammar |  | DUB5962 | DUBL0962 |  | DXB | 25.1905 | 55.392688 | du | Mall | IBS | Dubai North | Dubai_Nadd Al Hamar | 1041600 | 2CC |  | 0 | in |  | On Air | On Air |  | Huawei | 3G+4G | HW U900 F1 | HW L1.8 F1 (20M) + L800 F1 (15M) |  | 2 |  |  | IIB
Sep 2022 add | DUB0760 | AL MERAIKHI Tower_RIGGAT AL BUTEEN |  | DUB5760 | DUBL0760 |  | DXB | 25.2611 | 55.319253 | ETC | Residential | IBS | Dubai North | DUBAI_RIGGAT AL BUTEEN | 1012500 | 2CC |  | DXB_E3279M_11420_001012005 | in |  | On Air | On Air |  | Huawei | 3G+4G | HW U900 F1 | HW L1.8 F1 (20M) + L800 F1 (15M) |  | 2 |  |  | IIB
Sep 2022 add | IAD5148 | Marina Square - Paragon Bay Mall |  | IAD0148 | IADL5148 |  | AUH | 24.4906 | 54.393427 | ETC | Mixed Use | IBS | Abu Dhabi | Abu Dhabi_AL Reem Island | 2045700 | 2CC | Yes | AUH_E2371U_10086_001001001 | in |  | On Air | On Air |  | Nokia | 3G+4G | NSN U900 F1 | NSN L1800 F1 (20MHz) + L800 F1 (15Mhz) |  | 6 |  |  | MW
Sep 2022 add | IAD5768 | BAB ADCO ACCOMODATION AND TPO BUILDINGS HABSHAN |  | IAD0768 | IADL5768 |  | AUH | 23.7806 | 53.5643 | ETC | Residential | IBS | WR | ABU DHABI_MADINAT ZAYED(WR) | 2031200 | 2CC |  | 0 | in |  | On Air | On Air |  | Nokia | 3G+4G | NSN U900 F1 | NSN L1800 F1 (20MHz) + L800 F1 (15Mhz) |  | 4 |  |  | MW
Sep 2022 add | IAD5936 | GLOBAL GATEWAY RESIDENTIAL TOWERS_Saadiyat Island |  | IAD0936 | IADL5936 |  | AUH | 24.5213 | 54.43318 | ETC | Residential | IBS | Abu Dhabi | ABU DHABI_SADIYAT ISLAND | 2046700 | 2CC |  | AUH_E2371M_10080_001001001 | in |  | On Air | On Air |  | Nokia | 3G+4G | NSN U900 F1 | NSN L1800 F1 (20MHz) + L800 F1 (15Mhz) |  | 10 |  |  | MW
Sep 2022 add | IAD5942 | Etisalat DATA center Khalifa City |  | IAD0942 | IADL5942 |  | AUH | 24.413 | 54.567582 | ETC | Commercial | IBS | Abu Dhabi | ABU DHABI_KHALIFA CITY | 2042600 | 2CC |  | AUH_E2470T_10029_001004002 | in |  | On Air | On Air |  | Nokia | 3G+4G | NSN U900 F1 | NSN L1800 F1 (20MHz) + L800 F1 (15Mhz) |  | 2 |  |  | IIB
Sep 2022 add | AAN0136 | Al Dhaher School |  | AAN5136 | AANL0136 |  | AUH | 24.0705 | 55.858151 | du | University/School | IBS | Al AIn | ABU DHABI_AL DHAHER | 8008100 | 2CC |  | AAN_E3766T_10005_001001001 | in |  | On Air | On Air |  | Ericsson | 3G+4G | E/// U900 F1 | E/// L1.8 F1 (20M) + L800 F1 (15M) |  |  |  |  | IIB
Sep 2022 add | AAN5396C | ATOM Al Aamerah KG |  | AAN5396C | AANL0396III |  | AUH | 24.2236 | 55.53302 | du | Residential | Small Cell | Al AIn | ABU DHABI_AL YAHAR | 8006500 | 1CC |  | AAN_E3467D_10009_001001001 | in |  | On Air | On Air |  | Ericsson | 3G+4G | E/// U900 F1 | E/// L1.8 F1 (20M) |  |  |  |  | IIB
Sep 2022 add | AAN0062 | Al Ain New Hospital Logistics center & Utility Building |  | AAN5062 | AANL0062 |  | AUH | 24.2296 | 55.737194 | ETC | Hospital | IBS | Al Ain | Abu Dhabi_AL MUTAREDH | 8001500 | 2CC |  | 0 | in |  | On Air | On Air |  | Ericsson | 3G+4G | E/// U900 F1 | E/// L1.8 F1 (20M) + L800 F1 (15M) |  |  |  |  | IIB
Sep 2022 add | IAD5793 | Heris Thualib Alhay Ghanem Al Mazrouei |  | IAD0793 | IADL5793 |  | AUH | 24.4986 | 54.377123 | du | Residential | IBS | Abu Dhabi | ABU DHABI_Tourist Club Area | 2500100 | 2CC |  | AUH_E2271Y_10204_001001001 | in |  | On Air | On Air |  | Nokia | 3G+4G | NSN U900 F1 | NSN L1800 F1 (20MHz) + L800 F1 (15Mhz) |  | 4 |  |  | IIB
Sep 2022 add | IAD5347 | SEA WORLD PARKS AND ENTERTAINMENT YAS ISLAND 3 |  | IAD0347 | IADL5347 | IADNR5347 | AUH | 24.4896 | 54.617654 | du | Resort / Theme Park | IBS | Abu Dhabi | Abu Dhabi_Yas Island | 2004600 | 2CC | Yes | 0 | in |  | On Air | On Air | On Air | Nokia | 3G+4G+5G | NSN U900 F1 | NSN L1800 F1 (20MHz) + L800 F1 (15Mhz) | 1CC | 18 | 5 | N41 | MW
Sep 2022 add | IAD5788 | RESIDENTIAL BUILDING RBW3-C11 |  | IAD0788 | IADL5788 |  | AUH | 24.4483 | 54.604995 | du | Commercial & Residential | IBS | Abu Dhabi | ABU DHABI_SHATIE AL RAHA | 2042400 | 2CC |  | AUH_E2570L_10100_001001001 | in |  | On Air | On Air |  | Nokia | 3G+4G | NSN U900 F1 | NSN L1800 F1 (20MHz) + L800 F1 (15Mhz) |  | 2 |  |  | MW
Sep 2022 add | IAD5789 | Residential Building (RBW3-C12) Al Raha |  | IAD0789 | IADL5789 |  | AUH | 24.4482 | 54.604458 | du | Commercial & Residential | IBS | Abu Dhabi | ABU DHABI_SHATIE AL RAHA | 2042400 | 2CC |  | AUH_E2570L_10103_001001001 | in |  | On Air | On Air |  | Nokia | 3G+4G | NSN U900 F1 | NSN L1800 F1 (20MHz) + L800 F1 (15Mhz) |  | 2 |  |  | MW
Sep 2022 add | IAD5962 | Residential Building (RBW8-12) Al Raha |  | IAD0962 | IADL5962 |  | AUH | 24.4424 | 54.578879 | du | Residential | IBS | Abu Dhabi | ABU DHABI_SHATIE AL RAHA | 2042400 | 2CC |  | AUH_E2470O_10142_001001001 | in |  | On Air | On Air |  | Nokia | 3G+4G | NSN U900 F1 | NSN L1800 F1 (20MHz) + L800 F1 (15Mhz) |  | 4 |  |  | MW
Sep 2022 add | IAD5691 | Special Olympic World Games |  | IAD0691 | IADL5691 |  | AUH | 24.4135 | 54.515772 | ETC | Government | IBS | Abu Dhabi | ABU DHABI_KHALIFA CITY | 2042600 | 2CC |  | AUH_E2470Q_10086_001001001 | in |  | On Air | On Air |  | Nokia | 3G+4G | NSN U900 F1 | NSN L1800 F1 (20MHz) + L800 F1 (15Mhz) |  | 2 |  |  | IIB
Sep 2022 add | IAD5830 | Residential Building (RBW7-C10) Al Raha |  | IAD0830 | IADL5830 |  | AUH | 24.4437 | 54.590566 | du | Residential | IBS | Abu Dhabi | ABU DHABI_SHATIE AL RAHA | 2042400 | 2CC |  | AUH_E2570K_10082_001001001 | in |  | On Air | On Air |  | Nokia | 3G+4G | NSN U900 F1 | NSN L1800 F1 (20MHz) + L800 F1 (15Mhz) |  | 2 |  |  | MW
Sep 2022 add | IAD5951 | Saif Al Sultan Building_Al Raha |  | IAD0951 | IADL5951 |  | AUH | 24.4443 | 54.589451 | ETC | Residential | IBS | Abu Dhabi | ABU DHABI_SHATIE AL RAHA | 2042400 | 2CC |  | AUH_E2570K_10083_001001001 | in |  | On Air | On Air |  | Nokia | 3G+4G | NSN U900 F1 | NSN L1800 F1 (20MHz) + L800 F1 (15Mhz) |  | 4 |  |  | MW
Sep 2022 add | IAD5935 | ADIB Building |  | IAD0935 | IADL5935 |  | AUH | 24.3187 | 54.611719 | du | Commercial | IBS | Abu Dhabi | ABU DHABI_BANIYAS | 2046100 | 2CC |  | AUH_E2569V_10729_001001001 | in |  | On Air | On Air |  | Nokia | 3G+4G | NSN U900 F1 | NSN L1800 F1 (20MHz) + L800 F1 (15Mhz) |  | 2 |  |  | IIB
Sep 2022 add | IAD5943 | RBW9-C10 |  | IAD0943 | IADL5943 |  | AUH | 24.4411 | 54.58014 | du | Residential | IBS | Abu Dhabi | ABU DHABI_SHATIE AL RAHA | 2042400 | 2CC |  | AUH_E2470O_10141_001001001 | in |  | On Air | On Air |  | Nokia | 3G+4G | NSN U900 F1 | NSN L1800 F1 (20MHz) + L800 F1 (15Mhz) |  | 4 |  |  | MW
Oct 2022 add | DXN0799 | Creekside Residence Deira |  | DXN5799 | DXNL0799 |  | DXB | 25.255 | 55.327085 | du | Residential | IBS | Dubai North | Dubai_Port Saeed | 1012900 | 2CC |  | DXB_E3279N_11658_001001001 | in |  | On Air | On Air |  | Huawei | 3G+4G | HW U900 F1 | HW L1.8 F1 (20M) + L800 F1 (15M) |  | 4 |  |  | IIB
Oct 2022 add | DUB0262 | Al Hessa Tower_JVC |  | DUB5262 | DUBL0262 |  | DXB | 25.0581 | 55.22036 | ETC | Residential | IBS | Dubai South | DUBAI_AL BARSHA SOUTH FOURTH (JUMEIRAH VILLAGE SOUTH) | 1068100 | 2CC |  | DXB_E3177R_11430_001002007 | in |  | On Air | On Air |  | Huawei | 3G+4G | HW U900 F1 | HW L1.8 F1 (20M) + L800 F1 (15M) |  | 4 |  |  | IIB
Oct 2022 add | DUB0607 | GEMS Wellington Academy DSO |  | DUB5607 | DUBL0607 |  | DXB | 25.1176 | 55.388562 | du | University/School | IBS | Dubai North | DUBAI_NADD HESSA (DUBAI SILICON OASIS) | 1062600 | 2CC |  | DXB_E3377B_10069_001001003 | in |  | On Air | On Air |  | Huawei | 3G+4G | HW U900 F1 | HW L1.8 F1 (20M) + L800 F1 (15M) |  | 2 |  |  | IIB
Oct 2022 add | DXN0436 | Ministry of Human Resources and Emiratisation |  | DXN5436 | DXNL0436 |  | DXB | 25.2535 | 55.411446 | du | Government | IBS | Dubai North | Dubai_Muhaisanah Second | 1026400 | 2CC |  | 0 | in |  | On Air | On Air |  | Huawei | 3G+4G | HW U900 F1 | HW L1.8 F1 (20M) + L800 F1 (15M) |  | 2 |  |  | IIB
Oct 2022 add | IAD5948 | Residential Building RBW8-10 |  | IAD0948 | IADL5948 |  | AUH | 24.4435 | 54.580210 | du | Residential | IBS | Abu Dhabi | ABU DHABI_SHATIE AL RAHA | 2042400 | 2CC |  | AUH_E2470O_10140_001002001 | in |  | On Air | On Air |  | Nokia | 3G+4G | NSN U900 F1 | NSN L1800 F1 (20MHz) + L800 F1 (15Mhz) |  |  |  |  | MW
Oct 2022 add | IAD5465 | Al Mushrif Co-operative Society |  | IAD0465 | IADL5465 |  | AUH | 24.4264 | 54.407617 | du | Mall | IBS | Abu Dhabi | ABU DHABI_Al Mushrif | 2500700 | 2CC |  | AUH_E2370Q_10890_001002001 | in |  | On Air | On Air |  | Nokia | 3G+4G | NSN U900 F1 | NSN L1800 F1 (20MHz) + L800 F1 (15Mhz) |  | 2 |  |  | MW
Oct 2022 add | IAD5843 | E20/02_C12 Dune TOWER |  | IAD0843 | IADL5843 |  | AUH | 24.4605 | 54.380506 | ETC | Commercial & Residential | IBS | Abu Dhabi | ABU DHABI_Al Nahyan | 2501000 | 2CC |  | 0 | in |  | On Air | On Air |  | Nokia | 3G+4G | NSN U900 F1 | NSN L1800 F1 (20MHz) + L800 F1 (15Mhz) |  | 2 |  |  | IIB
Oct 2022 add | IAD5970 | W5 C5 Al Naser Tower |  | IAD0970 | IADL5970 |  | AUH | 24.4824 | 54.352426 | ETC | Residential | IBS | Abu Dhabi | ABU DHABI_Al Hosn | 2500300 | 2CC |  | AUH_E2271X_10154_001001001 | in |  | On Air | On Air |  | Nokia | 3G+4G | NSN U900 F1 | NSN L1800 F1 (20MHz) + L800 F1 (15Mhz) |  | 2 |  |  | MW
Oct 2022 add | IAD5522 | H.E Abdulla Khalfan Matar Saeed Al Romaithi |  | IAD0522 | IADL5522 |  | AUH | 24.4423 | 54.580767 | du | Residential | IBS | Abu Dhabi | ABU DHABI_YAS ISLAND | 2004600 | 2CC |  | AUH_E2470O_10144_001001001 | in |  | On Air | On Air |  | Nokia | 3G+4G | NSN U900 F1 | NSN L1800 F1 (20MHz) + L800 F1 (15Mhz) |  | 2 |  |  | MW
Oct 2022 add | IAD5879 | Mr. Jumaa Manea Jumaa Al Ghuwais Al Suwaidi |  | IAD0879 | IADL5879 |  | AUH | 24.4547 | 54.614659 | du | Commercial | IBS | Abu Dhabi | ABU DHABI_SHATIE AL RAHA | 2042400 | 2CC |  | AUH_E2570G_10068_001001001 | in |  | On Air | On Air |  | Nokia | 3G+4G | NSN U900 F1 | NSN L1800 F1 (20MHz) + L800 F1 (15Mhz) |  | 2 |  |  | IIB
Oct 2022 add | IAD5791 | Al Dana Gate Residences (RBW9-C15) Al Raha |  | IAD0791 | IADL5791 |  | AUH | 24.4406 | 54.576771 | du | Commercial & Residential | IBS | Abu Dhabi | ABU DHABI_SHATIE AL RAHA | 2042400 | 2CC |  | AUH_E2470O_10143_001001001 | in |  | On Air | On Air |  | Nokia | 3G+4G | NSN U900 F1 | NSN L1800 F1 (20MHz) + L800 F1 (15Mhz) |  | 2 |  |  | MW
Oct 2022 add | IFU5610 | Fujairah Business Centre |  | IFU0610 | IFUL5610 |  | NE | 25.1199 | 56.325912 | ETC | Commercial | IBS | Fujairah | FUJAIRAH_INDUSTRIAL AREA | 6081000 | 2CC |  | 0 | in |  | On Air | On Air |  | Huawei | 3G+4G | HW U900 F1 | HW L1.8 F1 (20M) + L800 F1 (15M) |  | 8 |  |  | IIB
Oct 2022 add | DUB0118 | Al Thowmia Residence Al Barsha |  | DUB5118 | DUBL0118 |  | DXB | 25.1104 | 55.191444 | du | Residential | IBS | Dubai South | DUBAI_AL BARSHA FIRST | 1037300 | 2CC |  | 0 | in |  | On Air | On Air |  | Huawei | 3G+4G | HW U900 F1 | HW L1.8 F1 (20M) + L800 F1 (15M) |  | 4 |  |  | IIB
Oct 2022 add | ISH5033 | Sultan Al Oais Blocks A & B Muweilah |  | ISH0033 | ISHL5033 |  | NE | 25.3116 | 55.455992 | du | Residential | IBS | Sharjah | SHARJAH_MUWAILEH COMMERCIAL | 3009900 | 2CC |  | SHJ_E3380Y_10062_001001001 | in |  | On Air | On Air |  | Huawei | 3G+4G | HW U900 F1 | HW L1.8 F1 (20M) + L800 F1 (15M) |  | 4 |  |  | IIB
Oct 2022 add | DUB0120 | Ramee Grand Hotel & Spa @Business Bay |  | DUB5120 | DUBL0120 |  | DXB | 25.1881 | 55.281455 | ETC | Hotel | IBS | Dubai North | DUBAI_BURJ KHALIFA (BUSINESS BAY) | 1034500 | 2CC |  | DXB_E3278F_10770_001001001 | in |  | On Air | On Air |  | Huawei | 3G+4G | HW U900 F1 | HW L1.8 F1 (20M) + L800 F1 (15M) |  | 6 |  |  | IIB
Oct 2022 add | IRK5514 | Al jawahra Building Block-B |  | IRK0514 | IRKL5514 |  | NE | 25.7867 | 55.969482 | du | Residential | IBS | Ras Al Khaimah | RAS AL-KHAIMAH_AL SELL | 7031000 | 2CC |  | RKT_E3985P_10036_001001010 | in |  | On Air | On Air |  | Huawei | 3G+4G | HW U900 F1 | HW L1.8 F1 (20M) + L800 F1 (15M) |  | 2 |  |  | IIB
Oct 2022 add | DUB0972 | Royal Continental Hotel |  | DUB5972 | DUBL0972 |  | DXB | 25.2528 | 55.335637 | du | Hotel | IBS | Dubai North | DUBAI_PORT SAEED | 1012900 | 2CC |  | DXB_E3279S_10324_001001001 | in |  | On Air | On Air |  | Huawei | 3G+4G | HW U900 F1 | HW L1.8 F1 (20M) + L800 F1 (15M) |  | 2 |  |  | IIB
Oct 2022 add | DUB0652 | Elysium 1 & 2 Residences Al Satwa |  | DUB5652 | DUBL0652 |  | DXB | 25.2207 | 55.273286 | du | Residential | IBS | Dubai North | Dubai_Al Satwa | 1033400 | 2CC |  | DXB_E3279U_16039_001013007 | in |  | On Air | On Air |  | Huawei | 3G+4G | HW U900 F1 | HW L1.8 F1 (20M) + L800 F1 (15M) |  | 4 |  |  | IIB
Oct 2022 add | ISH5141 | Lagoon Tower-SHJ |  | ISH0141 | ISHL5141 |  | NE | 25.3343 | 55.38878 | ETC | Residential | IBS | Sharjah | SHARJAH_AL MAZAJ FIRST | 3010600 | 2CC |  | 0 | in |  | On Air | On Air |  | Huawei | 3G+4G | HW U900 F1 | HW L1.8 F1 (20M) + L800 F1 (15M) |  | 2 |  |  | IIB
Oct 2022 add | ISH5180 | Mr. Abdul Latif Building Al Nahda |  | ISH0180 | ISHL5180 |  | NE | 25.3028 | 55.37093 | du | Residential | IBS | Sharjah | SHARJAH_AL NAHDA | 3010200 | 2CC |  | SHJ_E3379A_10657_001001001 | in |  | On Air | On Air |  | Huawei | 3G+4G | HW U900 F1 | HW L1.8 F1 (20M) + L800 F1 (15M) |  | 6 |  |  | IIB
Oct 2022 add | DXN0848 | Burj Royale Downtown Dubai |  | DXN5848 | DXNL0848 |  | DXB | 25.1916 | 55.280029 | du | Residential | IBS | Dubai North | Dubai_Burj Khalifa (Business Bay) | 1034500 | 2CC |  | DXB_E3278F_10739_001001002 | in |  | On Air | On Air |  | Huawei | 3G+4G | HW U900 F1 | HW L1.8 F1 (20M) + L800 F1 (15M) |  | 10 |  |  | IIB
Oct 2022 add | IRK5513 | Al jawahra Building Block-A |  | IRK0513 | IRKL5513 |  | NE | 25.7868 | 55.969144 | du | Residential | IBS | Ras Al Khaimah | RAS AL-KHAIMAH_AL SELL | 7031000 | 2CC |  | 0 | in |  | On Air | On Air |  | Huawei | 3G+4G | HW U900 F1 | HW L1.8 F1 (20M) + L800 F1 (15M) |  | 2 |  |  | IIB
Oct 2022 add | ISH5119 | Damas Gold Tower-SHJ |  | ISH0119 | ISHL5119 |  | NE | 25.3034 | 55.370947 | ETC | Residential | IBS | Sharjah | SHARJAH_AL NAHDA | 3010200 | 2CC |  | 0 | in |  | On Air | On Air |  | Huawei | 3G+4G | HW U900 F1 | HW L1.8 F1 (20M) + L800 F1 (15M) |  | 4 |  |  | IIB
Oct 2022 add | DUB0638 | Xanadu Residence 2 JVC |  | DUB5638 | DUBL0638 |  | DXB | 25.0511 | 55.208633 | du | Residential | IBS | Dubai South | DUBAI_AL BARSHA SOUTH FOURTH (JUMEIRAH VILLAGE SOUTH) | 1068100 | 2CC |  | DXB_E3177W_11241_001002016 | in |  | On Air | On Air |  | Huawei | 3G+4G | HW U900 F1 | HW L1.8 F1 (20M) + L800 F1 (15M) |  | 2 |  |  | IIB
Oct 2022 add | DUB0554 | AWTAD Building_Dubailand |  | DUB5554 | DUBL0554 |  | DXB | 25.0969 | 55.37342 | ETC | Residential | IBS | Dubai South | DUBAI_WADI AL SAFA 5 (DUBAI LAND) | 1064800 | 2CC |  | 0 | in |  | On Air | On Air |  | Huawei | 3G+4G | HW U900 F1 | HW L1.8 F1 (20M) + L800 F1 (15M) |  | 4 |  |  | IIB
Oct 2022 add | ISH5105 | Sharjah University for Men |  | ISH0105 | ISHL5105 |  | NE | 25.2827 | 55.47367 | ETC | University/School | IBS | Sharjah | Sharjah_UNIVERSITY CITY | 3008000 | 2CC |  | SHJ_E3479F_10017_001001001 | in |  | On Air | On Air |  | Huawei | 3G+4G | HW U900 F1 | HW L1.8 F1 (20M) + L800 F1 (15M) |  | 6 |  |  | IIB
Oct 2022 add | KFN0708 | Royal M Hotel Al Aqah |  | KFN5708 | KFNL0708 |  | NE | 25.4955 | 56.360502 | du | Hotel | IBS | Fujairah | FUJAIRAH_Dadna | 6000004 | 2CC |  | 0 | in |  | On Air | On Air |  | Huawei | 3G+4G | HW U900 F1 | HW L1.8 F1 (20M) + L800 F1 (15M) |  | 8 |  |  | IIB
Oct 2022 add | DUB0473 | Atlantis Management Accommodation Building S2 |  | DUB5473 | DUBL0473 |  | DXB | 25.0666 | 55.209677 | ETC | Residential | IBS | Dubai South | DUBAI_AL BARSHA SOUTH FOURTH (JUMEIRAH VILLAGE SOUTH) | 1068100 | 2CC |  | DXB_E3177R_10011_001018002 | in |  | On Air | On Air |  | Huawei | 3G+4G | HW U900 F1 | HW L1.8 F1 (20M) + L800 F1 (15M) |  | 2 |  |  | IIB
Oct 2022 add | AJM0982 | Mheiri Tower 2 |  | AJM5982 | AJML0982 |  | NE | 25.3925 | 55.463209 | du | Residential | IBS | Ajman | Ajman_Rashideya 1 | 4000200 | 2CC |  | 0 | in |  | On Air | On Air |  | Huawei | 3G+4G | HW U900 F1 | HW L1.8 F1 (20M) + L800 F1 (15M) |  | 4 |  |  | IIB
Oct 2022 add | DUB0426 | Hamza Tower_DSC |  | DUB5426 | DUBL0426 |  | DXB | 25.0444 | 55.214917 | du | Residential | IBS | Dubai South | DUBAI_AL HEBIAH FOURTH (DUBAI SPORTS CITY) | 1068200 | 2CC |  | 0 | in |  | On Air | On Air |  | Huawei | 3G+4G | HW U900 F1 | HW L1.8 F1 (20M) + L800 F1 (15M) |  | 4 |  |  | IIB
Oct 2022 add | DUB0191 | Al Telal 17 Residence Nad Al Hammar |  | DUB5191 | DUBL0191 |  | DXB | 25.1906 | 55.393855 | du | Residential | IBS | Dubai North | DUBAI_NADD AL HAMAR | 1041600 | 2CC |  | DXB_E3378G_10322_001001003 | in |  | On Air | On Air |  | Huawei | 3G+4G | HW U900 F1 | HW L1.8 F1 (20M) + L800 F1 (15M) |  | 2 |  |  | IIB
Oct 2022 add | DXN0341 | RESIDENTIAL BLDG. JVC17TCP004B |  | DXN5341 | DXNL0341 |  | DXB | 25.0612 | 55.2182 | du | Residential | IBS | Dubai South | DUBAI_AL BARSHA SOUTH FOURTH (JUMEIRAH VILLAGE SOUTH) | 1068100 | 2CC |  | DXB_E3177R_11517_001021001 | in |  | On Air | On Air |  | Huawei | 3G+4G | HW U900 F1 | HW L1.8 F1 (20M) + L800 F1 (15M) |  | 2 |  |  | IIB
Oct 2022 add | ISH5088 | Al Musalla Tower Sharjah |  | ISH0088 | ISHL5088 |  | NE | 25.3589 | 55.394414 | du | Residential | IBS | Sharjah | Sharjah_Al Mussalla | 3006100 | 2CC |  | 0 | in |  | On Air | On Air |  | Huawei | 3G+4G | HW U900 F1 | HW L1.8 F1 (20M) + L800 F1 (15M) |  | 2 |  |  | IIB
Oct 2022 add | DXN0229 | ARY Marina Views_Dubai Marina |  | DXN5229 | DXNL0229 |  | DXB | 25.0717 | 55.13428 | du | Residential | IBS | Dubai South | DUBAI_MARSA DUBAI | 1039200 | 2CC |  | 0 | in |  | On Air | On Air |  | Huawei | 3G+4G | HW U900 F1 | HW L1.8 F1 (20M) + L800 F1 (15M) |  | 2 |  |  | IIB
Oct 2022 add | DUB0199 | Al Telal 18 Residence Nad Al Hammar |  | DUB5199 | DUBL0199 |  | DXB | 25.1901 | 55.393484 | du | Residential | IBS | Dubai North | Dubai_Nadd Al Hamar | 1041600 | 2CC |  | DXB_E3378G_10325_001008005 | in |  | On Air | On Air |  | Huawei | 3G+4G | HW U900 F1 | HW L1.8 F1 (20M) + L800 F1 (15M) |  | 2 |  |  | IIB
Oct 2022 add | DUB0103 | VANDIS INVESTMENTS INC LIMITED (Holiday Inn) |  | DUB5103 | DUBL0103 |  | DXB | 25.0758 | 55.248461 | du | Residential | IBS | Dubai South | DUBAI_AL BARSHA SOUTH SECOND | 1067200 | 2CC |  | DXB_E3177O_10242_001002002 | in |  | On Air | On Air |  | Huawei | 3G+4G | HW U900 F1 | HW L1.8 F1 (20M) + L800 F1 (15M) |  | 4 |  |  | IIB
Oct 2022 add | DUB0570 | Atlantis Management Accommodation Building S5 |  | DUB5570 | DUBL0570 |  | DXB | 25.068 | 55.209538 | ETC | Residential | IBS | Dubai South | DUBAI_AL BARSHA SOUTH FOURTH (JUMEIRAH VILLAGE SOUTH) | 1068100 | 2CC |  | DXB_E3177R_10009_001012002 | in |  | On Air | On Air |  | Huawei | 3G+4G | HW U900 F1 | HW L1.8 F1 (20M) + L800 F1 (15M) |  | 2 |  |  | IIB
Oct 2022 add | DUB0690 | Atlantis Management Accommodation Building M2 |  | DUB5690 | DUBL0690 |  | DXB | 25.0665 | 55.2104282 | ETC | Residential | IBS | Dubai South | DUBAI_AL BARSHA SOUTH FOURTH (JUMEIRAH VILLAGE SOUTH) | 1068100 | 2CC |  | DXB_E3177R_10013_001019003 | in |  | On Air | On Air |  | Huawei | 3G+4G | HW U900 F1 | HW L1.8 F1 (20M) + L800 F1 (15M) |  | 2 |  |  | IIB
Oct 2022 add | IAD5980 | Al Muntazah office building Abu Dhabi |  | IAD0980 | IADL5980 |  | AUH | 24.4212 | 54.47281 | ETC | Commercial | IBS | Abu Dhabi | ABU DHABI_Al Matar | 2501600 | 2CC |  | AUH_E2370T_10546_001001001 | in |  | On Air | On Air |  | Nokia | 3G+4G | NSN U900 F1 | NSN L1800 F1 (20MHz) + L800 F1 (15Mhz) |  | 2 |  |  | MW
Nov 2022 add | IAJ5858 | SOBH Ajman Building 6 Rashidiya |  | IAJ0858 | IAJL5858 |  | NE | 25.4035 | 55.445727 | du | Residential | IBS | Ajman | AJMAN_RASHIDEYA 3 | 4000400 | 2CC |  | AJM_E3381Y_13973_001001001 | in |  | On Air | On Air |  | Huawei | 3G+4G | HW U900 F1 | HW L1.8 F1 (20M) + L800 F1 (15M) |  | 4 |  |  | IIB
Nov 2022 add | ISH5210 | Al Maha Office Tower Sharjah |  | ISH0210 | ISHL5210 |  | NE | 25.3076 | 55.460873 | ETC | Residential | IBS | Sharjah | SHARJAH_MUWAILEH COMMERCIAL | 3009900 | 2CC |  | SHJ_E3479A_10023_001001001 | in |  | On Air | On Air |  | Huawei | 3G+4G | HW U900 F1 | HW L1.8 F1 (20M) + L800 F1 (15M) |  | 4 |  |  | IIB
Nov 2022 add | ISH5133 | Masakin Investment Residences Muweilah |  | ISH0133 | ISHL5133 |  | NE | 25.3072 | 55.460177 | du | Commercial & Residential | IBS | Sharjah | Sharjah_Muwaileh Commercial | 3009900 | 2CC |  | SHJ_E3479A_10022_001002001 | in |  | On Air | On Air |  | Huawei | 3G+4G | HW U900 F1 | HW L1.8 F1 (20M) + L800 F1 (15M) |  | 4 |  |  | IIB
Nov 2022 add | SHJ0728 | Al Maya Building Al Nahda |  | SHJ5728 | SHJL0728 |  | NE | 25.3019 | 55.378167 | du | Residential | IBS | Sharjah | Sharjah_Al Nahda | 3010200 | 2CC |  | SHJ_E3379A_10469_001001011 | in |  | On Air | On Air |  | Huawei | 3G+4G | HW U900 F1 | HW L1.8 F1 (20M) + L800 F1 (15M) |  | 4 |  |  | IIB
Nov 2022 add | DUB0696 | Lyra residence |  | DUB5696 | DUBL0696 |  | DXB | 25.1469 | 55.406555 | du | Residential | IBS | Dubai North | DUBAI_WARSAN FOURTH (DUBAI SILICON OASIS) | 1062400 | 2CC |  | DXB_E3378R_10487_001002007 | in |  | On Air | On Air |  | Huawei | 3G+4G | HW U900 F1 | HW L1.8 F1 (20M) + L800 F1 (15M) |  | 2 |  |  | IIB
Nov 2022 add | DXN0140 | Hamdan Al Sayyah Tower 1 |  | DXN5140 | DXNL0140 |  | DXB | 25.2928 | 55.37307 | du | Residential | IBS | Dubai North | DUBAI_AL NAHDA SECOND | 1024100 | 2CC |  | DXB_E3379A_10512_001014001 | in |  | On Air | On Air |  | Huawei | 3G+4G | HW U900 F1 | HW L1.8 F1 (20M) + L800 F1 (15M) |  | 2 |  |  | IIB
Nov 2022 add | ISH5155 | Manar Al Khaleej Building |  | ISH0155 | ISHL5155 |  | NE | 25.3155 | 55.377642 | du | Residential | IBS | Sharjah | SHARJAH_AL MAMZAR | 3010400 | 2CC |  | SHJ_E3380U_10114_001001001 | in |  | On Air | On Air |  | Huawei | 3G+4G | HW U900 F1 | HW L1.8 F1 (20M) + L800 F1 (15M) |  | 4 |  |  | IIB
Nov 2022 add | IDX5823 | Sadaf 3 at JBR |  | IDX0823 | IDXL5823 |  | DXB | 25.0794 | 55.137133 | du | Residential | IBS | Dubai South | DUBAI_MARSA DUBAI | 1039200 | 2CC |  | DXB_E3077N_10073_001022002 | in |  | On Air | On Air |  | Huawei | 3G+4G | HW U900 F1 | HW L1.8 F1 (20M) + L800 F1 (15M) |  | 2 |  |  | IIB
Nov 2022 add | AJM0691 | Crystal Tower Al Nuaimiya 3 |  | AJM5691 | AJML0691 |  | NE | 25.3921 | 55.4322776 | du | Residential | IBS | Ajman | AJMAN_NUAIMEYA 3 | 4001300 | 2CC |  | 0 | in |  | On Air | On Air |  | Huawei | 3G+4G | HW U900 F1 | HW L1.8 F1 (20M) + L800 F1 (15M) |  | 2 |  |  | IIB
Nov 2022 add | DUB0391 | RMT Residence JVC |  | DUB5391 | DUBL0391 |  | DXB | 25.0588 | 55.209016 | du | Residential | IBS | Dubai South | DUBAI_AL BARSHA SOUTH FOURTH (JUMEIRAH VILLAGE SOUTH) | 1068100 | 2CC |  | 0 | in |  | On Air | On Air |  | Huawei | 3G+4G | HW U900 F1 | HW L1.8 F1 (20M) + L800 F1 (15M) |  | 4 |  |  | IIB
Nov 2022 add | DUB0428 | Emirates School Establishment_AL QUSAIS |  | DUB5428 | DUBL0428 |  | DXB | 25.2632 | 55.3873138 | ETC | Education | IBS | Dubai North | DUBAI_AL QUSAIS SECOND | 1023300 | 2CC |  | DXB_E3379L_11970_001001001 | in |  | On Air | On Air |  | Huawei | 3G+4G | HW U900 F1 | HW L1.8 F1 (20M) + L800 F1 (15M) |  | 2 |  |  | IIB
Nov 2022 add | DUB0657 | Camera Building Al Baraha |  | DUB5657 | DUBL0657 |  | DXB | 25.2804 | 55.315392 | du | Residential | IBS | Dubai North | DUBAI_AL BARAHA | 1012200 | 2CC |  | DXB_E3279H_13335_001001001 | in |  | On Air | On Air |  | Huawei | 3G+4G | HW U900 F1 | HW L1.8 F1 (20M) + L800 F1 (15M) |  | 2 |  |  | MW
Nov 2022 add | DXN0970 | One Park Avenue |  | DXN5970 | DXNL0970 |  | DXB | 25.1785 | 55.30888 | du | Residential | IBS | Dubai North | DUBAI_AL MERKADH (AL MERKAD) | 1034700 | 2CC |  | DXB_E3278M_10335_001029001 | in |  | On Air | On Air |  | Huawei | 3G+4G | HW U900 F1 | HW L1.8 F1 (20M) + L800 F1 (15M) |  | 10 |  |  | IIB
Nov 2022 add | DUB0396 | Côte d'Azur Hotel THOE |  | DUB5396 | DUBL0396 |  | DXB | 25.231 | 55.1600593 | du | Hotel | IBS | Dubai North | DUBAI_THE WORLD ISLAND | 1030000 | 2CC |  | DXB_E3079Y_10003_001001001 | in |  | On Air | On Air |  | Huawei | 3G+4G | HW U900 F1 | HW L1.8 F1 (20M) + L800 F1 (15M) |  | 6 |  |  | MW
Nov 2022 add | DXN0967 | Dubai Creek Harbour by Emaar Cluster 2A-1B |  | DXN5967 | DXNL0967 |  | DXB | 25.2029 | 55.348462 | du | Residential | IBS | Dubai North | DUBAI_AL KHEERAN FIRST (RAS AL HAMAR) | 1041400 | 2CC |  | DXB_E3278E_10200_001010001 | in |  | On Air | On Air |  | Huawei | 3G+4G | HW U900 F1 | HW L1.8 F1 (20M) + L800 F1 (15M) |  | 12 |  |  | IIB
Nov 2022 add | DXN0840 | Union House Port Saeed |  | DXN5840 | DXNL0840 |  | DXB | 25.2532 | 55.329217 | ETC | Commercial | IBS | Dubai North | DUBAI_PORT SAEED | 1012900 | 2CC |  | DXB_E3279N_11557_001014005 | in |  | On Air | On Air |  | Huawei | 3G+4G | HW U900 F1 | HW L1.8 F1 (20M) + L800 F1 (15M) |  | 2 |  |  | IIB
Nov 2022 add | DXN0428 | Al Attar Shopping & Residence_Al Karama |  | DXN5428 | DXNL0428 |  | DXB | 25.2454 | 55.302517 | ETC | Mall | IBS | Dubai North | DUBAI_AL KARAMA | 1031800 | 2CC |  | DXB_E3279R_10893_001005029 | in |  | On Air | On Air |  | Huawei | 3G+4G | HW U900 F1 | HW L1.8 F1 (20M) + L800 F1 (15M) |  | 2 |  |  | IIB
Nov 2022 add | DXN0936 | Maisan Hotel - DIP |  | DXN5936 | DXNL0936 |  | DXB | 25.0089 | 55.157491 | du | Commercial | IBS | Dubai South | DUBAI_Dubai Green Community | 1059802 | 2CC |  | DXB_E3076J_10838_001003002 | in |  | On Air | On Air |  | Huawei | 3G+4G | HW U900 F1 | HW L1.8 F1 (20M) + L800 F1 (15M) |  | 4 |  |  | MW
Nov 2022 add | DXN0969 | Dubai Creek Harbour by Emaar 2B |  | DXN5969 | DXNL0969 |  | DXB | 25.2027 | 55.348225 | du | Residential | IBS | Dubai North | DUBAI_AL KHEERAN FIRST (RAS AL HAMAR) | 1041400 | 2CC |  | DXB_E3278E_10203_001001002 | in |  | On Air | On Air |  | Huawei | 3G+4G | HW U900 F1 | HW L1.8 F1 (20M) + L800 F1 (15M) |  | 12 |  |  | IIB
Nov 2022 add | DXN0100 | Vida Hotel & Residences Dubai Marina |  | DXN5100 | DXNL0100 |  | DXB | 25.0725 | 55.136098 | du | Residential | IBS | Dubai South | Dubai_Marsa Dubai | 1039200 | 2CC |  | DXB_E3077N_10815_001010008 | in |  | On Air | On Air |  | Huawei | 3G+4G | HW U900 F1 | HW L1.8 F1 (20M) + L800 F1 (15M) |  | 12 |  |  | IIB
Nov 2022 add | DXB5153G | Atom Trump International Golf Clubhouse |  | DXB5153G | DXBL0153VII |  | DXB | 25.0244 | 55.253933 | du | Commercial | Small Cell | Dubai South | DUBAI_AL HEBIAH THIRD (DUBAI LAND) | 1067600 | 1CC |  | DXB_E3176E_11082_001001002 | in |  | On Air | On Air |  | Huawei | 3G+4G | HW U900 F1 | HW L800 F1 (15M) |  | 1 |  |  | MW
Nov 2022 add | DXN0929 | Nesto Hypermarket Jebel Ali |  | DXN5929 | DXNL0929 |  | DXB | 24.9961 | 55.142433 | du | Mall | IBS | Dubai South | Dubai_Jabal Ali Industrial First (Jebel Ali Industrial Area) | 1059900 | 2CC |  | DXB_E3076N_10368_001001001 | in |  | On Air | On Air |  | Huawei | 3G+4G | HW U900 F1 | HW L1.8 F1 (20M) + L800 F1 (15M) |  | 2 |  |  | IIB
Nov 2022 add | DUB0271 | Kifaf project_Park 1 Towers |  | DUB5271 | DUBL0271 |  | DXB | 25.2323 | 55.29548 | ETC | Residential | IBS | Dubai North | DUBAI_AL KIFAF | 1032400 | 2CC |  | DXB_E3279V_11053_001002002 | in |  | On Air | On Air |  | Huawei | 3G+4G | HW U900 F1 | HW L1.8 F1 (20M) + L800 F1 (15M) |  | 10 |  |  | IIB
Nov 2022 add | DUB0059 | Silicon Boulevard_DSO |  | DUB5059 | DUBL0059 |  | DXB | 25.1119 | 55.38373 | du | Residential | IBS | Dubai North | DUBAI_NADD HESSA (DUBAI SILICON OASIS) | 1062600 | 2CC |  | DXB_E3377B_10046_001001008 | in |  | On Air | On Air |  | Huawei | 3G+4G | HW U900 F1 | HW L1.8 F1 (20M) + L800 F1 (15M) |  | 4 |  |  | IIB
Nov 2022 add | ISH5195 | Red Castle Hotel Sharjah |  | ISH0195 | ISHL5195 |  | NE | 25.3466 | 55.368577 | du | Hotel | IBS | Sharjah | Sharjah_Al Layyeh | 3007800 | 2CC |  | 0 | in |  | On Air | On Air |  | Huawei | 3G+4G | HW U900 F1 | HW L1.8 F1 (20M) + L800 F1 (15M) |  | 4 |  |  | IIB
Nov 2022 add | ISH5201 | Al Nahar Tower Al Taawun |  | ISH0201 | ISHL5201 |  | NE | 25.3163 | 55.377673 | du | Residential | IBS | Sharjah | SHARJAH_AL MAMZAR | 3010400 | 2CC |  | SHJ_E3380U_10107_001023001 | in |  | On Air | On Air |  | Huawei | 3G+4G | HW U900 F1 | HW L1.8 F1 (20M) + L800 F1 (15M) |  | 2 |  |  | IIB
Nov 2022 add | ISH5138 | Najeeb Hassan Building at Abu Shugara |  | ISH0138 | ISHL5138 |  | NE | 25.338 | 55.392472 | du | Residential | IBS | Sharjah | SHARJAH_ABU SHUGHARA | 3010800 | 2CC |  | SHJ_E3380Q_10387_001001001 | in |  | On Air | On Air |  | Huawei | 3G+4G | HW U900 F1 | HW L1.8 F1 (20M) + L800 F1 (15M) |  | 2 |  |  | MW
Nov 2022 add | DUB0647 | Bab Al Qarya Hotel Apartment |  | DUB5647 | DUBL0647 |  | DXB | 25.0677 | 55.215143 | du | Residential | IBS | Dubai South | DUBAI_AL BARSHA SOUTH FOURTH (JUMEIRAH VILLAGE SOUTH) | 1068100 | 2CC |  | DXB_E3177R_11516_001016001 | in |  | On Air | On Air |  | Huawei | 3G+4G | HW U900 F1 | HW L1.8 F1 (20M) + L800 F1 (15M) |  | 4 |  |  | IIB
Nov 2022 add | DXN0063 | Al-Hawai Residence |  | DXN5063 | DXNL0063 |  | DXB | 25.0982 | 55.175681 | du | Residential | IBS | Dubai South | DUBAI_AL THANYAH FIRST (AL SAFOUH THIRD) | 1038300 | 2CC |  | DXB_E3177F_11016_001030004 | in |  | On Air | On Air |  | Huawei | 3G+4G | HW U900 F1 | HW L1.8 F1 (20M) + L800 F1 (15M) |  | 6 |  |  | IIB
Nov 2022 add | DUB0334 | JEWEL OF CREEK DCP BUILDING |  | DUB5334 | DUBL0334 |  | DXB | 25.253 | 55.322978 | ETC | Residential | IBS | Dubai North | DUBAI_PORT SAEED | 1012900 | 2CC |  | DXB_E3279N_11660_001001001 | in |  | On Air | On Air |  | Huawei | 3G+4G | HW U900 F1 | HW L1.8 F1 (20M) + L800 F1 (15M) |  | 2 |  |  | IIB
Nov 2022 add | IAJ5810 | Al Shaali Mall |  | IAJ0810 | IAJL5810 |  | NE | 25.3844 | 55.466392 | ETC | Mall | IBS | Ajman | AJMAN_AJMAN INDUSTRIAL 2 | 4003900 | 2CC |  | 0 | in |  | On Air | On Air |  | Huawei | 3G+4G | HW U900 F1 | HW L1.8 F1 (20M) + L800 F1 (15M) |  | 2 |  |  | IIB
Nov 2022 add | DUB0298 | Satwa Tower 3_Sh. Ahmed Al Dhaheri |  | DUB5298 | DUBL0298 |  | DXB | 25.2173 | 55.27303 | ETC | Residential | IBS | Dubai North | DUBAI_AL SATWA | 1033400 | 2CC |  | DXB_E3279U_15628_001010004 | in |  | On Air | On Air |  | Huawei | 3G+4G | HW U900 F1 | HW L1.8 F1 (20M) + L800 F1 (15M) |  | 2 |  |  | IIB
Nov 2022 add | DUB0231 | Nakhali Lodges Villas_ENKHALI |  | DUB5231 | DUBL0231 | DUBNR0231 | DXB | 25.1222 | 55.557257 | ETC | Palace/VIP Villa | IBS | Dubai North | DUBAI_ENKHALI (700) | 1072400 | 2CC |  | DXB_E3477E_10002_001001001 | in |  | On Air | On Air | On Air | Huawei | 3G+4G+5G | HW U900 F1 | HW L1.8 F1 (20M) + L800 F1 (15M) | 1CC | 14 | 7/0 | N41 | MW
Nov 2022 add | DUB0043 | Binghatti Stars DSO |  | DUB5043 | DUBL0043 |  | DXB | 25.1126 | 55.376138 | du | Residential | IBS | Dubai North | DUBAI_NADD HESSA (DUBAI SILICON OASIS) | 1062600 | 2CC |  | DXB_E3377A_10265_001003007 | in |  | On Air | On Air |  | Huawei | 3G+4G | HW U900 F1 | HW L1.8 F1 (20M) + L800 F1 (15M) |  | 6 |  |  | MW
Nov 2022 add | RAK0560 | Uniestate Living Bay at Al Marjan Island |  | RAK5560 | RAKL0560 |  | NE | 25.6795 | 55.739748 | ETC | Residential | IBS | Ras Al Khaimah | RAS AL-KHAIMAH_JAZEERA NAD AL SILI | 7060200 | 2CC |  | 0 | in |  | On Air | On Air |  | Huawei | 3G+4G | HW U900 F1 | HW L1.8 F1 (20M) + L800 F1 (15M) |  | 10 |  |  | IIB
Nov 2022 add | DUB0227 | DIB_Nahda1_BLDG |  | DUB5227 | DUBL0227 |  | DXB | 25.2972 | 55.36285 | ETC | Residential | IBS | Dubai North | DUBAI_AL NAHDA FIRST | 1023100 | 2CC |  | DXB_E3379A_10654_001001004 | in |  | On Air | On Air |  | Huawei | 3G+4G | HW U900 F1 | HW L1.8 F1 (20M) + L800 F1 (15M) |  | 6 |  |  | IIB
Nov 2022 add | DUB0855 | City 4 Building Al Garhoud |  | DUB5855 | DUBL0855 |  | DXB | 25.2468 | 55.342393 | du | Residential | IBS | Dubai North | Dubai_Al Garhoud | 1021400 | 2CC |  | DXB_E3279T_11681_001001001 | in |  | On Air | On Air |  | Huawei | 3G+4G | HW U900 F1 | HW L1.8 F1 (20M) + L800 F1 (15M) |  | 2 |  |  | IIB
Nov 2022 add | IAD5206 | Al Ahalia Hospital Mussaffah |  | IAD0206 | IADL5206 |  | AUH | 24.3627 | 54.524293 | du | Hospital | IBS | Abu Dhabi | Abu Dhabi_Mussafah | 2600200 | 2CC |  | AUH_E2469G_11356_001002002 | in |  | On Air | On Air |  | Nokia | 3G+4G | NSN U900 F1 | NSN L1800 F1 (20MHz) + L800 F1 (15Mhz) |  | 4 |  |  | IIB
Nov 2022 add | IAD5924 | Al Raha Lofts 2 (RBW3-C20) |  | IAD0924 | IADL5924 |  | AUH | 24.4498 | 54.609977 | du | Residential | IBS | Abu Dhabi | ABU DHABI_SHATIE AL RAHA | 2042400 | 2CC |  | AUH_E2570G_10057_001008002 | in |  | On Air | On Air |  | Nokia | 3G+4G | NSN U900 F1 | NSN L1800 F1 (20MHz) + L800 F1 (15Mhz) |  | 4 |  |  | MW
Nov 2022 add | IAD5969 | AlTayer Mixed_E48-C39 The Dome Rawdhat_AUH |  | IAD0969 | IADL5969 |  | AUH | 24.4215 | 54.459719 | ETC | Mixed Use | IBS | Abu Dhabi | ABU DHABI_Al Matar | 2501600 | 2CC |  | AUH_E2370S_10441_001001001 | in |  | On Air | On Air |  | Nokia | 3G+4G | NSN U900 F1 | NSN L1800 F1 (20MHz) + L800 F1 (15Mhz) |  | 4 |  |  | MW
Nov 2022 add | IAD5442 | Atiq Al mazroui Building (E6_ C35_Sahara Residence) |  | IAD0442 | IADL5442 |  | AUH | 24.4907 | 54.361246 | ETC | Residential | IBS | Abu Dhabi | ABU DHABI_Al Markaziyah | 2500200 | 2CC |  | AUH_E2271X_10506_001001002 | in |  | On Air | On Air |  | Nokia | 3G+4G | NSN U900 F1 | NSN L1800 F1 (20MHz) + L800 F1 (15Mhz) |  | 2 |  |  | IIB
Nov 2022 add | IAD5204 | Al Forsan Complex Community Center |  | IAD0204 | IADL5204 |  | AUH | 24.4044 | 54.549454 | du | Mall | IBS | Abu Dhabi | Abu Dhabi_Khalifa City | 2042600 | 2CC |  | AUH_E2470X_10296_001003001 | in |  | On Air | On Air |  | Nokia | 3G+4G | NSN U900 F1 | NSN L1800 F1 (20MHz) + L800 F1 (15Mhz) |  | 2 |  |  | IIB
Nov 2022 add | IAD5807 | SBR Tower_ADNEC_W59-C21 building |  | IAD0807 | IADL5807 |  | AUH | 24.4199 | 54.442110 | ETC | Residential | IBS | Abu Dhabi | ABU DHABI_Al Safarat | 2501901 | 2CC |  | AUH_E2370R_11150_001001001 | in |  | On Air | On Air |  | Nokia | 3G+4G | NSN U900 F1 | NSN L1800 F1 (20MHz) + L800 F1 (15Mhz) |  | 2 |  |  | MW
Nov 2022 add | IAD5890 | Canal View Building at Al Raha |  | IAD0890 | IADL5890 |  | AUH | 24.4462 | 54.598425 | du | Residential | IBS | Abu Dhabi | ABU DHABI_SHATIE AL RAHA | 2042400 | 2CC |  | AUH_E2570K_10066_001001001 | in |  | On Air | On Air |  | Nokia | 3G+4G | NSN U900 F1 | NSN L1800 F1 (20MHz) + L800 F1 (15Mhz) |  | 2 |  |  | MW
Nov 2022 add | IAD5944 | Al Balooshi Tower |  | IAD0944 | IADL5944 |  | AUH | 24.4958 | 54.378445 | du | Residential | IBS | Abu Dhabi | ABU DHABI_Tourist Club Area | 2500100 | 2CC |  | AUH_E2271Y_11211_001001004 | in |  | On Air | On Air |  | Nokia | 3G+4G | NSN U900 F1 | NSN L1800 F1 (20MHz) + L800 F1 (15Mhz) |  | 4 |  |  | IIB
Nov 2022 add | IAD5913 | Ministry of Human Resource & Emiratization |  | IAD0913 | IADL5913 |  | AUH | 24.4309 | 54.46433 | ETC | Palace/VIP Villa | IBS | Abu Dhabi | ABU DHABI_Al Matar | 2501600 | 2CC |  | AUH_E2370N_10495_001001002 | in |  | On Air | On Air |  | Nokia | 3G+4G | NSN U900 F1 | NSN L1800 F1 (20MHz) + L800 F1 (15Mhz) |  | 2 |  |  | IIB
Nov 2022 add | IAD5877 | Luluat Al Raha (ICT2 Plot 43) |  | IAD0877 | IADL5877 |  | AUH | 24.4414 | 54.569964 | du | Residential | IBS | Abu Dhabi | ABU DHABI_SHATIE AL RAHA | 2042400 | 2CC |  | AUH_E2470O_10133_001002003 | in |  | On Air | On Air |  | Nokia | 3G+4G | NSN U900 F1 | NSN L1800 F1 (20MHz) + L800 F1 (15Mhz) |  | 2 |  |  | IIB
Nov 2022 add | IAD5998 | GEMS PRIMARY SCHOOL RR7-C1 |  | IAD0998 | IADL5998 |  | AUH | 24.4788 | 54.411630 | ETC | Education | IBS | Abu Dhabi | ABU DHABI_AL REEM ISLAND | 2045700 | 2CC |  | AUH_E2370B_10080_001001001 | in |  | On Air | On Air |  | Nokia | 3G+4G | NSN U900 F1 | NSN L1800 F1 (20MHz) + L800 F1 (15Mhz) |  | 2 |  |  | MW
Nov 2022 add | IAD5979 | Cleveland Clinic Expansion - Oncology Centre |  | IAD0979 | IADL5979 | IADNR5979 | AUH | 24.4964 | 54.388022 | ETC | Hospital | IBS | Abu Dhabi | ABU DHABI_AL MARYAH ISLAND | 2047400 | 2CC |  | AUH_E2371U_10087_001001001 | in |  | On Air | On Air | On Air | Nokia | 3G+4G+5G | NSN U900 F1 | NSN L1800 F1 (20MHz) + L800 F1 (15Mhz) | 1CC | 4 | 2 | N41 | IIB
Nov 2022 add | IAD0989E | ATOM-Al Nahdah KG |  | IAD0989E | IADL5989E |  | AUH | 24.272 | 54.6873603 | du | University/School | IBS | Abu Dhabi | ABU DHABI_AL NAHDA | 2045400 | 1CC |  | AUH_E2668F_10402_001001001 | in |  | On Air | On Air |  | Nokia | 3G+4G | NSN U900 F1 | NSN L800 F1 (15M) |  | 1 |  |  | MW
Nov 2022 add | IAD5854 | Saleh Mohammed Saleh Mejren Al Ameri (RBW2-24) Al Raha |  | IAD0854 | IADL5854 |  | AUH | 24.4535 | 54.615395 | du | Residential | IBS | Abu Dhabi | ABU DHABI_SHATIE AL RAHA | 2042400 | 2CC |  | AUH_E2570G_10046_001012001 | in |  | On Air | On Air |  | Nokia | 3G+4G | NSN U900 F1 | NSN L1800 F1 (20MHz) + L800 F1 (15Mhz) |  | 2 |  |  | IIB
Nov 2022 add | IAD5330 | Murshed Ghanam Al Rumaithi (RBW2-17, 22 & 23) |  | IAD0330 | IADL5330 |  | AUH | 24.4542 | 54.615908 | du | Residential | IBS | Abu Dhabi | ABU DHABI_SHATIE AL RAHA | 2042400 | 2CC |  | AUH_E2570G_10070_001001001 | in |  | On Air | On Air |  | Nokia | 3G+4G | NSN U900 F1 | NSN L1800 F1 (20MHz) + L800 F1 (15Mhz) |  | 2 |  |  | IIB
Nov 2022 add | IAD5732 | Residential Building Al Raha (RBW9-18) |  | IAD0732 | IADL5732 |  | AUH | 24.441 | 54.578666 | du | Commercial & Residential | IBS | Abu Dhabi | ABU DHABI_SHATIE AL RAHA | 2042400 | 2CC |  | AUH_E2470O_10128_001011007 | in |  | On Air | On Air |  | Nokia | 3G+4G | NSN U900 F1 | NSN L1800 F1 (20MHz) + L800 F1 (15Mhz) |  | 2 |  |  | MW
Nov 2022 add | IAD5331 | Ahmed Thani Murshed Ghanam Al Rumaithi (RBW2-22) |  | IAD0331 | IADL5331 |  | AUH | 24.4546 | 54.616215 | du | Residential | IBS | Abu Dhabi | ABU DHABI_SHATIE AL RAHA | 2042400 | 2CC |  | AUH_E2570G_10075_001001001 | in |  | On Air | On Air |  | Nokia | 3G+4G | NSN U900 F1 | NSN L1800 F1 (20MHz) + L800 F1 (15Mhz) |  | 2 |  |  | IIB
Nov 2022 add | IAD5332 | Khalid Thani Murshed Ghanam Al Rumaithi (RBW2-17) |  | IAD0332 | IADL5332 | IADNR5332 | AUH | 24.4552 | 54.616619 | du | Residential | IBS | Abu Dhabi | ABU DHABI_SHATIE AL RAHA | 2042400 | 2CC |  | AUH_E2570G_10074_001001001 | in |  | On Air | On Air | On Air | Nokia | 3G+4G | NSN U900 F1 | NSN L1800 F1 (20MHz) + L800 F1 (15Mhz) | 1CC | 2 |  |  | IIB
Nov 2022 add | AAN0108 | Federal Authority for Identity and Citizenship - Al Ain |  | AAN5108 | AANL0108 |  | AUH | 24.2402 | 55.731363 | ETC | Government | IBS | Al Ain | ABU DHABI_AL JIMI | 8000500 | 2CC |  | 0 | in |  | On Air | On Air |  | Ericsson | 3G+4G | E/// U900 F1 | E/// L1.8 F1 (20M) + L800 F1 (15M) |  |  |  |  | IIB
Nov 2022 add | IAD5267 | Mohammed Thani Murshed Ghanim Al Rumaithi (RBW5–03) |  | IAD0267 | IADL5267 |  | AUH | 24.4475 | 54.598718 | du | Residential | IBS | Abu Dhabi | ABU DHABI_SHATIE AL RAHA | 2042400 | 2CC |  | AUH_E2570K_10084_001001001 | in |  | On Air | On Air |  | Nokia | 3G+4G | NSN U900 F1 | NSN L1800 F1 (20MHz) + L800 F1 (15Mhz) |  | 2 |  |  | MW
Dec 2022 add | IAJ5859 | Meerah Building Rashidiya 1 Ajman |  | IAJ0859 | IAJL5859 |  | NE | 25.3931 | 55.462611 | du | Residential | IBS | Sharjah | Ajman_Rashideya 1 | 4000200 | 2CC |  | AJM_E3480A_12321_001001001 | in |  | On Air | On Air |  | Huawei | 3G+4G | HW U900 F1 | HW L1.8 F1 (20M) + L800 F1 (15M) |  | 2 |  |  | MW
Dec 2022 add | DUB0590 | Rafiq Daud Building |  | DUB5590 | DUBL0590 |  | DXB | 25.0661 | 55.239834 | du | Residential | IBS | Dubai South | DUBAI_AL BARSHA SOUTH THIRD | 1067300 | 2CC |  | DXB_E3177S_10310_001010001 | in |  | On Air | On Air |  | Huawei | 3G+4G | HW U900 F1 | HW L1.8 F1 (20M) + L800 F1 (15M) |  | 4 |  |  | IIB
Dec 2022 add | SHJ0471 | Palm Tower 3 |  | SHJ5471 | SHJL0471 |  | NE | 25.323 | 55.379 | ETC | Residential | IBS | Sharjah | Sharjah_AL MAZAJ THIRD | 3010500 | 3CC |  | SHJ_E3380U_10212_001052001 | in |  | On Air | On Air |  | Huawei | 3G+4G | HW U900 F1 | HW L1.8 F1/F2 (20+15M) + L800 F1 (15M) |  | 12 |  |  | IIB
Dec 2022 add | DUB0324 | OST Tower 10 International City Phase 2 |  | DUB5324 | DUBL0324 |  | DXB | 25.1476 | 55.406977 | du | Residential | IBS | Dubai North | Dubai_Warsan Fourth (Dubai Silicon Oasis) | 1062400 | 2CC |  | DXB_E3378R_10497_001005019 | in |  | On Air | On Air |  | Huawei | 3G+4G | HW U900 F1 | HW L1.8 F1 (20M) + L800 F1 (15M) |  | 2 |  |  | IIB
Dec 2022 add | DUB0292 | Mamzar Twin Towers_Al Mamzar |  | DUB5292 | DUBL0292 |  | DXB | 25.2869 | 55.358129 | ETC | Residential | IBS | Dubai North | DUBAI_AL MAMZAR | 1013400 | 2CC |  | DXB_E3279J_11735_001001018 | in |  | On Air | On Air |  | Huawei | 3G+4G | HW U900 F1 | HW L1.8 F1 (20M) + L800 F1 (15M) |  | 6 |  |  | IIB
Dec 2022 add | DUB0611 | CARREFOUR Damac Hills 2 |  | DUB5611 | DUBL0611 |  | DXB | 24.9973 | 55.383473 | du | Commercial | IBS | Dubai South | DUBAI_AL YUFRAH 2 (DUBAI LAND) | 1091600 | 2CC |  | DXB_E3376K_11947_001002043 | in |  | On Air | On Air |  | Huawei | 3G+4G | HW U900 F1 | HW L1.8 F1 (20M) + L800 F1 (15M) |  | 2 |  |  | IIB
Dec 2022 add | IDX5501 | DWC Passenger Terminal Expansion_1 |  | IDX0501 | IDXL5501 | IDXNR5501 | DXB | 24.8858 | 55.158889 | ETC | Airport | IBS | Dubai South | DUBAI_MADINAT AL MATAAR | 1052100 | 4CC |  | DXB_E3075T_10037_001001003 | in |  | On Air | On Air | On Air | Huawei | 3G+4G+5G | HW U900 F1 | HW L1.8 F1/F2 (20+15M) + L800 F1 (15M) + L21 (10M) | 1CC | 2 | 1/0 | N41 | IIB
Dec 2022 add | IDX5502 | DWC Passenger Terminal Expansion_2 |  | IDX0502 | IDXL5502 | IDXNR5502 | DXB | 24.8858 | 55.158889 | ETC | Airport | IBS | Dubai South | DUBAI_MADINAT AL MATAAR | 1052100 | 4CC |  | DXB_E3075T_10037_001001004 | in |  | On Air | On Air | On Air | Huawei | 3G+4G+5G | HW U900 F1 | HW L1.8 F1/F2 (20+15M) + L800 F1 (15M) + L21 (10M) | 1CC | 2 | 1/0 | N41 | IIB
Dec 2022 add | IDX5504 | DWC Passenger Terminal Expansion_4 |  | IDX0504 | IDXL5504 | IDXNR5504 | DXB | 24.8858 | 55.158889 | ETC | Airport | IBS | Dubai South | DUBAI_MADINAT AL MATAAR | 1052100 | 4CC |  | DXB_E3075T_10037_001002003 | in |  | On Air | On Air | On Air | Huawei | 3G+4G+5G | HW U900 F1 | HW L1.8 F1/F2 (20+15M) + L800 F1 (15M) + L21 (10M) | 1CC | 4 | 2/0 | N41 | IIB
Dec 2022 add | IDX5503 | DWC Passenger Terminal Expansion_3 |  | IDX0503 | IDXL5503 | IDXNR5503 | DXB | 24.8858 | 55.158889 | ETC | Airport | IBS | Dubai South | DUBAI_MADINAT AL MATAAR | 1052100 | 4CC |  | DXB_E3075T_10037_001002004 | in |  | On Air | On Air | On Air | Huawei | 3G+4G+5G | HW U900 F1 | HW L1.8 F1/F2 (20+15M) + L800 F1 (15M) + L21 (10M) | 1CC | 4 | 2/0 | N41 | IIB
Dec 2022 add | DUB0642 | The Indian High School Oud Metha |  | DUB5642 | DUBL0642 |  | DXB | 25.2408 | 55.315288 | du | University/School | IBS | Dubai North | Dubai_Oud Metha | 1031900 | 2CC |  | DXB_E3279R_11497_001001001 | in |  | On Air | On Air |  | Huawei | 3G+4G | HW U900 F1 | HW L1.8 F1 (20M) + L800 F1 (15M) |  | 12 |  |  | MW
Dec 2022 add | ISH5202 | Al Khan Pearl |  | ISH0202 | ISHL5202 |  | NE | 25.3249 | 55.374928 | du | Residential | IBS | Sharjah | SHARJAH_AL KHAN | 3010300 | 2CC |  | SHJ_E3380U_10179_001006008 | in |  | On Air | On Air |  | Huawei | 3G+4G | HW U900 F1 | HW L1.8 F1 (20M) + L800 F1 (15M) |  | 6 |  |  | IIB
Dec 2022 add | ISH5172 | Al Sheebani-Al Tawoon |  | ISH0172 | ISHL5172 |  | NE | 25.3068 | 55.372900 | du | Residential | IBS | Sharjah | SHARJAH_AL MAMZAR | 3010400 | 2CC |  | SHJ_E3379A_10284_001023001 | in |  | On Air | On Air |  | Huawei | 3G+4G | HW U900 F1 | HW L1.8 F1 (20M) + L800 F1 (15M) |  | 2 |  |  | MW
Dec 2022 add | DUB0876 | Al Nasar Palace_OUD METHA |  | DUB5876 | DUBL0876 |  | DXB | 25.2436 | 55.31531 | ETC | Commercial & Residential | IBS | Dubai North | DUBAI_OUD METHA | 1031900 | 2CC |  | #N/A | in |  | On Air | On Air |  | Huawei | 3G+4G | HW U900 F1 | HW L1.8 F1 (20M) + L800 F1 (15M) |  | 4 |  |  | IIB
Dec 2022 add | DUB0772 | Meraas Port De Lamer _Phase-3_Le Pont (1,2 & 3) |  | DUB5772 | DUBL0772 |  | DXB | 25.2403 | 55.2510891 | ETC | Residential | IBS | Dubai North | DUBAI_JUMEIRA FIRST | 1033200 | 2CC |  | DXB_E3179T_10013_001001001 | in |  | On Air | On Air |  | Huawei | 3G+4G | HW U900 F1 | HW L1.8 F1 (20M) + L800 F1 (15M) |  | 4 |  |  | IIB
Dec 2022 add | DUB0955 | Alphabeta MA-1 Building Meydan |  | DUB5955 | DUBL0955 |  | DXB | 25.1575 | 55.295125 | du | Residential | IBS | Dubai North | Dubai_Nadd Al Shiba First (Ranches) | 1061800 | 2CC |  | DXB_E3278Q_10326_001001006 | in |  | On Air | On Air |  | Huawei | 3G+4G | HW U900 F1 | HW L1.8 F1 (20M) + L800 F1 (15M) |  | 2 |  |  | IIB
Dec 2022 add | SHJ0467 | Mamzar A95 |  | SHJ5467 | SHJL0467 |  | NE | 25.3054 | 55.362781 | du | Residential | IBS | Sharjah | SHARJAH_AL MAMZAR | 3010400 | 2CC |  | 0 | in |  | On Air | On Air |  | Huawei | 3G+4G | HW U900 F1 | HW L1.8 F1 (20M) + L800 F1 (15M) |  | 12 |  |  | IIB
Dec 2022 add | DUB0342 | Oxford Boulevard |  | DUB5342 | DUBL0342 |  | DXB | 25.0588 | 55.199417 | du | Residential | IBS | Dubai South | DUBAI_AL BARSHA SOUTH FOURTH (JUMEIRAH VILLAGE SOUTH) | 1068100 | 2CC |  | DXB_E3177Q_12130_001007001 | in |  | On Air | On Air |  | Huawei | 3G+4G | HW U900 F1 | HW L1.8 F1 (20M) + L800 F1 (15M) |  | 2 |  |  | IIB
Dec 2022 add | ISH5191 | Al Mamsha Project_Muwaileh_ (SW1,SW2,SW3,SW4,RD1,RD2,RD4RD5) |  | ISH0191 | ISHL5191 |  | NE | 25.3108 | 55.46544 | ETC | Residential | IBS | Sharjah | SHARJAH_MUWAILEH CAMP | 3009800 | 2CC |  | 0 | in |  | On Air | On Air |  | Huawei | 3G+4G | HW U900 F1 | HW L1.8 F1 (20M) + L800 F1 (15M) |  | 14 |  |  | IIB
Dec 2022 add | IAJ5860 | SOBH Ajman Building 4 Al Rumailah 3 |  | IAJ0860 | IAJL5860 |  | NE | 25.394 | 55.427333 | du | Residential | IBS | Ajman | Ajman_Rumaila 3 | 4000700 | 2CC |  | AJM_E3380D_11052_001001008 | in |  | On Air | On Air |  | Huawei | 3G+4G | HW U900 F1 | HW L1.8 F1 (20M) + L800 F1 (15M) |  | 4 |  |  | IIB
Dec 2022 add | DUB0648 | DIRC Building |  | DUB5648 | DUBL0648 |  | DXB | 25.2886 | 55.378270 | du | Residential | IBS | Dubai North | DUBAI_AL NAHDA SECOND | 1024100 | 2CC |  | DXB_E3379F_10868_001001001 | in |  | On Air | On Air |  | Huawei | 3G+4G | HW U900 F1 | HW L1.8 F1 (20M) + L800 F1 (15M) |  | 4 |  |  | MW
Dec 2022 add | DUB0794 | Satwa Tower 2_Sh. Ahmed Al Dhaheri |  | DUB5794 | DUBL0794 |  | DXB | 25.2177 | 55.272449 | ETC | Residential | IBS | Dubai North | DUBAI_AL SATWA | 1033400 | 2CC |  | DXB_E3279U_12998_001010003 | in |  | On Air | On Air |  | Huawei | 3G+4G | HW U900 F1 | HW L1.8 F1 (20M) + L800 F1 (15M) |  | 2 |  |  | IIB
Dec 2022 add | DXN0775 | Joya Blanca Residential Building Arjan |  | DXN5775 | DXNL0775 |  | DXB | 25.0651 | 55.231111 | du | Residential | IBS | Dubai South | Dubai_Al Barsha South Third | 1067300 | 2CC |  | DXB_E3177S_10293_001012001 | in |  | On Air | On Air |  | Huawei | 3G+4G | HW U900 F1 | HW L1.8 F1 (20M) + L800 F1 (15M) |  | 6 |  |  | MW
Dec 2022 add | DUB0374 | Carlton Tower Hotel |  | DUB5374 | DUBL0374 |  | DXB | 25.2672 | 55.307003 | ETC | Hotel | IBS | Dubai North | DUBAI_AL RIGGA | 1011900 | 2CC |  | DXB_E3279M_11443_001001001 | in |  | On Air | On Air |  | Huawei | 3G+4G | HW U900 F1 | HW L1.8 F1 (20M) + L800 F1 (15M) |  | 2 |  |  | MW
Dec 2022 add | SHJ0335 | Al Saad Tower Residence |  | SHJ5335 | SHJL0335 |  | NE | 25.3082 | 55.373535 | du | Residential | IBS | Sharjah | SHARJAH_AL MAMZAR | 3010400 | 2CC |  | SHJ_E3380U_10065_001022002 | in |  | On Air | On Air |  | Huawei | 3G+4G | HW U900 F1 | HW L1.8 F1 (20M) + L800 F1 (15M) |  | 2 |  |  | IIB
Dec 2022 add | DUB0558 | Wasl Ruby-R1002 Al Karama |  | DUB5558 | DUBL0558 |  | DXB | 25.2491 | 55.311353 | du | Residential | IBS | Dubai North | DUBAI_AL KARAMA | 1031800 | 2CC |  | 0 | in |  | On Air | On Air |  | Huawei | 3G+4G | HW U900 F1 | HW L1.8 F1 (20M) + L800 F1 (15M) |  | 2 |  |  | IIB
Dec 2022 add | DUB0125 | RGS Guildford School Tilal Al Ghaf |  | DUB5125 | DUBL0125 |  | DXB | 25.0318 | 55.228858 | du | University/School | IBS | Dubai South | Dubai_Al Hebiah Fourth (Dubai Sports City) | 1068200 | 2CC |  | DXB_E3176C_10698_001002005 | in |  | On Air | On Air |  | Huawei | 3G+4G | HW U900 F1 | HW L1.8 F1 (20M) + L800 F1 (15M) |  | 6 |  |  | IIB
Dec 2022 add | DXN0441 | Oasis Residence |  | DXN5441 | DXNL0441 |  | DXB | 25.0958 | 55.173635 | du | Residential | IBS | Dubai South | DUBAI_AL THANYAH FIRST (AL SAFOUH THIRD) | 1038300 | 2CC |  | 0 | in |  | On Air | On Air |  | Huawei | 3G+4G | HW U900 F1 | HW L1.8 F1 (20M) + L800 F1 (15M) |  | 4 |  |  | IIB
Dec 2022 add | DUB0897 | Wasl Topaz Building Al Karama |  | DUB5897 | DUBL0897 |  | DXB | 25.2483 | 55.311988 | du | Residential | IBS | Dubai North | DUBAI_AL KARAMA | 1031800 | 2CC |  | DXB_E3279R_11484_001002026 | in |  | On Air | On Air |  | Huawei | 3G+4G | HW U900 F1 | HW L1.8 F1 (20M) + L800 F1 (15M) |  | 4 |  |  | IIB
Dec 2022 add | DUB0797 | Al Baraka Residence Al-Majan |  | DUB5797 | DUBL0797 |  | DXB | 25.0917 | 55.315920 | du | Residential | IBS | Dubai North | DUBAI_WADI AL SAFA 3 (RANCHES) | 1064500 | 2CC |  | DXB_E3277H_10063_001001001 | in |  | On Air | On Air |  | Huawei | 3G+4G | HW U900 F1 | HW L1.8 F1 (20M) + L800 F1 (15M) |  | 2 |  |  | MW
Dec 2022 add | DUB0539 | Al Asmawi Building_DIP 1 |  | DUB5539 | DUBL0539 |  | DXB | 24.9985 | 55.172044 | ETC | Commercial | IBS | Dubai South | DUBAI_Dubai Green Community | 1059802 | 2CC |  | DXB_E3176K_10012_001001001 | in |  | On Air | On Air |  | Huawei | 3G+4G | HW U900 F1 | HW L1.8 F1 (20M) + L800 F1 (15M) |  | 2 |  |  | MW
Dec 2022 add | DXN0748 | Al Marai Emirates Company DIP |  | DXN5748 | DXNL0748 |  | DXB | 24.8597 | 55.049575 | du | Commercial | IBS | Dubai South | Dubai_Saih Shuaib 2 | 1053100 | 2CC |  | 0 | in |  | On Air | On Air |  | Huawei | 3G+4G | HW U900 F1 | HW L1.8 F1 (20M) + L800 F1 (15M) |  | 2 |  |  | IIB
Dec 2022 add | DUB0675 | Khalifa Saeed Sulaiman Villa_ZAABEEL FIRST |  | DUB5675 | DUBL0675 |  | DXB | 25.2284 | 55.311063 | ETC | Villa | IBS | Dubai South | DUBAI_ZAABEEL FIRST (ZAABEEL FIRST) | 1032500 | 1CC |  | 0 | in |  | On Air | On Air |  | Huawei | 3G+4G | HW U900 F1 | HW L800 F1 (15M) |  | 1 |  |  | MW
Dec 2022 add | DUB0908 | Lulu Group Villa CMD_Al Mamzar |  | DUB5908 | DUBL0908 |  | DXB | 25.2983 | 55.349446 | ETC | Villa | IBS | Dubai North | DUBAI_AL MAMZAR | 1013400 | 2CC |  | DXB_E3279E_10935_001001001 | in |  | On Air | On Air |  | Huawei | 3G+4G | HW U900 F1 | HW L1.8 F1 (20M) + L800 F1 (15M) |  | 2 |  |  | IIB
Dec 2022 add | IAD5594 | Park View Tower_RS3-C27- S-3-C08_Al Reem Island |  | IAD0594 | IADL5594 |  | AUH | 24.5029 | 54.410281 | ETC | Hotel | IBS | Abu Dhabi | Abu Dhabi_Al Reem Island | 2045700 | 2CC |  | AUH_E2371Q_10028_001001001 | in |  | On Air | On Air |  | Nokia | 3G+4G | NSN U900 F1 | NSN L1.8 F1 (20M) + L800 F1 (15M) |  | 4 |  |  | MW
Dec 2022 add | IAD5686 | City Season Hamra Plaza |  | IAD0686 | IADL5686 |  | AUH | 24.4907 | 54.370941 | ETC | Hotel | IBS | Abu Dhabi | ABU DHABI_Madinat Zayed(AD) | 2501200 | 2CC |  | AUH_E2271Y_11988_001001001 | in |  | On Air | On Air |  | Nokia | 3G+4G | NSN U900 F1 | NSN L1.8 F1 (20M) + L800 F1 (15M) |  | 4 |  |  | MW
Dec 2022 add | IAD5966 | Residential Building (RBW8-11) Al Raha |  | IAD0966 | IADL5966 |  | AUH | 24.4429 | 54.579548 | du | Residential | IBS | Abu Dhabi | ABU DHABI_SHATIE AL RAHA | 2042400 | 2CC |  | AUH_E2470O_10145_001001001 | in |  | On Air | On Air |  | Nokia | 3G+4G | NSN U900 F1 | NSN L1.8 F1 (20M) + L800 F1 (15M) |  | 4 |  |  | MW
Dec 2022 add | IAD0989D | ATOM_Emirates Transport Al ADLA (Abu Dhabi ) |  | IAD0989D | IADL0989D |  | AUH | 24.4194 | 54.855519 | du | Commercial | ATOM | Abu Dhabi | ABU DHABI_AL ADLAH | 2042900 | 1CC |  | AUH_E2770S_10001_001001001 | in |  | On Air | On Air |  | Nokia | 3G+4G | NSN U900 F1 | NSN L800 F1 (15M) |  | 1 |  |  | IIB
Dec 2022 add | IAD5307 | Intercontinental Hotel Grand Marina |  | IAD0307 | IADL5307 |  | AUH | 24.4552 | 54.329543 | du | Hotel | IBS | Abu Dhabi | Abu Dhabi_Al Bateen | 2500600 | 2CC |  | AUH_E2270H_11247_001001003 | in |  | On Air | On Air |  | Nokia | 3G+4G | NSN U900 F1 | NSN L1.8 F1 (20M) + L800 F1 (15M) |  | 4 |  |  | IIB
Dec 2022 add | IAD5973 | Wafra Residential Tower_Al Reem Island |  | IAD0973 | IADL5973 |  | AUH | 24.4866 | 54.400808 | ETC | Residential | IBS | Abu Dhabi | ABU DHABI_AL REEM ISLAND | 2045700 | 2CC |  | 0 | in |  | On Air | On Air |  | Nokia | 3G+4G | NSN U900 F1 | NSN L1.8 F1 (20M) + L800 F1 (15M) |  | 6 |  |  | MW
Dec 2022 add | IAD0994E | ATOM WAREHOUSE WORKSHOP TECHNICAL OFFICE BUILDING |  | IAD0994E | IADL0994E |  | AUH | 24.121 | 52.723812 | du | Commercial | ATOM | WR | Abu Dhabi_AL RUWAIS | 2003100 | 1CC |  | 0 | in |  | On Air | On Air |  | Nokia | 3G+4G | NSN U900 F1 | NSN L1.8 F1 (20M) |  | 1 |  |  | MW
Dec 2022 add | IAD5914 | Al Nahdah School Baniyas |  | IAD0914 | IADL5914 |  | AUH | 24.2795 | 54.6672744 | du | University/School | IBS | Abu Dhabi | ABU DHABI_BANIYAS | 2046100 | 2CC |  | 0 | in |  | On Air | On Air |  | Nokia | 3G+4G | NSN U900 F1 | NSN L1.8 F1 (20M) + L800 F1 (15M) |  | 2 |  |  | IIB
Dec 2022 add | AUH0006 | Umm Al Arab School_AL FALAH |  | AUH5006 | AUHL0006 |  | AUH | 24.4595 | 54.721483 | ETC | University/School | IBS | Abu Dhabi | ABU DHABI_AL FALAH | 2043100 | 2CC |  | AUH_E2670H_10012_001001001 | in |  | On Air | On Air |  | Nokia | 3G+4G | NSN U900 F1 | NSN L1.8 F1 (20M) + L800 F1 (15M) |  |  |  |  | MW
Dec 2022 add | DUB0050 | Lycee Libanais Francophone Prive |  | DUB5050 | DUBL0050 |  | DXB | 25.128 | 55.35220 | du | University/School | IBS | Dubai South | DUBAI_WADI AL SAFA 3 (RANCHES) | 1064500 | 2CC |  | 0 | in |  | On Air | On Air |  | Huawei | 3G+4G | HW U900 F1 | HW L1.8 F1 (20M) + L800 F1 (15M) |  | 6 |  |  | IIB
Dec 2022 add | DXN0056 | Forte Emaar Tower 2 |  | DXN5056 | DXNL0056 |  | DXB | 25.195 | 55.269186 | du | University/School | IBS | Dubai North | Dubai_Burj Khalifa (Business Bay) | 1034500 | 2CC |  | DXB_E3278F_10340_001006003 | in |  | On Air | On Air |  | Huawei | 3G+4G | HW U900 F1 | HW L1.8 F1 (20M) + L800 F1 (15M) |  | 10 |  |  | IIB
Dec 2022 add | IAD5644 | Shaikha Atma Sultan Al Dhaheri (E4-02_C16) Madinat Zayed |  | IAD0644 | IADL5644 |  | AUH | 24.4879 | 54.366932 | du | University/School | IBS | Abu Dhabi | ABU DHABI_Madinat Zayed(AD) | 2501200 | 2CC |  | AUH_E2271Y_10025_001001001 | in |  | On Air | On Air |  | Nokia | 3G+4G | NSN U900 F1 | NSN L1.8 F1 (20M) + L800 F1 (15M) |  | 6 |  |  | IIB
Dec 2022 add | IAD5383 | WaterFront Twin Towers |  | IAD0383 | IADL5383 |  | AUH | 24.4911 | 54.385512 | du | University/School | IBS | Abu Dhabi | ABU DHABI_Tourist Club Area | 2500100 | 2CC |  | AUH_E2371U_10045_001001001 | in |  | On Air | On Air |  | Nokia | 3G+4G | NSN U900 F1 | NSN L1.8 F1 (20M) + L800 F1 (15M) |  | 14 |  |  | IIB
Dec 2022 add | IAD5875 | Luluat Al Raha (ICT2 Plot 41) |  | IAD0875 | IADL5875 |  | AUH | 24.4412 | 54.571521 | du | University/School | IBS | Abu Dhabi | ABU DHABI_SHATIE AL RAHA | 2042400 | 2CC |  | AUH_E2470O_10137_001012002 | in |  | On Air | On Air |  | Nokia | 3G+4G | NSN U900 F1 | NSN L1.8 F1 (20M) + L800 F1 (15M) |  | 2 |  |  | IIB
Dec 2022 add | IAD5466 | E1 C10 AFZEYA Tower |  | IAD0466 | IADL5466 |  | AUH | 24.4898 | 54.357191 | ETC | University/School | IBS | Abu Dhabi | ABU DHABI_Al Markaziyah | 2500200 | 2CC |  | AUH_E2271X_10245_001023001 | in |  | On Air | On Air |  | Nokia | 3G+4G | NSN U900 F1 | NSN L1.8 F1 (20M) + L800 F1 (15M) |  | 4 |  |  | IIB
Dec 2022 add | AAN0113 | Zayed Military Hospital |  | AAN5113 | AANL0113 |  | AUH | 24.1859 | 55.780282 | ETC | University/School | IBS | Al AIn | ABU DHABI_DEFENCE | 8002300 | 2CC |  | 0 | in |  | On Air | On Air |  | Ericsson | 3G+4G | E/// U900 F1 | E/// L1.8 F1 (20M) + L800 F1 (15M) |  |  |  |  | MW
Jan 2023 add | DUB0091 | The Royal Atlantis Resort & Residences _Podium Common Floors |  | DUB5091 | DUBL0091 | DUBNR0091 | DXB | 25.1379 | 55.126771 | ETC | Hotel | IBS | Dubai South | DUBAI_NAKHLAT JUMEIRA (THE PALM JUMEIRAH) | 1038100 | 2CC |  | 0 | in |  | On Air | On Air | On Air | Huawei | 3G+4G+5G | HW U900 F1 | HW L1.8 F1 (20M) + L800 F1 (15M) | 1CC | 12 | 6/0 | N41 | IIB
Jan 2023 add | DUB0012 | The Royal Atlantis Resort & Residences _Hotel |  | DUB5012 | DUBL0012 | DUBNR0012 | DXB | 25.1379 | 55.126771 | ETC | Hotel | IBS | Dubai South | DUBAI_NAKHLAT JUMEIRA (THE PALM JUMEIRAH) | 1038100 | 2CC |  | DXB_E3078X_10543_001011012 | in |  | On Air | On Air | On Air | Huawei | 3G+4G+5G | HW U900 F1 | HW L1.8 F1 (20M) + L800 F1 (15M) | 1CC | 8 | 4/0 | N41 | IIB
Jan 2023 add | DUB0261 | The Royal Atlantis Resort & Residences _Residences |  | DUB5261 | DUBL0261 | DUBNR0261 | DXB | 25.1379 | 55.126771 | ETC | Hotel | IBS | Dubai South | DUBAI_NAKHLAT JUMEIRA (THE PALM JUMEIRAH) | 1038100 | 2CC |  | DXB_E3078X_10543_001013006 | in |  | On Air | On Air | On Air | Huawei | 3G+4G+5G | HW U900 F1 | HW L1.8 F1 (20M) + L800 F1 (15M) | 1CC | 10 | 5/0 | N41 | IIB
Jan 2023 add | DUB0077 | Sama Building Al Jaddaf |  | DUB5077 | DUBL0077 |  | DXB | 25.2214 | 55.324591 | du | Residential | IBS | Dubai North | DUBAI_AL JADAF | 1032600 | 2CC |  | DXB_E3279X_10707_001019010 | in |  | On Air | On Air |  | Huawei | 3G+4G | HW U900 F1 | HW L1.8 F1 (20M) + L800 F1 (15M) |  | 6 |  |  | IIB
Jan 2023 add | ISH5209 | HILLI TOWER SHARJAH |  | ISH0209 | ISHL5209 |  | NE | 25.3401 | 55.39126 | ETC | Residential | IBS | Sharjah | SHARJAH_AL NUD | 3007600 | 2CC |  | 0 | in |  | On Air | On Air |  | Huawei | 3G+4G | HW U900 F1 | HW L1.8 F1 (20M) + L800 F1 (15M) |  | 4 |  |  | IIB
Jan 2023 add | DUB0678 | Tecom ABC Building - Emirates Crew Accommodation |  | DUB5678 | DUBL0678 |  | DXB | 25.0958 | 55.176912 | ETC | Residential | IBS | Dubai South | DUBAI_AL THANYAH FIRST (AL SAFOUH THIRD) | 1038300 | 2CC |  | DXB_E3177F_10083_001009054 | in |  | On Air | On Air |  | Huawei | 3G+4G | HW U900 F1 | HW L1.8 F1 (20M) + L800 F1 (15M) |  | 4 |  |  | IIB
Jan 2023 add | DXN0793 | Rigel Residence by Myra JVC |  | DXN5793 | DXNL0793 |  | DXB | 25.0636 | 55.202155 | du | Residential | IBS | Dubai South | Dubai_Al Barsha South Fourth (Jumeirah Village South) | 1068100 | 2CC |  | DXB_E3177Q_11985_001008001 | in |  | On Air | On Air |  | Huawei | 3G+4G | HW U900 F1 | HW L1.8 F1 (20M) + L800 F1 (15M) |  | 4 |  |  | IIB
Jan 2023 add | DUB0076 | Mr. Bashar Samha Building |  | DUB5076 | DUBL0076 |  | DXB | 25.0573 | 55.220587 | du | Residential | IBS | Dubai South | DUBAI_AL BARSHA SOUTH FOURTH (JUMEIRAH VILLAGE SOUTH) | 1068100 | 2CC |  | 0 | in |  | On Air | On Air |  | Huawei | 3G+4G | HW U900 F1 | HW L1.8 F1 (20M) + L800 F1 (15M) |  | 4 |  |  | IIB
Jan 2023 add | SHJ0741 | Afamia Tower 2 Abu Shagara |  | SHJ5741 | SHJL0741 |  | NE | 25.3431 | 55.399292 | du | Residential | IBS | Sharjah | Sharjah_Abu Shughara | 3010800 | 2CC |  | SHJ_E3380Q_10450_001001001 | in |  | On Air | On Air |  | Huawei | 3G+4G | HW U900 F1 | HW L1.8 F1 (20M) + L800 F1 (15M) |  | 2 |  |  | IIB
Jan 2023 add | ISH5207 | Al Fajar Tower |  | ISH0207 | ISHL5207 |  | DXB | 25.2989 | 55.370022 | du | Residential | IBS | Dubai North | SHARJAH_AL NAHDA | 3010200 | 2CC |  | SHJ_E3379A_10383_001001006 | in |  | On Air | On Air |  | Huawei | 3G+4G | HW U900 F1 | HW L1.8 F1 (20M) + L800 F1 (15M) |  | 2 |  |  | IIB
Jan 2023 add | DXN0926 | MUROOJ RESIDENTIAL TOWERS |  | DXN5926 | DXNL0926 |  | DXB | 25.2038 | 55.276783 | du | Residential | IBS | Dubai North | DUBAI_TRADE CENTER SECOND | 1033600 | 2CC |  | DXB_E3278A_11508_001013001 | in |  | On Air | On Air |  | Huawei | 3G+4G | HW U900 F1 | HW L1.8 F1 (20M) + L800 F1 (15M) |  | 6 |  |  | IIB
Jan 2023 add | ISH5197 | Golden Tower Al Nahda |  | ISH0197 | ISHL5197 |  | DXB | 25.3036 | 55.375003 | du | Residential | IBS | Dubai North | SHARJAH_AL NAHDA | 3010200 | 2CC |  | 0 | in |  | On Air | On Air |  | Huawei | 3G+4G | HW U900 F1 | HW L1.8 F1 (20M) + L800 F1 (15M) |  | 2 |  |  | IIB
Jan 2023 add | DXN0270 | The Terraces Meydan |  | DXN5270 | DXNL0270 |  | DXB | 25.1776 | 55.311707 | du | Residential | IBS | Dubai North | Dubai_Al Merkadh (Al Merkad) | 1034700 | 2CC |  | 0 | in |  | On Air | On Air |  | Huawei | 3G+4G | HW U900 F1 | HW L1.8 F1 (20M) + L800 F1 (15M) |  | 4 |  |  | IIB
Jan 2023 add | ISH5178 | Park View Residences Al Majaz 2 |  | ISH0178 | ISHL5178 |  | NE | 25.322 | 55.387577 | du | Residential | IBS | Sharjah | Sharjah_Al Mazaj Second | 3010700 | 2CC |  | SHJ_E3380V_10054_001001001 | in |  | On Air | On Air |  | Huawei | 3G+4G | HW U900 F1 | HW L1.8 F1 (20M) + L800 F1 (15M) |  | 2 |  |  | IIB
Jan 2023 add | DXN0881 | G+4P+16 RESIDENTIAL BUILDING-JVC |  | DXN5881 | DXNL0881 |  | DXB | 25.0537 | 55.22015 | du | Residential | IBS | Dubai South | DUBAI_AL BARSHA SOUTH FOURTH (JUMEIRAH VILLAGE SOUTH) | 1068100 | 2CC |  | DXB_E3177R_11317_001022001 | in |  | On Air | On Air |  | Huawei | 3G+4G | HW U900 F1 | HW L1.8 F1 (20M) + L800 F1 (15M) |  | 4 |  |  | IIB
Jan 2023 add | DUB0931 | EWAN Residence DIP |  | DUB5931 | DUBL0931 |  | DXB | 24.9973 | 55.176826 | du | Residential | IBS | Dubai South | DUBAI_Dubai Green Community | 1059802 | 2CC |  | DXB_E3176K_10013_001001001 | in |  | On Air | On Air |  | Huawei | 3G+4G | HW U900 F1 | HW L1.8 F1 (20M) + L800 F1 (15M) |  | 2 |  |  | MW
Jan 2023 add | ISH5130 | Najla Taryam Building |  | ISH0130 | ISHL5130 |  | NE | 25.3053 | 55.365206 | du | Residential | IBS | Sharjah | SHARJAH_AL MAMZAR | 3010400 | 2CC |  | 0 | in |  | On Air | On Air |  | Huawei | 3G+4G | HW U900 F1 | HW L1.8 F1 (20M) + L800 F1 (15M) |  | 6 |  |  | IIB
Jan 2023 add | SHJ0797 | Al Murjan Tower Al Majaz 2 |  | SHJ5797 | SHJL0797 |  | NE | 25.3175 | 55.383525 | du | Residential | IBS | Sharjah | Sharjah_Al Mazaj Second | 3010700 | 2CC |  | SHJ_E3380V_10029_001001004 | in |  | On Air | On Air |  | Huawei | 3G+4G | HW U900 F1 | HW L1.8 F1 (20M) + L800 F1 (15M) |  | 4 |  |  | IIB
Jan 2023 add | DUB0563 | Golf Suites PA07_Dubai Hills |  | DUB5563 | DUBL0563 |  | DXB | 25.1235 | 55.2603 | ETC | Residential | IBS | Dubai South | DUBAI_HADAEQ SHEIKH MOHAMMED BIN RASHID (RANCHES) | 1063100 | 2CC |  | 0 | in |  | On Air | On Air |  | Huawei | 3G+4G | HW U900 F1 | HW L1.8 F1 (20M) + L800 F1 (15M) |  | 4 |  |  | IIB
Jan 2023 add | IFU5626 | Fujairah Police GHQ , Fujairah |  | IFU0626 | IFUL5626 |  | NE | 25.125 | 55.27312 | ETC | Government | IBS | Fujairah | DUBAI_HADAEQ SHEIKH MOHAMMED BIN RASHID (RANCHES) | 1063100 | 2CC |  | FJR_E4277A_10003_001001001 | in |  | On Air | On Air |  | Huawei | 3G+4G | HW U900 F1 | HW L1.8 F1 (20M) + L800 F1 (15M) |  | 6 |  |  | IIB
Jan 2023 add | ISH5204 | Al Salam Grand Hotel |  | ISH0204 | ISHL5204 |  | NE | 25.3071 | 55.373319 | du | Hotel | IBS | Sharjah | SHARJAH_AL MAMZAR | 3010400 | 2CC |  | SHJ_E3380U_10063_001001002 | in |  | On Air | On Air |  | Huawei | 3G+4G | HW U900 F1 | HW L1.8 F1 (20M) + L800 F1 (15M) |  | 2 |  |  | IIB
Jan 2023 add | DXN0714 | New Staff Accommodation RAS Al Khor |  | DXN5714 | DXNL0714 |  | DXB | 25.1801 | 55.383202 | du | Residential | IBS | Dubai North | DUBAI_RAS AL KHOR IND. THIRD | 1061400 | 2CC |  | DXB_E3378L_10682_001006002 | in |  | On Air | On Air |  | Huawei | 3G+4G | HW U900 F1 | HW L1.8 F1 (20M) + L800 F1 (15M) |  | 6 |  |  | IIB
Jan 2023 add | ISH5078 | Al Sahoo Tower |  | ISH0078 | ISHL5078 |  | NE | 25.3095 | 55.372158 | du | Residential | IBS | Sharjah | SHARJAH_AL MAMZAR | 3010400 | 2CC |  | 0 | in |  | On Air | On Air |  | Huawei | 3G+4G | HW U900 F1 | HW L1.8 F1 (20M) + L800 F1 (15M) |  | 2 |  |  | IIB
Jan 2023 add | DXN0802 | Palm Jumeirah Hotel Apartments |  | DXN5802 | DXNL0802 |  | DXB | 25.1075 | 55.144544 | du | Residential | IBS | Dubai South | Dubai_Nakhlat Jumeira (The Palm Jumeirah) | 1038100 | 2CC |  | DXB_E3077D_11236_001012003 | in |  | On Air | On Air |  | Huawei | 3G+4G | HW U900 F1 | HW L1.8 F1 (20M) + L800 F1 (15M) |  | 4 |  |  | IIB
Jan 2023 add | DUB0587 | THE AGENDA VENUES FZ LLC |  | DUB5587 | DUBL0587 |  | DXB | 25.1004 | 55.167913 | du | Residential | IBS | Dubai South | DUBAI_AL SAFOUH SECOND | 1038200 | 2CC |  | DXB_E3177F_10109_001001003 | in |  | On Air | On Air |  | Huawei | 3G+4G | HW U900 F1 | HW L1.8 F1 (20M) + L800 F1 (15M) |  | 4 |  |  | IIB
Jan 2023 add | IFU5606 | Wadi Al Helo Tunnel 1_Kalba Bound Entry |  | IFU0606 | IFUL5606 |  | NE | 24.9826 | 56.251577 | du | Tunnel | IBS | Fujairah | Sharjah_Kalba South | 3000015 | 2CC |  | 0 | in |  | On Air | On Air |  | Huawei | 3G+4G | HW U900 F1 | HW L1.8 F1 (20M) + L800 F1 (15M) |  | 4 |  |  | IIB
Jan 2023 add | ISH5151 | Shk Salem Al Qasemi at Mamzar |  | ISH0151 | ISHL5151 |  | NE | 25.3145 | 55.379866 | du | Residential | IBS | Sharjah | SHARJAH_AL MAMZAR | 3010400 | 2CC |  | 0 | in |  | On Air | On Air |  | Huawei | 3G+4G | HW U900 F1 | HW L1.8 F1 (20M) + L800 F1 (15M) |  | 6 |  |  | IIB
Jan 2023 add | DXN0254 | Saudi German Expansion-Barsha |  | DXN5254 | DXNL0254 |  | DXB | 25.0973 | 55.18529 | du | Hospital | IBS | Dubai South | DUBAI_AL BARSHA THIRD | 1037500 | 2CC |  | 0 | in |  | On Air | On Air |  | Huawei | 3G+4G | HW U900 F1 | HW L1.8 F1 (20M) + L800 F1 (15M) |  | 6 |  |  | IIB
Jan 2023 add | IDX5315 | Al Shafar Invest Palm Jumeirah |  | IDX0315 | IDXL5315 |  | DXB | 25.1388 | 55.144245 | du | Residential | IBS | Dubai South | Dubai_Nakhlat Jumeira (The Palm Jumeirah) | 1038100 | 2CC |  | DXB_E3078X_10511_001001002 | in |  | On Air | On Air |  | Huawei | 3G+4G | HW U900 F1 | HW L1.8 F1 (20M) + L800 F1 (15M) |  | 6 |  |  | IIB
Jan 2023 add | DUB0455 | Masakin Mohammediyah Alif_AL NAHDA SECOND |  | DUB5455 | DUBL0455 |  | DXB | 25.29 | 55.379189 | ETC | Residential | IBS | Dubai North | DUBAI_AL NAHDA SECOND | 1024100 | 2CC |  | DXB_E3379A_10598_001001001 | in |  | On Air | On Air |  | Huawei | 3G+4G | HW U900 F1 | HW L1.8 F1 (20M) + L800 F1 (15M) |  | 4 |  |  | MW
Jan 2023 add | DUB0357 | Etisalat Data Center _Jebel Ali |  | DUB5357 | DUBL0357 |  | DXB | 25.028 | 55.12004 | ETC | Commercial | IBS | Dubai South | DUBAI_JABAL ALI Gardens | 1059102 | 2CC |  | DXB_E3076C_11026_001001001 | in |  | On Air | On Air |  | Huawei | 3G+4G | HW U900 F1 | HW L1.8 F1 (20M) + L800 F1 (15M) |  | 4 |  |  | MW
Jan 2023 add | IAD5889 | Building RBW9-11 |  | IAD0889 | IADL5889 |  | AUH | 24.4409 | 54.579559 | du | Residential | IBS | Abu Dhabi | ABU DHABI_SHATIE AL RAHA | 2042400 | 2CC |  | AUH_E2470O_10146_001001001 | in |  | On Air | On Air |  | Nokia | 3G+4G | NSN U900 F1 | NSN L1.8 F1 (20M) + L800 F1 (15M) |  | 2 |  |  | MW
Jan 2023 add | AUH0001 | Spinneys Bldg |  | AUH5001 | AUHL0001 |  | AUH | 24.4654 | 54.334555 | ETC | Mixed Use | IBS | Abu Dhabi | ABU DHABI_Al Khebeirah | 2500400 | 2CC |  | AUH_E2270C_11026_001001001 | in |  | On Air | On Air |  | Nokia | 3G+4G | NSN U900 F1 | NSN L1.8 F1 (20M) + L800 F1 (15M) |  | 2 |  |  | MW
Jan 2023 add | AUH0678 | Mubadala Capital Health Screening Centre (CHSC) |  | AUH5678 | AUHL0678 |  | AUH | 24.4518 | 54.39223 | du | Hospital | IBS | Abu Dhabi | Abu Dhabi_Al Nahyan | 2501000 | 2CC |  | AUH_E2370F_11153_001001004 | in |  | On Air | On Air |  | Nokia | 3G+4G | NSN U900 F1 | NSN L1.8 F1 (20M) + L800 F1 (15M) |  | 2 |  |  | IIB
Jan 2023 add | IAD5740 | All Prints Distributors Building Al Hosn |  | IAD0740 | IADL5740 |  | AUH | 24.4802 | 54.351138 | du | Residential | IBS | Abu Dhabi | ABU DHABI_Al Hosn | 2500300 | 2CC |  | AUH_E2270D_10409_001001001 | in |  | On Air | On Air |  | Nokia | 3G+4G | NSN U900 F1 | NSN L1.8 F1 (20M) + L800 F1 (15M) |  | 2 |  |  | IIB
Jan 2023 add | IAD0988E | Emirates Global Aluminum (EGA) |  | IAD0988E | IADL5988V |  | AUH | 24.7929 | 54.711548 | du | Commercial | ATOM | Abu Dhabi | ABU DHABI_KHALIFA INDUSTRIAL CITY A | 2100000 | 1CC |  | AUH_E2674Q_10015_001001001 | in |  | On Air | On Air |  | Nokia | 3G+4G | NSN U2.1 F1 | NSN L1.8 F1 (20M) |  | 1 |  |  | MW
Jan 2023 add | AAN0082 | Al Ain’s Sheikh Khalifa Bin Zayed Al Nahyan Masjid |  | AAN5082 | AANL0082 |  | AUH | 24.2259 | 55.74679 | ETC | Government | IBS | Al Ain | Abu Dhabi_AL MUTAREDH | 8001500 | 2CC |  | 0 | in |  | On Air | On Air |  | Ericsson | 3G+4G | E/// U900 F1 | E/// L1.8 F1 (20M) + L800 F1 (15M) |  |  |  |  | IIB
Jan 2023 add | IAD5921 | AL QANA PROJECT Site -1 (Block A,B,C,D & E) |  | IAD0921 | IADL5921 |  | AUH | 24.4017 | 54.5019177 | ETC | Commercial | IBS | Abu Dhabi | ABU DHABI_AL MAQTA AREA | 2044000 | 2CC |  | 0 | in |  | On Air | On Air |  | Nokia | 3G+4G | NSN U900 F1 | NSN L1.8 F1 (20M) + L800 F1 (15M) |  | 10 |  |  | IIB
Feb 2023 add | SHJ0250 | Mamzar 3 Tower |  | SHJ5250 | SHJL0250 |  | NE | 25.3127 | 55.374148 | du | Residential | IBS | Sharjah | SHARJAH_AL KHAN | 3010300 | 2CC |  | 0 | in |  | On Air | On Air |  | Huawei | 3G+4G | HW U900 F1 | HW L1.8 F1 (20M) + L800 F1 (15M) |  | 4 |  |  | IIB
Feb 2023 add | ISH5074 | Al Dana Tower |  | ISH0074 | ISHL5074 |  | NE | 25.3564 | 55.3884 | ETC | Residential | IBS | Sharjah | SHARJAH_UMM AT TARRAFA | 3006200 | 2CC |  | SHJ_E3380L_10918_001001001 | in |  | On Air | On Air |  | Huawei | 3G+4G | HW U900 F1 | HW L1.8 F1 (20M) + L800 F1 (15M) |  | 8 |  |  | IIB
Feb 2023 add | DUB0112 | European Tower |  | DUB5112 | DUBL0112 |  | DXB | 25.0377 | 55.222093 | du | Residential | IBS | Dubai South | DUBAI_AL HEBIAH FOURTH (DUBAI SPORTS CITY) | 1068200 | 2CC |  | 0 | in |  | On Air | On Air |  | Huawei | 3G+4G | HW U900 F1 | HW L1.8 F1 (20M) + L800 F1 (15M) |  | 4 |  |  | IIB
Feb 2023 add | DUB0464 | Fresh Fruits Company Ras Al Khor |  | DUB5464 | DUBL0464 |  | DXB | 25.1654 | 55.388777 | du | Warehouse | IBS | Dubai North | Dubai_Ras Al Khor Ind. Third | 1061400 | 2CC |  | 0 | in |  | On Air | On Air |  | Huawei | 3G+4G | HW U900 F1 | HW L1.8 F1 (20M) + L800 F1 (15M) |  | 4 |  |  | MW
Feb 2023 add | IRK5521 | Emirates National School Hostel RAK |  | IRK0521 | IRKL5521 |  | NE | 25.7107 | 55.894501 | ETC | Residential | IBS | Ras Al Khaimah | RAS AL-KHAIMAH_AL DHAITH BUVABA | 7041200 | 2CC |  | 0 | in |  | On Air | On Air |  | Huawei | 3G+4G | HW U900 F1 | HW L1.8 F1 (20M) + L800 F1 (15M) |  | 12 |  |  | IIB
Feb 2023 add | ISH5188 | Al Dhaid Mall |  | ISH0188 | ISHL5188 |  | NE | 25.2805 | 55.876864 | ETC | Mall | IBS | Sharjah | SHARJAH_Al Dhaid City | 3000050 | 3CC |  | 0 | in |  | On Air | On Air |  | Huawei | 3G+4G | HW U900 F1 | HW L1.8 F1/F2 (20+10M) + L800 F1 (15M) |  | 2 |  |  | IIB
Feb 2023 add | DUB0392 | Union Coop Motor City |  | DUB5392 | DUBL0392 |  | DXB | 25.0457 | 55.233162 | du | Mixed Use | IBS | Dubai South | Dubai_Al Hebiah First (Dubai Autodrome) | 1067400 | 2CC |  | 0 | in |  | On Air | On Air |  | Huawei | 3G+4G | HW U900 F1 | HW L1.8 F1 (20M) + L800 F1 (15M) |  | 4 |  |  | IIB
Feb 2023 add | DUB0692 | Al Naim Residence JVC |  | DUB5692 | DUBL0692 |  | DXB | 25.0656 | 55.209000 | du | Residential | IBS | Dubai South | DUBAI_AL BARSHA SOUTH FOURTH (JUMEIRAH VILLAGE SOUTH) | 1068100 | 2CC |  | DXB_E3177R_11429_001002007 | in |  | On Air | On Air |  | Huawei | 3G+4G | HW U900 F1 | HW L1.8 F1 (20M) + L800 F1 (15M) |  | 2 |  |  | IIB
Feb 2023 add | ISH5153 | China Town-SHJ |  | ISH0153 | ISHL5153 |  | NE | 25.2928 | 55.414086 | ETC | Residential | IBS | Sharjah | SHARJAH_INDUSTRIAL AREA 10 | 3008800 | 2CC |  | 0 | in |  | On Air | On Air |  | Huawei | 3G+4G | HW U900 F1 | HW L1.8 F1 (20M) + L800 F1 (15M) |  | 2 |  |  | IIB
Feb 2023 add | DXN0675 | Al Barsha Star Building |  | DXN5675 | DXNL0675 |  | DXB | 25.1091 | 55.203535 | du | Residential | IBS | Dubai South | Dubai_Al Barsha First | 1037300 | 2CC |  | DXB_E3177B_10705_001002002 | in |  | On Air | On Air |  | Huawei | 3G+4G | HW U900 F1 | HW L1.8 F1 (20M) + L800 F1 (15M) |  | 2 |  |  | IIB
Feb 2023 add | DUB0937 | Al Attar Business center |  | DUB5937 | DUBL0937 |  | DXB | 25.1087 | 55.183992 | du | Commercial | IBS | Dubai South | DUBAI_AL BARSHA FIRST | 1037300 | 2CC |  | DXB_E3177A_10747_001012053 | in |  | On Air | On Air |  | Huawei | 3G+4G | HW U900 F1 | HW L1.8 F1 (20M) + L800 F1 (15M) |  | 4 |  |  | IIB
Feb 2023 add | IAJ5838 | Ajman Gate Tower 2 |  | IAJ0838 | IAJL5838 |  | NE | 25.3942 | 55.472543 | du | Residential | IBS | Ajman | Ajman_Mushairif | 4001600 | 2CC |  | 0 | in |  | On Air | On Air |  | Huawei | 3G+4G | HW U900 F1 | HW L1.8 F1 (20M) + L800 F1 (15M) |  | 4 |  |  | IIB
Feb 2023 add | DUB0588 | Ford Building SZR |  | DUB5588 | DUBL0588 |  | DXB | 25.2017 | 55.267239 | du | Commercial | IBS | Dubai North | DUBAI_AL WASL | 1034300 | 2CC |  | DXB_E3278A_11667_001001006 | in |  | On Air | On Air |  | Huawei | 3G+4G | HW U900 F1 | HW L1.8 F1 (20M) + L800 F1 (15M) |  | 2 |  |  | IIB
Feb 2023 add | DXN0987 | Creek Vista Reserve |  | DXN5987 | DXNL0987 |  | DXB | 25.1798 | 55.303752 | du | Residential | IBS | Dubai North | DUBAI_AL MERKADH (AL MERKAD) | 1034700 | 2CC |  | DXB_E3278M_10342_001005028 | in |  | On Air | On Air |  | Huawei | 3G+4G | HW U900 F1 | HW L1.8 F1 (20M) + L800 F1 (15M) |  | 14 |  |  | IIB
Feb 2023 add | IDX0939C | Aswaaq Nad Al Sheba |  | IDX0939C | IDXL5939III |  | DXB | 25.1293 | 55.36329 | du | Mall | Small Cell | Dubai North | Dubai_NADD AL SHIBA FOURTH | 1061700 | 1CC |  | 0 | in |  | On Air | On Air |  | Huawei | 3G+4G | HW U900 F1 | HW L800 F1 (15M) |  | 1 |  |  | IIB
Feb 2023 add | DUB0550 | Jumeirah Terrance (JTS Medical Center) Jumeirah |  | DUB5550 | DUBL0550 |  | DXB | 25.2392 | 55.270811 | du | Commercial | IBS | Dubai North | Dubai_Jumeira First | 1033200 | 2CC |  | DXB_E3279P_11643_001003001 | in |  | On Air | On Air |  | Huawei | 3G+4G | HW U900 F1 | HW L1.8 F1 (20M) + L800 F1 (15M) |  | 2 |  |  | MW
Feb 2023 add | DUB0634 | Union Coop Al Nahda 2 |  | DUB5634 | DUBL0634 |  | DXB | 25.2922 | 55.371977 | du | Mall | IBS | Dubai North | Dubai_Al Nahda Second | 1024100 | 2CC |  | DXB_E3379A_10664_001004001 | in |  | On Air | On Air |  | Huawei | 3G+4G | HW U900 F1 | HW L1.8 F1 (20M) + L800 F1 (15M) |  | 2 |  |  | IIB
Feb 2023 add | DXN0105 | Dubai Creek Harbour by Emaar PH2 |  | DXN5105 | DXNL0105 |  | DXB | 25.2018 | 55.349901 | du | Residential | IBS | Dubai North | DUBAI_AL KHEERAN FIRST (RAS AL HAMAR) | 1041400 | 2CC |  | DXB_E3278E_10216_001001003 | in |  | On Air | On Air |  | Huawei | 3G+4G | HW U900 F1 | HW L1.8 F1 (20M) + L800 F1 (15M) |  | 14 |  |  | IIB
Feb 2023 add | DXN0763 | Domus Indigo 1 & 2 Buildings IMPZ |  | DXN5763 | DXNL0763 |  | DXB | 25.0355 | 55.192727 | du | Residential | IBS | Dubai South | Dubai_Meaisem First (Jumeirah Golf Estate) | 1068500 | 2CC |  | DXB_E3177V_11322_001011001 | in |  | On Air | On Air |  | Huawei | 3G+4G | HW U900 F1 | HW L1.8 F1 (20M) + L800 F1 (15M) |  | 8 |  |  | IIB
Feb 2023 add | ISH5174 | Gulf Oasis Tower |  | ISH0174 | ISHL5174 |  | NE | 25.3263 | 55.371825 | ETC | Residential | IBS | Sharjah | SHARJAH_AL KHAN | 3010300 | 2CC |  | SHJ_E3380P_10261_001001002 | in |  | On Air | On Air |  | Huawei | 3G+4G | HW U900 F1 | HW L1.8 F1 (20M) + L800 F1 (15M) |  | 10 |  |  | IIB
Feb 2023 add | DUB0028 | DLM Building |  | DUB5028 | DUBL0028 |  | DXB | 25.1867 | 55.257311 | ETC | Commercial | IBS | Dubai North | DUBAI_BURJ KHALIFA (BUSINESS BAY) | 1034500 | 2CC |  | 0 | in |  | On Air | On Air |  | Huawei | 3G+4G | HW U900 F1 | HW L1.8 F1 (20M) + L800 F1 (15M) |  | 2 |  |  | IIB
Feb 2023 add | IAD5999 | Saadiyat Noon Offices & Residences (SDW4-C3) |  | IAD0999 | IADL5999 |  | AUH | 24.5218 | 54.432285 | du | Commercial & Residential | IBS | Abu Dhabi | ABU DHABI_SADIYAT ISLAND | 2046700 | 2CC |  | AUH_E2371M_10081_001001001 | in |  | On Air | On Air |  | Nokia | 3G+4G | NSN U900 F1 | NSN L1.8 F1 (20M) + L800 F1 (15M) |  | 2 |  |  | MW
Feb 2023 add | AUH0056 | Marina Multipurpose Hall 1_ADNEC |  | AUH5056 | AUHL0056 | AUHNR0056 | AUH | 24.4154 | 54.439358 | ETC | Exhibition / Theater | IBS | Abu Dhabi | ABU DHABI_Al Safarat | 2501901 | 2CC |  | AUH_E2370R_11147_001002002 | in |  | On Air | On Air | On Air | Nokia | 3G+4G+5G | NSN U900 F1 | NSN L1.8 F1 (20M) + L800 F1 (15M) | 1CC | 4 | 1 | N41 | MW
Feb 2023 add | AUH0059 | Marina Multipurpose Hall 2_ADNEC |  | AUH5059 | AUHL0059 | AUHNR0059 | AUH | 24.4154 | 54.439358 | ETC | Exhibition / Theater | IBS | Abu Dhabi | ABU DHABI_Al Safarat | 2501901 | 2CC |  | 0 | in |  | On Air | On Air | On Air | Nokia | 3G+4G+5G | NSN U900 F1 | NSN L1.8 F1 (20M) + L800 F1 (15M) | 1CC | 4 | 1 | N41 | MW
Feb 2023 add | AAN0105 | SAFEER SUPER MARKETS-AlAin |  | AAN5105 | AANL0105 |  | AUH | 24.2419 | 55.74703 | ETC | Mall | IBS | Al Ain | ABU DHABI_AL JIMI | 8000500 | 1CC |  | 0 | in |  | On Air | On Air |  | Ericsson | 3G+4G | E/// U900 F1 | E/// L1.8 F1 (20M) |  |  |  |  | IIB
Feb 2023 add | AAN0140 | Shk Hazz Com Bldg |  | AAN5140 | AANL0140 |  | AUH | 24.2457 | 55.715800 | ETC | Commercial | IBS | Al Ain | ABU DHABI_AL TOWAYYA | 8000600 | 2CC |  | 0 | in |  | On Air | On Air |  | Ericsson | 3G+4G | E/// U900 F1 | E/// L1.8 F1 (20M) + L800 F1 (15M) |  |  |  |  | IIB
Mar 2023 add | DUB0024 | Deira Waterfront_Block A1, A2, B & C Plot:1113179 |  | DUB5024 | DUBL0024 |  | DXB | 25.2749 | 55.299126 | ETC | Residential | IBS | Dubai North | DUBAI_AL CORNICHE | 1011100 | 2CC |  | DXB_E3279G_10696_001001001 | in |  | On Air | On Air |  | Huawei | 3G+4G | HW U900 F1 | HW L1.8 F1 (20M) + L800 F1 (15M) |  | 6 |  |  | MW
Mar 2023 add | ISH5187 | Babel Tower 2_AL MAZAJ THIRD |  | ISH0187 | ISHL5187 |  | NE | 25.325 | 55.37786 | ETC | Residential | IBS | Sharjah | SHARJAH_AL MAZAJ THIRD | 3010500 | 2CC |  | SHJ_E3380U_10204_001006010 | in |  | On Air | On Air |  | Huawei | 3G+4G | HW U900 F1 | HW L1.8 F1 (20M) + L800 F1 (15M) |  | 4 |  |  | IIB
Mar 2023 add | ISH5125 | Al Khan Tower 626 |  | ISH0125 | ISHL5125 |  | NE | 25.3269 | 55.374609 | ETC | Mixed Use | IBS | Sharjah | SHARJAH_AL KHAN | 3010300 | 2CC |  | SHJ_E3380P_10119_001017011 | in |  | On Air | On Air |  | Huawei | 3G+4G | HW U900 F1 | HW L1.8 F1 (20M) + L800 F1 (15M) |  | 6 |  |  | IIB
Mar 2023 add | IAJ5814 | BUSTAN TOWER AJMAN |  | IAJ0814 | IAJL5814 |  | NE | 25.412 | 55.444753 | ETC | Hotel | IBS | Ajman | AJMAN_LIWARA 1 | 4001402 | 2CC |  | 0 | in |  | On Air | On Air |  | Huawei | 3G+4G | HW U900 F1 | HW L1.8 F1 (20M) + L800 F1 (15M) |  | 6 |  |  | IIB
Mar 2023 add | DUB0432 | B+G+10+R RESIDENTIAL BUILDING |  | DUB5432 | DUBL0432 |  | DXB | 25.0939 | 55.37968 | du | Residential | IBS | Dubai North | DUBAI_WADI AL SAFA 5 (DUBAI LAND) | 1064800 | 2CC |  | 0 | in |  | On Air | On Air |  | Huawei | 3G+4G | HW U900 F1 | HW L1.8 F1 (20M) + L800 F1 (15M) |  | 2 |  |  | IIB
Mar 2023 add | DUB0639 | Jumaa Aman Building Al Nahda 1 |  | DUB5639 | DUBL0639 |  | DXB | 25.2899 | 55.365422 | du | Residential | IBS | Dubai North | Dubai_Al Nahda First | 1023100 | 2CC |  | 0 | in |  | On Air | On Air |  | Huawei | 3G+4G | HW U900 F1 | HW L1.8 F1 (20M) + L800 F1 (15M) |  | 4 |  |  | IIB
Mar 2023 add | DXN0388 | Marsa Al Arab Residences |  | DXN5388 | DXNL0388 | DXNNR0388 | DXB | 25.1437 | 55.192055 | du | Residential & Hotel | IBS | Dubai South | Dubai_Umm Suqeim Third | 1036600 | 2CC |  | 0 | in |  | On Air | On Air | On Air | Huawei | 3G+4G+5G | HW U900 F1 | HW L1.8 F1 (20M) + L800 F1 (15M) | 1CC | 4 | 2/0 | N41 | IIB
Mar 2023 add | IAJ5852 | Al Jody Tower 3 Al Nuaimia 1 |  | IAJ0852 | IAJL5852 |  | NE | 25.3796 | 55.458455 | du | Residential | IBS | Ajman | AJMAN_NUAIMEYA 1 | 4001100 | 2CC |  | 0 | in |  | On Air | On Air |  | Huawei | 3G+4G | HW U900 F1 | HW L1.8 F1 (20M) + L800 F1 (15M) |  | 2 |  |  | IIB
Mar 2023 add | DXN0330 | General Directorate of Residency and Foreigners Affairs-Al Aweer |  | DXN5330 | DXNL0330 |  | DXB | 25.1552 | 55.51093 | du | Government | IBS | Dubai North | DUBAI_AL ROWAIYAH THIRD (800) | 1081400 | 2CC |  | 0 | in |  | On Air | On Air |  | Huawei | 3G+4G | HW U900 F1 | HW L1.8 F1 (20M) + L800 F1 (15M) |  | 2 |  |  | IIB
Mar 2023 add | DXN0343 | Marriot Courtyard Green Community |  | DXN5343 | DXNL0343 |  | DXB | 25.0036 | 55.164707 | ETC | Hotel | IBS | Dubai South | DUBAI_DUBAI INVESTMENT PARK FIRST | 1059801 | 2CC |  | DXB_E3076J_10853_001001001 | in |  | On Air | On Air |  | Huawei | 3G+4G | HW U900 F1 | HW L1.8 F1 (20M) + L800 F1 (15M) |  | 2 |  |  | MW
Mar 2023 add | DUB0117 | VIDA Hotel and Residential Branded Apartments |  | DUB5117 | DUBL0117 |  | DXB | 25.2027 | 55.349269 | du | Commercial & Residential | IBS | Dubai North | DUBAI_AL KHEERAN FIRST (RAS AL HAMAR) | 1041400 | 2CC |  | DXB_E3278E_10218_001003002 | in |  | On Air | On Air |  | Huawei | 3G+4G | HW U900 F1 | HW L1.8 F1 (20M) + L800 F1 (15M) |  | 8 |  |  | IIB
Mar 2023 add | DUB0317 | DNATA Deira HQ |  | DUB5317 | DUBL0317 |  | DXB | 25.2583 | 55.330139 | ETC | Commercial | IBS | Dubai North | DUBAI_PORT SAEED | 1012900 | 2CC |  | DXB_E3279N_10936_001002002 | in |  | On Air | On Air |  | Huawei | 3G+4G | HW U900 F1 | HW L1.8 F1 (20M) + L800 F1 (15M) |  | 2 |  |  | IIB
Mar 2023 add | DUB0470 | Act one Act Two Towers _BURJ KHALIFA |  | DUB5470 | DUBL0470 |  | DXB | 25.1928 | 55.271133 | ETC | Residential | IBS | Dubai North | DUBAI_BURJ KHALIFA (BUSINESS BAY) | 1034500 | 2CC |  | 0 | in |  | On Air | On Air |  | Huawei | 3G+4G | HW U900 F1 | HW L1.8 F1 (20M) + L800 F1 (15M) |  | 22 |  |  | IIB
Mar 2023 add | DUB0525 | Dar Munira |  | DUB5525 | DUBL0525 |  | DXB | 25.1169 | 55.392394 | du | Residential | IBS | Dubai North | DUBAI_NADD HESSA (DUBAI SILICON OASIS) | 1062600 | 2CC |  | 0 | in |  | On Air | On Air |  | Huawei | 3G+4G | HW U900 F1 | HW L1.8 F1 (20M) + L800 F1 (15M) |  | 2 |  |  | IIB
Mar 2023 add | DUB0162 | Marina Vista _Dubai Harbour-Site-2 |  | DUB5162 | DUBL0162 |  | DXB | 25.0984 | 55.14111 | ETC | Residential | IBS | Dubai South | DUBAI_NAKHLAT JUMEIRA (THE PALM JUMEIRAH) | 1038100 | 2CC |  | 0 | in |  | On Air | On Air |  | Huawei | 3G+4G | HW U900 F1 | HW L1.8 F1 (20M) + L800 F1 (15M) |  | 8 |  |  | IIB
Mar 2023 add | IRK5520 | Emirates National school RAK |  | IRK0520 | IRKL5520 |  | NE | 25.7114 | 55.89555 | ETC | Education | IBS | Ras Al Khaimah | RAS AL-KHAIMAH_AL DHAITH BUVABA | 7041200 | 2CC |  | 0 | in |  | On Air | On Air |  | Huawei | 3G+4G | HW U900 F1 | HW L1.8 F1 (20M) + L800 F1 (15M) |  | 8 |  |  | IIB
Mar 2023 add | DXN0506 | DP World Security New Staff Accommodation Blocks SA10 to SA13 |  | DXN5506 | DXNL0506 |  | DXB | 24.9419 | 55.115909 | du | Residential | IBS | Dubai South | DUBAI_JABAL ALI INDUSTRIAL SECOND (JABAL ALI INDUSTRIAL 2) | 1051800 | 2CC |  | 0 | in |  | On Air | On Air |  | Huawei | 3G+4G | HW U900 F1 | HW L1.8 F1 (20M) + L800 F1 (15M) |  | 8 |  |  | IIB
Mar 2023 add | DXN0505 | DP World Security New Staff Accommodation Blocks SA06 to SA09 |  | DXN5505 | DXNL0505 |  | DXB | 24.939 | 55.114189 | du | Residential | IBS | Dubai South | DUBAI_JABAL ALI INDUSTRIAL SECOND (JABAL ALI INDUSTRIAL 2) | 1051800 | 2CC |  | DXB_E3075C_10006_001001001 | in |  | On Air | On Air |  | Huawei | 3G+4G | HW U900 F1 | HW L1.8 F1 (20M) + L800 F1 (15M) |  | 8 |  |  | IIB
Mar 2023 add | DUB0138 | Marina Vista _Dubai Harbour-Site-1 |  | DUB5138 | DUBL0138 |  | DXB | 25.0984 | 55.14111 | ETC | Residential | IBS | Dubai South | DUBAI_NAKHLAT JUMEIRA (THE PALM JUMEIRAH) | 1038100 | 2CC |  | 0 | in |  | On Air | On Air |  | Huawei | 3G+4G | HW U900 F1 | HW L1.8 F1 (20M) + L800 F1 (15M) |  | 6 |  |  | IIB
Mar 2023 add | DXN0504 | DP World Security New Staff Accommodation Blocks SA01 to SA05 |  | DXN5504 | DXNL0504 |  | DXB | 24.9389 | 55.111755 | du | Residential | IBS | Dubai South | Dubai_Jabal Ali Industrial Second (Jabal Ali Industrial 2) | 1051800 | 2CC |  | 0 | in |  | On Air | On Air |  | Huawei | 3G+4G | HW U900 F1 | HW L1.8 F1 (20M) + L800 F1 (15M) |  | 10 |  |  | IIB
Mar 2023 add | DXN0144 | Sky 1 Tower Al Satwa |  | DXN5144 | DXNL0144 |  | DXB | 25.2252 | 55.278666 | du | Commercial | IBS | Dubai North | Dubai_Al Satwa | 1033400 | 2CC |  | DXB_E3279U_16062_001013002 | in |  | On Air | On Air |  | Huawei | 3G+4G | HW U900 F1 | HW L1.8 F1 (20M) + L800 F1 (15M) |  | 2 |  |  | IIB
Mar 2023 add | IDX5261 | Dubai Airport Royal Terminal |  | IDX0261 | IDXL5261 |  | DXB | 25.2335 | 55.388768 | ETC | Airport | IBS | Dubai North | DUBAI_DUBAI INTL AIRPORT (DUBAI INTERNATIONAL AIRPORT) | 1022100 | 2CC |  | DXB_E3379V_14256_001001002 | in |  | On Air | On Air |  | Huawei | 3G+4G | HW U900 F1 | HW L1.8 F1 (20M) + L800 F1 (15M) |  | 2 |  |  | IIB
Mar 2023 add | IAD5876 | Luluat Al Raha (ICT2 Plot 42) |  | IAD0876 | IADL5876 |  | AUH | 24.4413 | 54.570550 | du | Residential | IBS | Abu Dhabi | ABU DHABI_SHATIE AL RAHA | 2042400 | 2CC |  | AUH_E2470O_10138_001003001 | in |  | On Air | On Air |  | Nokia | 3G+4G | NSN U900 F1 | NSN L1.8 F1 (20M) + L800 F1 (15M) |  | 2 |  |  | IIB
Mar 2023 add | IAD5864 | Emirates Red Crescent Authority Bani Yas |  | IAD0864 | IADL5864 |  | AUH | 24.3007 | 54.630337 | du | Government | IBS | Abu Dhabi | Abu Dhabi_Baniyas | 2046100 | 2CC |  | AUH_E2568C_11554_001001001 | in |  | On Air | On Air |  | Nokia | 3G+4G | NSN U900 F1 | NSN L1.8 F1 (20M) + L800 F1 (15M) |  | 4 |  |  | IIB
Mar 2023 add | IAD5596 | City of Lights RT3 C33 C34 JULPHAR RESIDENCE |  | IAD0596 | IADL5596 |  | AUH | 24.4932 | 54.400451 | ETC | Residential | IBS | Abu Dhabi | ABU DHABI_AL REEM ISLAND | 2045700 | 2CC |  | AUH_E2371U_10062_001001001 | in |  | On Air | On Air |  | Nokia | 3G+4G | NSN U900 F1 | NSN L1.8 F1 (20M) + L800 F1 (15M) |  | 2 |  |  | MW
Mar 2023 add | IAD5166 | Mohammed Matar Salem Al Kaabi Residence (RBW7-C12) Al Raha |  | IAD0166 | IADL5166 |  | AUH | 24.444 | 54.591633 | du | Residential | IBS | Abu Dhabi | ABU DHABI_SHATIE AL RAHA | 2042400 | 2CC |  | AUH_E2570K_10085_001001001 | in |  | On Air | On Air |  | Nokia | 3G+4G | NSN U900 F1 | NSN L1.8 F1 (20M) + L800 F1 (15M) |  | 2 |  |  | MW
Mar 2023 add | AUH0005 | Abrahamic Family House_SADIYAT ISLAND |  | AUH5005 | AUHL0005 |  | AUH | 24.3531 | 54.406101 | ETC | Residential | IBS | Abu Dhabi | ABU DHABI_SADIYAT ISLAND | 2046700 | 2CC |  | 0 | in |  | On Air | On Air |  | Nokia | 3G+4G | NSN U900 F1 | NSN L1.8 F1 (20M) + L800 F1 (15M) |  | 2 |  |  | MW
Mar 2023 add | IAD5563 | W1502C12 National Bank of Kuwait Building |  | IAD0563 | IADL5563 |  | AUH | 24.4596 | 54.38032 | ETC | Residential | IBS | Abu Dhabi | ABU DHABI_Al Karamah | 2501400 | 2CC |  | 0 | in |  | On Air | On Air |  | Nokia | 3G+4G | NSN U900 F1 | NSN L1.8 F1 (20M) + L800 F1 (15M) |  | 2 |  |  | IIB
Mar 2023 add | AAN0102 | Judicial Department Al Ain |  | AAN5102 | AANL0102 |  | AUH | 24.238 | 55.732296 | ETC | Government | IBS | Al Ain | ABU DHABI_AL JIMI | 8000500 | 2CC |  | 0 | in |  | On Air | On Air |  | Ericsson | 3G+4G | E/// U900 F1 | E/// L1.8 F1 (20M) + L800 F1 (15M) |  |  |  |  | IIB
Apr 2023 add | DUB0672 | Souq Al Kabeer_Ghubaiba Bus Station |  | DUB5672 | DUBL0672 |  | DXB | 25.2628 | 55.287705 | ETC | Commercial | IBS | Dubai North | DUBAI_AL SOUQ AL KABEER | 1031200 | 2CC |  |  | in |  | On Air | On Air |  | Huawei | 3G+4G | HW U900 F1 | HW L1.8 F1 (20M) + L800 F1 (15M) |  | 6 |  |  | IIB
Apr 2023 add | DUB0285 | Al Rimmal Residence |  | DUB5285 | DUBL0285 |  | DXB | 25.2175 | 55.325398 | du | Residential | IBS | Dubai North | DUBAI_AL JADAF | 1032600 | 2CC |  |  | in |  | On Air | On Air |  | Huawei | 3G+4G | HW U900 F1 | HW L1.8 F1 (20M) + L800 F1 (15M) |  | 6 |  |  | IIB
Apr 2023 add | ISH5192 | La Plage Tower_Al Mamzar_SHJ |  | ISH0192 | ISHL5192 |  | NE | 25.3078 | 55.357119 | ETC | Residential | IBS | Sharjah | SHARJAH_AL MAMZAR | 3010400 | 2CC |  |  | in |  | On Air | On Air |  | Huawei | 3G+4G | HW U900 F1 | HW L1.8 F1 (20M) + L800 F1 (15M) |  | 6 |  |  | IIB
Apr 2023 add | DUB0583 | Point West Building |  | DUB5583 | DUBL0583 |  | DXB | 25.1223 | 55.400404 | du | Residential | IBS | Dubai North | Dubai_NADD HESSA (Dubai SILICON OASIS) | 1062600 | 2CC |  |  | in |  | On Air | On Air |  | Huawei | 3G+4G | HW U900 F1 | HW L1.8 F1 (20M) + L800 F1 (15M) |  | 2 |  |  | IIB
Apr 2023 add | DUB0210 | 010 Building Jaddaf |  | DUB5210 | DUBL0210 |  | DXB | 25.2114 | 55.314260 | du | Residential | IBS | Dubai North | DUBAI_AL JADAF | 1032600 | 2CC |  |  | in |  | On Air | On Air |  | Huawei | 3G+4G | HW U900 F1 | HW L1.8 F1 (20M) + L800 F1 (15M) |  | 2 |  |  | IIB
Apr 2023 add | ISH5217 | Humaid Tower_Al Khan |  | ISH0217 | ISHL5217 |  | NE | 25.3187 | 55.377425 | ETC | Residential | IBS | Sharjah | SHARJAH_AL MAMZAR | 3010400 | 2CC |  |  | in |  | On Air | On Air |  | Huawei | 3G+4G | HW U900 F1 | HW L1.8 F1 (20M) + L800 F1 (15M) |  | 2 |  |  | IIB
Apr 2023 add | DUB0083 | Zahda Day View |  | DUB5083 | DUBL0083 |  | DXB | 25.1847 | 55.261222 | du | Residential | IBS | Dubai North | DUBAI_BURJ KHALIFA (BUSINESS BAY) | 1034500 | 2CC |  |  | in |  | On Air | On Air |  | Huawei | 3G+4G | HW U900 F1 | HW L1.8 F1 (20M) + L800 F1 (15M) |  | 8 |  |  | IIB
Apr 2023 add | DUB0517 | Irradium Building_AL BARSHA FIRST |  | DUB5517 | DUBL0517 |  | DXB | 25.1186 | 55.2073 | ETC | Residential | IBS | Dubai South | DUBAI_NAIF | 1011800 | 2CC |  |  | in |  | On Air | On Air |  | Huawei | 3G+4G | HW U900 F1 | HW L1.8 F1 (20M) + L800 F1 (15M) |  | 2 |  |  | IIB
Apr 2023 add | DUB0368 | Royal Ascot Hotel |  | DUB5368 | DUBL0368 |  | DXB | 25.2591 | 55.291350 | ETC | Hotel | IBS | Dubai North | DUBAI_AL RAFFA | 1031600 | 2CC |  |  | in |  | On Air | On Air |  | Huawei | 3G+4G | HW U900 F1 | HW L1.8 F1 (20M) + L800 F1 (15M) |  | 4 |  |  | MW
Apr 2023 add | DUB0214 | Al Wasl Mall_Jumeira 3 |  | DUB5214 | DUBL0214 |  | DXB | 25.1732 | 55.229249 | ETC | Mall | IBS | Dubai South | DUBAI_JUMEIRA THIRD | 1035200 | 2CC |  |  | in |  | On Air | On Air |  | Huawei | 3G+4G | HW U900 F1 | HW L1.8 F1 (20M) + L800 F1 (15M) |  | 2 |  |  | IIB
Apr 2023 add | IAJ5861 | G+4P+12 Typical floor Al Nuaimia 1 |  | IAJ0861 | IAJL5861 |  | NE | 25.379 | 55.458544 | du | Residential | IBS | Ajman | AJMAN_NUAIMEYA 1 | 4001100 | 2CC |  |  | in |  | On Air | On Air |  | Huawei | 3G+4G | HW U900 F1 | HW L1.8 F1 (20M) + L800 F1 (15M) |  | 2 |  |  | IIB
Apr 2023 add | DUB0237 | Carrefour Market Motor City |  | DUB5237 | DUBL0237 |  | DXB | 25.0461 | 55.233862 | du | Commercial | IBS | Dubai South | DUBAI_AL HEBIAH FIRST (DUBAI AUTODROME) | 1067400 | 2CC |  |  | in |  | On Air | On Air |  | Huawei | 3G+4G | HW U900 F1 | HW L1.8 F1 (20M) + L800 F1 (15M) |  | 2 |  |  | IIB
Apr 2023 add | DUB0565 | Abdulla Al Rostamani Building_Al Mankhool |  | DUB5565 | DUBL0565 |  | DXB | 25.2521 | 55.29208 | ETC | Residential | IBS | Dubai North | DUBAI_MANKHOOL | 1031700 | 2CC |  |  | in |  | On Air | On Air |  | Huawei | 3G+4G | HW U900 F1 | HW L1.8 F1 (20M) + L800 F1 (15M) |  | 4 |  |  | MW
Apr 2023 add | ISH5058 | Al Nahda 2 Building-SHJ |  | ISH0058 | ISHL5058 |  | NE | 25.3083 | 55.3791 | ETC | Residential | IBS | Sharjah | SHARJAH_AL NAHDA | 3010200 | 2CC |  |  | in |  | On Air | On Air |  | Huawei | 3G+4G | HW U900 F1 | HW L1.8 F1 (20M) + L800 F1 (15M) |  | 4 |  |  | IIB
Apr 2023 add | DUB0964 | Downtown Views 2_Tower-1 |  | DUB5964 | DUBL0964 |  | DXB | 25.2026 | 55.280254 | ETC | Residential | IBS | Dubai North | DUBAI_ZAABEEL SECOND | 1033700 | 2CC |  |  | in |  | On Air | On Air |  | Huawei | 3G+4G | HW U900 F1 | HW L1.8 F1 (20M) + L800 F1 (15M) |  | 12 |  |  | IIB
Apr 2023 add | DXN0438 | Santevill Dubai |  | DXN5438 | DXNL0438 |  | DXB | 25.1866 | 55.286449 | du | Residential | IBS | Dubai North | DUBAI_BURJ KHALIFA (BUSINESS BAY) | 1034500 | 2CC |  |  | in |  | On Air | On Air |  | Huawei | 3G+4G | HW U900 F1 | HW L1.8 F1 (20M) + L800 F1 (15M) |  | 6 |  |  | MW
Apr 2023 add | DUB0302 | Bin Juma Building 6_AL NAHDA FIRST |  | DUB5302 | DUBL0302 |  | DXB | 25.2956 | 55.365213 | ETC | Residential | IBS | Dubai North | DUBAI_AL NAHDA FIRST | 1023100 | 2CC |  |  | in |  | On Air | On Air |  | Huawei | 3G+4G | HW U900 F1 | HW L1.8 F1 (20M) + L800 F1 (15M) |  | 2 |  |  | IIB
Apr 2023 add | ISH5213 | Gems Millennium School Muweilah Sharjah |  | ISH0213 | ISHL5213 |  | NE | 25.2992 | 55.456736 | du | University/School | IBS | Sharjah | SHARJAH_MUWAILEH COMMERCIAL | 3009900 | 2CC |  |  | in |  | On Air | On Air |  | Huawei | 3G+4G | HW U900 F1 | HW L1.8 F1 (20M) + L800 F1 (15M) |  | 4 |  |  | IIB
Apr 2023 add | DXN0886 | Address Residences Beachfront Dubai Harbour |  | DXN5886 | DXNL0886 |  | DXB | 25.0994 | 55.140743 | du | Residential & Hotel | IBS | Dubai South | Dubai_Nakhlat Jumeira (The Palm Jumeirah) | 1038100 | 2CC |  |  | in |  | On Air | On Air |  | Huawei | 3G+4G | HW U900 F1 | HW L1.8 F1 (20M) + L800 F1 (15M) |  | 8 |  |  | IIB
Apr 2023 add | DUB0984 | Downtown Views 2_Tower-2 |  | DUB5984 | DUBL0984 |  | DXB | 25.2019 | 55.281335 | ETC | Residential | IBS | Dubai North | DUBAI_ZAABEEL SECOND | 1033700 | 2CC |  |  | in |  | On Air | On Air |  | Huawei | 3G+4G | HW U900 F1 | HW L1.8 F1 (20M) + L800 F1 (15M) |  | 8 |  |  | IIB
Apr 2023 add | DXN0055 | Forte Emaar Tower 1 |  | DXN5055 | DXNL0055 |  | DXB | 25.1958 | 55.269166 | du | Residential | IBS | Dubai North | Dubai_Burj Khalifa (Business Bay) | 1034500 | 2CC |  |  | in |  | On Air | On Air |  | Huawei | 3G+4G | HW U900 F1 | HW L1.8 F1 (20M) + L800 F1 (15M) |  | 12 |  |  | IIB
Apr 2023 add | DXB5155C | ATOM Max & Aegle Fitness Center Nad Al Shiba |  | DXB5155C | DXBL0155III |  | DXB | 25.1478 | 55.287016 | du | Club | Small Cell | Dubai South | Dubai_Hadaeq Sheikh Mohammed Bin Rashid (Ranches) | 1063100 | 1CC |  |  | in |  | On Air | On Air |  | Huawei | 3G+4G | HW U900 F1 | HW L800 F1 (15M) |  | 1 |  |  | IIB
Apr 2023 add | DUB0363 | Al Lesaily School |  | DUB5363 | DUBL0363 |  | DXB | 24.9346 | 55.473564 | du | University/School | IBS | Dubai South | DUBAI_AL LESAILY (DUBAI LAND) | 1093100 | 2CC |  |  | in |  | On Air | On Air |  | Huawei | 3G+4G | HW U900 F1 | HW L1.8 F1 (20M) + L800 F1 (15M) |  | 2 |  |  | IIB
Apr 2023 add | DUB0274 | THE ADDRESS RESDIENCE DUBAI OPERA -A2 |  | DUB5274 | DUBL0274 |  | DXB | 25.1971 | 55.271967 | ETC | Residential | IBS | Dubai North | DUBAI_ZAABEEL FIRST (ZAABEEL FIRST) | 1032500 | 2CC |  |  | in |  | On Air | On Air |  | Huawei | 3G+4G | HW U900 F1 | HW L1.8 F1 (20M) + L800 F1 (15M) |  | 12 |  |  | IIB
Apr 2023 add | DUB0985 | Downtown Views 2_Tower-3 |  | DUB5985 | DUBL0985 |  | DXB | 25.2028 | 55.281299 | ETC | Residential | IBS | Dubai North | DUBAI_ZAABEEL SECOND | 1033700 | 2CC |  |  | in |  | On Air | On Air |  | Huawei | 3G+4G | HW U900 F1 | HW L1.8 F1 (20M) + L800 F1 (15M) |  | 10 |  |  | IIB
Apr 2023 add | DUB0218 | THE ADDRESS RESDIENCE DUBAI OPERA -A3 |  | DUB5218 | DUBL0218 |  | DXB | 25.1971 | 55.271967 | ETC | Residential | IBS | Dubai North | DUBAI_BURJ KHALIFA (BUSINESS BAY) | 1034500 | 2CC |  |  | in |  | On Air | On Air |  | Huawei | 3G+4G | HW U900 F1 | HW L1.8 F1 (20M) + L800 F1 (15M) |  | 10 |  |  | IIB
Apr 2023 add | DUB0813 | Emirates Authority For Standardization and Metrology_Muhaisanah |  | DUB5813 | DUBL0813 |  | DXB | 25.256 | 55.411908 | ETC | Commercial | IBS | Dubai North | DUBAI_MUHAISANAH SECOND | 1026400 | 2CC |  |  | in |  | On Air | On Air |  | Huawei | 3G+4G | HW U900 F1 | HW L1.8 F1 (20M) + L800 F1 (15M) |  | 2 |  |  | IIB
Apr 2023 add | DUB0669 | Matloob Building_AL SAFA FIRST |  | DUB5669 | DUBL0669 |  | DXB | 25.1787 | 55.2465261 | ETC | Commercial | IBS | Dubai South | DUBAI_AL SAFA FIRST | 1035300 | 2CC |  |  | in |  | On Air | On Air |  | Huawei | 3G+4G | HW U900 F1 | HW L1.8 F1 (20M) + L800 F1 (15M) |  | 2 |  |  | IIB
Apr 2023 add | IAD5775 | Passport Tower Madinat Zayed |  | IAD0775 | IADL5775 |  | AUH | 24.4783 | 54.370011 | du | Commercial & Residential | IBS | Abu Dhabi | ABU DHABI_Madinat Zayed(AD) | 2501200 | 2CC |  |  | in |  | On Air | On Air |  | Nokia | 3G+4G | NSN U900 F1 | NSN L1.8 F1 (20M) + L800 F1 (15M) |  | 2 |  |  | IIB
Apr 2023 add | IAD5256 | Al Raha Residential Building (RBW2-C1) |  | IAD0256 | IADL5256 |  | AUH | 24.4533 | 54.609863 | du | Residential | IBS | Abu Dhabi | ABU DHABI_SHATIE AL RAHA | 2042400 | 2CC |  |  | in |  | On Air | On Air |  | Nokia | 3G+4G | NSN U900 F1 | NSN L1.8 F1 (20M) + L800 F1 (15M) |  | 2 |  |  | MW
Apr 2023 add | IAD5683 | Al Khazna Tower |  | IAD0683 | IADL5683 |  | AUH | 24.488 | 54.373018 | ETC | Commercial | IBS | Abu Dhabi | ABU DHABI_Madinat Zayed(AD) | 2501200 | 2CC |  |  | in |  | On Air | On Air |  | Nokia | 3G+4G | NSN U900 F1 | NSN L1.8 F1 (20M) + L800 F1 (15M) |  | 2 |  |  | IIB
Apr 2023 add | IAD5643 | Suhail Mohamed Faraj Fares Al Mazrouei Building (RBW6-C19) Al Raha |  | IAD0643 | IADL5643 |  | AUH | 24.4464 | 54.589494 | du | Residential | IBS | Abu Dhabi | Abu Dhabi_Shatie Al Raha | 2042400 | 2CC |  |  | in |  | On Air | On Air |  | Nokia | 3G+4G | NSN U900 F1 | NSN L1.8 F1 (20M) + L800 F1 (15M) |  | 2 |  |  | MW
Apr 2023 add | IAD5870 | Bay View Tower |  | IAD0870 | IADL5870 |  | AUH | 24.4968 | 54.383259 | du | Commercial | IBS | Abu Dhabi | ABU DHABI_Tourist Club Area | 2500100 | 2CC |  |  | in |  | On Air | On Air |  | Nokia | 3G+4G | NSN U900 F1 | NSN L1.8 F1 (20M) + L800 F1 (15M) |  | 2 |  |  | IIB
Apr 2023 add | IAD5660 | Aryam Tower |  | IAD0660 | IADL5660 |  | AUH | 24.4795 | 54.350904 | du | Commercial & Residential | IBS | Abu Dhabi | ABU DHABI_Al Khalidiya | 2501300 | 2CC |  |  | in |  | On Air | On Air |  | Nokia | 3G+4G | NSN U900 F1 | NSN L1.8 F1 (20M) + L800 F1 (15M) |  | 4 |  |  | IIB
Apr 2023 add | IAD5359 | Mina Data Center |  | IAD0359 | IADL5359 |  | AUH | 24.4351 | 54.467212 | ETC | Government | IBS | Abu Dhabi | Abu Dhabi_Al Matar | 2501600 | 2CC |  |  | in |  | On Air | On Air |  | Nokia | 3G+4G | NSN U900 F1 | NSN L1.8 F1 (20M) + L800 F1 (15M) |  | 1 |  |  | MW
Apr 2023 add | IAD5967 | Khalifa Bin Zayed Al Nahyan Foundation_AUH |  | IAD0967 | IADL5967 |  | AUH | 24.4749 | 54.348128 | ETC | Commercial | IBS | Abu Dhabi | ABU DHABI_Al Khalidiya | 2501300 | 2CC |  |  | in |  | On Air | On Air |  | Nokia | 3G+4G | NSN U900 F1 | NSN L1.8 F1 (20M) + L800 F1 (15M) |  | 2 |  |  | IIB
Apr 2023 add | IAD5930 | AUH LADIES CLUB PHASE II |  | IAD0930 | IADL5930 |  | AUH | 24.4 | 54.4698527 | du | Commercial | IBS | Abu Dhabi | ABU DHABI_Al Madina Al Riyadiya | 2501700 | 2CC |  |  | in |  | On Air | On Air |  | Nokia | 3G+4G | NSN U900 F1 | NSN L1.8 F1 (20M) + L800 F1 (15M) |  | 2 |  |  | MW
Apr 2023 add | DXB0963 | MCC Upgrade |  |  | DXBL0963III |  | DXB | 25.2164 | 55.407668 | du | Mall | IBS | Dubai North | DUBAI_MIRDIF | 1025100 | 4CC |  |  | in |  |  | On Air |  | Huawei | 4G |  | HW L1.8 F1/F2 (20+15M) + L800 F1 (15M) + L21 (10M) |  | 4 |  |  | IIB
Apr 2023 add | AUH0028 | Taweela Power Station |  | AUH5028 | AUHL0028 |  | AUH | 24.7637 | 54.682013 | ETC | Commercial | IBS | WR | ABU DHABI_AL TAWEELAH | 2120200 | 2CC |  |  | in |  | On Air | On Air |  | Nokia | 3G+4G | NSN U900 F1 | NSN L1.8 F1 (20M) + L800 F1 (15M) |  | 2 |  |  | MW
May 2023 add | IDX5873 | Cityland Mall - Phase 2 |  | IDX0873 | IDXL5873 | IDXNR5873 | DXB | 25.0675 | 55.301986 | du | Mall | IBS | Dubai South | Dubai_Wadi Al Safa 4 (Ranches) | 1064600 | 2CC |  |  | in |  | On Air | On Air | On Air | Huawei | 3G+4G+5G | HW U900 F1 | HW L1.8 F1 (20M) + L800 F1 (15M) | 1CC | 10 | 5/0 | N41 | IIB
May 2023 add | DUB0704 | Bermuda View Tower |  | DUB5704 | DUBL0704 |  | DXB | 25.0314 | 55.223884 | du | Residential | IBS | Dubai South | DUBAI_AL HEBIAH FOURTH (DUBAI SPORTS CITY) | 1068200 | 2CC |  |  | in |  | On Air | On Air |  | Huawei | 3G+4G | HW U900 F1 | HW L1.8 F1 (20M) + L800 F1 (15M) |  | 2 |  |  | IIB
May 2023 add | DUB0640 | Luma 21 Residence JVC |  | DUB5640 | DUBL0640 |  | DXB | 25.0512 | 55.205212 | du | Residential | IBS | Dubai South | Dubai_Al Barsha South Fourth (Jumeirah Village South) | 1068100 | 2CC |  |  | in |  | On Air | On Air |  | Huawei | 3G+4G | HW U900 F1 | HW L1.8 F1 (20M) + L800 F1 (15M) |  | 4 |  |  | IIB
May 2023 add | DUB0177 | Meydan Residence 1 |  | DUB5177 | DUBL0177 |  | DXB | 25.1539 | 55.29001 | du | Residential | IBS | Dubai North | DUBAI_AL MERKADH (AL MERKAD) | 1034700 | 2CC |  |  | in |  | On Air | On Air |  | Huawei | 3G+4G | HW U900 F1 | HW L1.8 F1 (20M) + L800 F1 (15M) |  | 4 |  |  | IIB
May 2023 add | DUB0549 | Droor Residency 1 Al Nahda 1 |  | DUB5549 | DUBL0549 |  | DXB | 25.2959 | 55.372036 | du | Residential | IBS | Dubai North | Dubai_Al Nahda First | 1023100 | 2CC |  |  | in |  | On Air | On Air |  | Huawei | 3G+4G | HW U900 F1 | HW L1.8 F1 (20M) + L800 F1 (15M) |  | 4 |  |  | IIB
May 2023 add | DUB0121 | Mediterranean Tower |  | DUB5121 | DUBL0121 |  | DXB | 25.0371 | 55.222551 | du | Residential | IBS | Dubai South | DUBAI_AL HEBIAH FOURTH (DUBAI SPORTS CITY) | 1068200 | 2CC |  |  | in |  | On Air | On Air |  | Huawei | 3G+4G | HW U900 F1 | HW L1.8 F1 (20M) + L800 F1 (15M) |  | 4 |  |  | IIB
May 2023 add | DUB0722 | City Properties |  | DUB5722 | DUBL0722 |  | DXB | 24.8744 | 55.041934 | du | Residential | IBS | Dubai South | DUBAI_SAIH SHUAIB 2 | 1053100 | 2CC |  |  | in |  | On Air | On Air |  | Huawei | 3G+4G | HW U900 F1 | HW L1.8 F1 (20M) + L800 F1 (15M) |  | 2 |  |  | IIB
May 2023 add | DUB0147 | Sobo Residences JVC |  | DUB5147 | DUBL0147 |  | DXB | 25.0603 | 55.198744 | du | Residential | IBS | Dubai South | Dubai_Al Barsha South Fourth (Jumeirah Village South) | 1068100 | 2CC |  |  | in |  | On Air | On Air |  | Huawei | 3G+4G | HW U900 F1 | HW L1.8 F1 (20M) + L800 F1 (15M) |  | 2 |  |  | IIB
May 2023 add | ISH5211 | Al Bandary Twin Towers A & B Al Taawun |  | ISH0211 | ISHL5211 |  | NE | 25.3106 | 55.377077 | du | Residential | IBS | Sharjah | SHARJAH_AL MAMZAR | 3010400 | 2CC |  |  | in |  | On Air | On Air |  | Huawei | 3G+4G | HW U900 F1 | HW L1.8 F1 (20M) + L800 F1 (15M) |  | 6 |  |  | IIB
May 2023 add | DUB0926 | G+2P+11TP Plot 2410169 Al Nahda |  | DUB5926 | DUBL0926 |  | DXB | 25.2913 | 55.370237 | du | Residential | IBS | Dubai North | DUBAI_AL NAHDA SECOND | 1024100 | 2CC |  |  | in |  | On Air | On Air |  | Huawei | 3G+4G | HW U900 F1 | HW L1.8 F1 (20M) + L800 F1 (15M) |  | 4 |  |  | IIB
May 2023 add | DUB0545 | Binghatti Jasmin JVC |  | DUB5545 | DUBL0545 |  | DXB | 25.0573 | 55.197353 | du | Residential | IBS | Dubai South | DUBAI_AL BARSHA SOUTH FOURTH (JUMEIRAH VILLAGE SOUTH) | 1068100 | 2CC |  |  | in |  | On Air | On Air |  | Huawei | 3G+4G | HW U900 F1 | HW L1.8 F1 (20M) + L800 F1 (15M) |  | 2 |  |  | IIB
May 2023 add | DUB0276 | Binghatti Creek Al Jadaf |  | DUB5276 | DUBL0276 |  | DXB | 25.2125 | 55.319088 | du | Residential | IBS | Dubai North | Dubai_Al Jadaf | 1032600 | 2CC |  |  | in |  | On Air | On Air |  | Huawei | 3G+4G | HW U900 F1 | HW L1.8 F1 (20M) + L800 F1 (15M) |  | 6 |  |  | IIB
May 2023 add | DUB0576 | Marya Building JVC |  | DUB5576 | DUBL0576 |  | DXB | 25.0583 | 55.199386 | du | Residential | IBS | Dubai South | DUBAI_AL BARSHA SOUTH FOURTH (JUMEIRAH VILLAGE SOUTH) | 1068100 | 2CC |  |  | in |  | On Air | On Air |  | Huawei | 3G+4G | HW U900 F1 | HW L1.8 F1 (20M) + L800 F1 (15M) |  | 2 |  |  | IIB
May 2023 add | DUB0645 | Plazzo Residence JVT |  | DUB5645 | DUBL0645 |  | DXB | 25.0375 | 55.178728 | du | Residential | IBS | Dubai South | DUBAI_AL BARSHA SOUTH FIFTH (JUMEIRAH VILLAGE) | 1068400 | 2CC |  |  | in |  | On Air | On Air |  | Huawei | 3G+4G | HW U900 F1 | HW L1.8 F1 (20M) + L800 F1 (15M) |  | 2 |  |  | IIB
May 2023 add | DXN0924 | The Galleries at Al Medan Avenue |  | DXN5924 | DXNL0924 |  | DXB | 25.1578 | 55.294752 | du | Residential | IBS | Dubai North | DUBAI_NADD AL SHIBA FIRST (RANCHES) | 1061800 | 2CC |  |  | in |  | On Air | On Air |  | Huawei | 3G+4G | HW U900 F1 | HW L1.8 F1 (20M) + L800 F1 (15M) |  | 2 |  |  | IIB
May 2023 add | SHJ0785 | Al Matroshi Tower Abu Shagara |  | SHJ5785 | SHJL0785 |  | NE | 25.3445 | 55.401318 | du | Residential | IBS | Sharjah | Sharjah_Abu Shughara | 3010800 | 2CC |  |  | in |  | On Air | On Air |  | Huawei | 3G+4G | HW U900 F1 | HW L1.8 F1 (20M) + L800 F1 (15M) |  | 2 |  |  | IIB
May 2023 add | DUB0848 | Stella Maris_JBR |  | DUB5848 | DUBL0848 |  | DXB | 25.0699 | 55.132448 | ETC | Residential | IBS | Dubai South | DUBAI_MARSA DUBAI | 1039200 | 2CC |  |  | in |  | On Air | On Air |  | Huawei | 3G+4G | HW U900 F1 | HW L1.8 F1 (20M) + L800 F1 (15M) |  | 6 |  |  | IIB
May 2023 add | DUB0942 | Residential Building (B+G+4+R) @ Nad Al Sheba First |  | DUB5942 | DUBL0942 |  | DXB | 25.1555 | 55.292455 | du | Residential | IBS | Dubai North | DUBAI_AL MERKADH (AL MERKAD) | 1034700 | 2CC |  |  | in |  | On Air | On Air |  | Huawei | 3G+4G | HW U900 F1 | HW L1.8 F1 (20M) + L800 F1 (15M) |  | 2 |  |  | IIB
May 2023 add | IDX5222 | Jumeirah Islands East - Dubai |  | IDX0222 | IDXL5222 |  | DXB | 25.0665 | 55.14883 | du | Residential | IBS | Dubai South | Dubai_Jumeirah Lakes Towers (JLT) | 1039301 | 2CC |  |  | in |  | On Air | On Air |  | Huawei | 3G+4G | HW U900 F1 | HW L1.8 F1 (20M) + L800 F1 (15M) |  | 6 |  |  | IIB
May 2023 add | DUB0172 | Sydney Tower |  | DUB5172 | DUBL0172 |  | DXB | 25.0528 | 55.201383 | du | Residential | IBS | Dubai South | DUBAI_AL BARSHA SOUTH FOURTH (JUMEIRAH VILLAGE SOUTH) | 1068100 | 2CC |  |  | in |  | On Air | On Air |  | Huawei | 3G+4G | HW U900 F1 | HW L1.8 F1 (20M) + L800 F1 (15M) |  | 4 |  |  | IIB
May 2023 add | DXN0520 | Shobha Waves Tower Al Merkadh |  | DXN5520 | DXNL0520 |  | DXB | 25.175 | 55.309566 | du | Residential | IBS | Dubai North | Dubai_Al Merkadh (Al Merkad) | 1034700 | 2CC |  |  | in |  | On Air | On Air |  | Huawei | 3G+4G | HW U900 F1 | HW L1.8 F1 (20M) + L800 F1 (15M) |  | 10 |  |  | IIB
May 2023 add | IAJ5862 | Al Eman 2 Residential Building Ajman |  | IAJ0862 | IAJL5862 |  | NE | 25.3898 | 55.449684 | du | Residential | IBS | Ajman | Ajman_Nuaimeya 2 | 4001200 | 2CC |  |  | in |  | On Air | On Air |  | Huawei | 3G+4G | HW U900 F1 | HW L1.8 F1 (20M) + L800 F1 (15M) |  | 2 |  |  | IIB
May 2023 add | ISH5177 | Jasim Al Khayyal Residences Al Majaz 2 |  | ISH0177 | ISHL5177 |  | NE | 25.3173 | 55.381855 | du | Residential | IBS | Sharjah | Sharjah_Al Mazaj Second | 3010700 | 2CC |  |  | in |  | On Air | On Air |  | Huawei | 3G+4G | HW U900 F1 | HW L1.8 F1 (20M) + L800 F1 (15M) |  | 2 |  |  | IIB
May 2023 add | ISH5190 | Al Habtoor Tower |  | ISH0190 | ISHL5190 |  | NE | 25.3396 | 55.390271 | du | Residential | IBS | Sharjah | SHARJAH_AL NUD | 3007600 | 2CC |  |  | in |  | On Air | On Air |  | Huawei | 3G+4G | HW U900 F1 | HW L1.8 F1 (20M) + L800 F1 (15M) |  | 4 |  |  | IIB
May 2023 add | DUB0709 | SAFCO Staff Accommodation |  | DUB5709 | DUBL0709 |  | DXB | 24.9759 | 55.206502 | du | Commercial | IBS | Dubai South | DUBAI_DUBAI INVESTMENT PARK SECOND | 1059700 | 2CC |  |  | in |  | On Air | On Air |  | Huawei | 3G+4G | HW U900 F1 | HW L1.8 F1 (20M) + L800 F1 (15M) |  | 2 |  |  | MW
May 2023 add | DUB0328 | Al Mawakeb School Al Khawaneej |  | DUB5328 | DUBL0328 |  | DXB | 25.2361 | 55.439393 | du | University/School | IBS | Dubai North | Dubai_Al Mizhar First | 1026200 | 2CC |  |  | in |  | On Air | On Air |  | Huawei | 3G+4G | HW U900 F1 | HW L1.8 F1 (20M) + L800 F1 (15M) |  | 2 |  |  | IIB
May 2023 add | IDX5106 | Aykon City SZR Tower B |  | IDX0106 | IDXL5106 |  | DXB | 25.1809 | 55.252723 | du | Residential | IBS | Dubai North | Dubai_Burj Khalifa (Business Bay) | 1034500 | 2CC |  |  | in |  | On Air | On Air |  | Huawei | 3G+4G | HW U900 F1 | HW L1.8 F1 (20M) + L800 F1 (15M) |  | 10 |  |  | IIB
May 2023 add | DUB0686 | B+G+8F+Roof, Plot IC3-60.16 |  | DUB5686 | DUBL0686 |  | DXB | 25.1479 | 55.387687 | du | Residential | IBS | Dubai North | DUBAI_WARSAN FOURTH (DUBAI SILICON OASIS) | 1062400 | 2CC |  |  | in |  | On Air | On Air |  | Huawei | 3G+4G | HW U900 F1 | HW L1.8 F1 (20M) + L800 F1 (15M) |  | 2 |  |  | IIB
May 2023 add | DXN0795 | Pyramisa Hotel Dubailand |  | DXN5795 | DXNL0795 |  | DXB | 25.0854 | 55.385113 | du | Hotel | IBS | Dubai South | Dubai_Wadi Al Safa 5 (Dubai Land) | 1064800 | 2CC |  |  | in |  | On Air | On Air |  | Huawei | 3G+4G | HW U900 F1 | HW L1.8 F1 (20M) + L800 F1 (15M) |  | 2 |  |  | IIB
May 2023 add | DUB0767 | Al Bafta Building_AL MURAQQABAT |  | DUB5767 | DUBL0767 |  | DXB | 25.267 | 55.3225833 | ETC | Residential | IBS | Dubai North | DUBAI_AL MURAQQABAT | 1012400 | 2CC |  |  | in |  | On Air | On Air |  | Huawei | 3G+4G | HW U900 F1 | HW L1.8 F1 (20M) + L800 F1 (15M) |  | 4 |  |  | MW
May 2023 add | DUB0045 | Marina 1st Building |  | DUB5045 | DUBL0045 |  | DXB | 25.0702 | 55.127214 | du | Residential | IBS | Dubai South | DUBAI_MARSA DUBAI | 1039200 | 2CC |  |  | in |  | On Air | On Air |  | Huawei | 3G+4G | HW U900 F1 | HW L1.8 F1 (20M) + L800 F1 (15M) |  | 2 |  |  | IIB
May 2023 add | DUB0710 | One & Only Royal Mirage (The Arabian Courtyard) |  | DUB5710 | DUBL0710 |  | DXB | 25.099 | 55.154419 | ETC | Hotel | IBS | Dubai South | DUBAI_AL SAFOUH SECOND | 1038200 | 2CC |  |  | in |  | On Air | On Air |  | Huawei | 3G+4G | HW U900 F1 | HW L1.8 F1 (20M) + L800 F1 (15M) |  | 2 |  |  | IIB
May 2023 add | IFU5628 | Fujairah New Residence(Sheikh-Khalifa hospital accommodation) |  | IFU0628 | IFUL5628 |  | NE | 25.1638 | 56.351471 | du | Residential | IBS | Fujairah | FUJAIRAH_Al Faseel - Al Sharia | 6000013 | 2CC |  |  | in |  | On Air | On Air |  | Huawei | 3G+4G | HW U900 F1 | HW L1.8 F1 (20M) + L800 F1 (15M) |  | 2 |  |  | IIB
May 2023 add | IAD5933 | Residential Building (RBW8-15) Al Raha |  | IAD0933 | IADL5933 |  | AUH | 24.4425 | 54.577308 | du | Residential | IBS | Abu Dhabi | ABU DHABI_SHATIE AL RAHA | 2042400 | 2CC |  |  | in |  | On Air | On Air |  | Nokia | 3G+4G | NSN U900 F1 | NSN L1800 F1 (20MHz) + L800 F1 (15Mhz) |  | 2 |  |  | MW
May 2023 add | IAD5922 | Amazon Data centers Plot KP8 |  | IAD0922 | IADL5922 |  | AUH | 24.7087 | 54.742877 | du | Commercial | IBS | Abu Dhabi | ABU DHABI_KHALIFA INDUSTRIAL CITY A | 2100000 | 2CC |  |  | in |  | On Air | On Air |  | Nokia | 3G+4G | NSN U900 F1 | NSN L1800 F1 (20MHz) + L800 F1 (15Mhz) |  | 2 |  |  | IIB
May 2023 add | IAD5925 | Amazon Data centers 23SR35 & 24SR35 |  | IAD0925 | IADL5925 |  | AUH | 24.2683 | 54.463131 | du | Commercial | IBS | Abu Dhabi | ABU DHABI_MUSAFFAH SOUTH | 2041000 | 2CC |  |  | in |  | On Air | On Air |  | Nokia | 3G+4G | NSN U900 F1 | NSN L1800 F1 (20MHz) + L800 F1 (15Mhz) |  | 2 |  |  | IIB
May 2023 add | DXB5577E | MCC Upgrade |  |  | DXBL0577II |  | DXB | 25.2164 | 55.407668 | du | Mall | IBS | Dubai North | DUBAI_MIRDIF | 1025100 | 4CC |  |  | in |  |  | On Air |  | Huawei | 4G |  | HW L1.8 F1/F2 (20+15M) + L800 F1 (15M) + L21 (10M) |  | 12 |  |  | dufix
Jun 2023 add | DUB0249 | Mizin Tower_Al Barsha South |  | DUB5249 | DUBL0249 |  | DXB | 25.059 | 55.235737 | ETC | Residential | IBS | Dubai South | DUBAI_AL BARSHA SOUTH THIRD | 1067300 | 2CC |  |  | in |  | On Air | On Air |  | Huawei | 3G+4G | HW U900 F1 | HW L1.8 F1 (20M) + L800 F1 (15M) |  | 2 |  |  | IIB
Jun 2023 add | DUB0615 | Botanica Building-JVC |  | DUB5615 | DUBL0615 |  | DXB | 25.0502 | 55.207471 | du | Residential | IBS | Dubai South | DUBAI_AL BARSHA SOUTH FOURTH (JUMEIRAH VILLAGE SOUTH) | 1068100 | 2CC |  |  | in |  | On Air | On Air |  | Huawei | 3G+4G | HW U900 F1 | HW L1.8 F1 (20M) + L800 F1 (15M) |  | 2 |  |  | IIB
Jun 2023 add | DUB0066 | Lucky 1 Residence at JVC |  | DUB5066 | DUBL0066 |  | DXB | 25.0483 | 55.20661 | du | Residential | IBS | Dubai South | DUBAI_AL BARSHA SOUTH FOURTH (JUMEIRAH VILLAGE SOUTH) | 1068100 | 2CC |  |  | in |  | On Air | On Air |  | Huawei | 3G+4G | HW U900 F1 | HW L1.8 F1 (20M) + L800 F1 (15M) |  | 2 |  |  | IIB
Jun 2023 add | DUB0915 | G24 Tower at JVC |  | DUB5915 | DUBL0915 |  | DXB | 25.0677 | 55.214958 | du | Residential | IBS | Dubai South | DUBAI_AL BARSHA SOUTH FOURTH (JUMEIRAH VILLAGE SOUTH) | 1068100 | 2CC |  |  | in |  | On Air | On Air |  | Huawei | 3G+4G | HW U900 F1 | HW L1.8 F1 (20M) + L800 F1 (15M) |  | 2 |  |  | IIB
Jun 2023 add | DUB0440 | Meral Building |  | DUB5440 | DUBL0440 |  | DXB | 25.2216 | 55.272086 | du | Residential | IBS | Dubai North | DUBAI_AL SATWA | 1033400 | 2CC |  |  | in |  | On Air | On Air |  | Huawei | 3G+4G | HW U900 F1 | HW L1.8 F1 (20M) + L800 F1 (15M) |  | 2 |  |  | IIB
Jun 2023 add | DUB0289 | Riviera by Azizi Building 10 |  | DUB5289 | DUBL0289 |  | DXB | 25.1712 | 55.301613 | ETC | Residential | IBS | Dubai North | DUBAI_AL MERKADH (AL MERKAD) | 1034700 | 2CC |  |  | in |  | On Air | On Air |  | Huawei | 3G+4G | HW U900 F1 | HW L1.8 F1 (20M) + L800 F1 (15M) |  | 2 |  |  | IIB
Jun 2023 add | DUB0786 | Residential Building (Plot 6437630) Dubailand |  | DUB5786 | DUBL0786 |  | DXB | 25.1031 | 55.368995 | du | Residential | IBS | Dubai South | DUBAI_WADI AL SAFA 2 (RANCHES) | 1064300 | 2CC |  |  | in |  | On Air | On Air |  | Huawei | 3G+4G | HW U900 F1 | HW L1.8 F1 (20M) + L800 F1 (15M) |  | 2 |  |  | IIB
Jun 2023 add | DUB0795 | Bin Juma Building 5_AL NAHDA FIRST |  | DUB5795 | DUBL0795 |  | DXB | 25.2953 | 55.36522 | ETC | Residential | IBS | Dubai North | DUBAI_AL NAHDA FIRST | 1023100 | 2CC |  |  | in |  | On Air | On Air |  | Huawei | 3G+4G | HW U900 F1 | HW L1.8 F1 (20M) + L800 F1 (15M) |  | 2 |  |  | IIB
Jun 2023 add | DUB0452 | Olive Residence Building JVC |  | DUB5452 | DUBL0452 |  | DXB | 25.0666 | 55.216181 | du | Residential | IBS | Dubai South | DUBAI_AL BARSHA SOUTH FOURTH (JUMEIRAH VILLAGE SOUTH) | 1068100 | 2CC |  |  | in |  | On Air | On Air |  | Huawei | 3G+4G | HW U900 F1 | HW L1.8 F1 (20M) + L800 F1 (15M) |  | 2 |  |  | IIB
Jun 2023 add | DUB0338 | Riviera by Azizi Building 12 |  | DUB5338 | DUBL0338 |  | DXB | 25.1712 | 55.301613 | ETC | Residential | IBS | Dubai North | DUBAI_AL MERKADH (AL MERKAD) | 1034700 | 2CC |  |  | in |  | On Air | On Air |  | Huawei | 3G+4G | HW U900 F1 | HW L1.8 F1 (20M) + L800 F1 (15M) |  | 2 |  |  | IIB
Jun 2023 add | ISH5091 | Al Taawun Tower 5-SHJ |  | ISH0091 | ISHL5091 |  | NE | 25.3166 | 55.384914 | ETC | Residential | IBS | Sharjah | SHARJAH_INDUSTRIAL AREA 1 | 3009600 | 2CC |  |  | in |  | On Air | On Air |  | Huawei | 3G+4G | HW U900 F1 | HW L1.8 F1 (20M) + L800 F1 (15M) |  | 4 |  |  | IIB
Jun 2023 add | DUB0679 | Baiy Tower Al Majan Dubai |  | DUB5679 | DUBL0679 |  | DXB | 25.0872 | 55.316458 | du | Residential | IBS | Dubai South | DUBAI_WADI AL SAFA 3 (RANCHES) | 1064500 | 2CC |  |  | in |  | On Air | On Air |  | Huawei | 3G+4G | HW U900 F1 | HW L1.8 F1 (20M) + L800 F1 (15M) |  | 2 |  |  | IIB
Jun 2023 add | DUB0423 | Iris Amber Al Jadaf |  | DUB5423 | DUBL0423 |  | DXB | 25.2285 | 55.335209 | du | Residential | IBS | Dubai North | DUBAI_AL JADAF | 1032600 | 2CC |  |  | in |  | On Air | On Air |  | Huawei | 3G+4G | HW U900 F1 | HW L1.8 F1 (20M) + L800 F1 (15M) |  | 2 |  |  | IIB
Jun 2023 add | DUB0281 | Yiwu Market_JAFZA |  | DUB5281 | DUBL0281 |  | DXB | 24.9682 | 55.13706 | ETC | Mall | IBS | Dubai South | DUBAI_JABAL ALI INDUSTRIAL SECOND (JABAL ALI INDUSTRIAL 2) | 1051800 | 2CC |  |  | in |  | On Air | On Air |  | Huawei | 3G+4G | HW U900 F1 | HW L1.8 F1 (20M) + L800 F1 (15M) |  | 10 |  |  | IIB
Jun 2023 add | DUB0906 | Legacy Hotel Apartments |  | DUB5906 | DUBL0906 |  | DXB | 25.0986 | 55.172394 | du | Residential | IBS | Dubai South | DUBAI_AL THANYAH FIRST (AL SAFOUH THIRD) | 1038300 | 2CC |  |  | in |  | On Air | On Air |  | Huawei | 3G+4G | HW U900 F1 | HW L1.8 F1 (20M) + L800 F1 (15M) |  | 2 |  |  | IIB
Jun 2023 add | DUB0337 | Riviera by Azizi Building 11 |  | DUB5337 | DUBL0337 |  | DXB | 25.1712 | 55.301613 | ETC | Residential | IBS | Dubai North | DUBAI_AL MERKADH (AL MERKAD) | 1034700 | 2CC |  |  | in |  | On Air | On Air |  | Huawei | 3G+4G | HW U900 F1 | HW L1.8 F1 (20M) + L800 F1 (15M) |  | 2 |  |  | IIB
Jun 2023 add | DUB0215 | Easy Hotel_AL SOUQ AL KABEER |  | DUB5215 | DUBL0215 |  | DXB | 25.2633 | 55.28951 | ETC | Hotel | IBS | Dubai North | DUBAI_AL SOUQ AL KABEER | 1031200 | 2CC |  |  | in |  | On Air | On Air |  | Huawei | 3G+4G | HW U900 F1 | HW L1.8 F1 (20M) + L800 F1 (15M) |  | 2 |  |  | MW
Jun 2023 add | DUB0812 | NAVITAS Hotel _DAMAC Hills |  | DUB5812 | DUBL0812 |  | DXB | 24.9842 | 55.393084 | ETC | Residential | IBS | Dubai South | DUBAI_AL YUFRAH 2 (DUBAI LAND) | 1091600 | 2CC |  |  | in |  | On Air | On Air |  | Huawei | 3G+4G | HW U900 F1 | HW L1.8 F1 (20M) + L800 F1 (15M) |  | 4 |  |  | IIB
Jun 2023 add | DUB0270 | Mai Dubai Water Plant Factory Al Yalayis 2 |  | DUB5270 | DUBL0270 |  | DXB | 25.0011 | 55.276111 | du | Commercial | IBS | Dubai South | Dubai_Al Yalayis 2 (Dubai Land) | 1092200 | 2CC |  |  | in |  | On Air | On Air |  | Huawei | 3G+4G | HW U900 F1 | HW L1.8 F1 (20M) + L800 F1 (15M) |  | 8 |  |  | IIB
Jun 2023 add | DXN0288 | Four Points Sheraton_Al Mankool |  | DXN5288 | DXNL0288 |  | DXB | 25.2518 | 55.2926542 | ETC | Hotel | IBS | Dubai North | DUBAI_MANKHOOL | 1031700 | 2CC |  |  | in |  | On Air | On Air |  | Huawei | 3G+4G | HW U900 F1 | HW L1.8 F1 (20M) + L800 F1 (15M) |  | 2 |  |  | MW
Jun 2023 add | DUB0402 | ACICO Business Park_Port Saeed |  | DUB5402 | DUBL0402 |  | DXB | 25.258 | 55.336526 | ETC | Commercial | IBS | Dubai North | DUBAI_PORT SAEED | 1012900 | 2CC |  |  | in |  | On Air | On Air |  | Huawei | 3G+4G | HW U900 F1 | HW L1.8 F1 (20M) + L800 F1 (15M) |  | 4 |  |  | IIB
Jun 2023 add | ISH5093 | LuLu Tower-SHJ |  | ISH0093 | ISHL5093 |  | NE | 25.3057 | 55.3814083 | ETC | Residential | IBS | Sharjah | SHARJAH_AL NAHDA | 3010200 | 2CC |  |  | in |  | On Air | On Air |  | Huawei | 3G+4G | HW U900 F1 | HW L1.8 F1 (20M) + L800 F1 (15M) |  | 4 |  |  | IIB
Jun 2023 add | DUB0180 | Binghatti Canal Business Bay |  | DUB5180 | DUBL0180 |  | DXB | 25.1862 | 55.286226 | du | Residential | IBS | Dubai North | DUBAI_BURJ KHALIFA (BUSINESS BAY) | 1034500 | 2CC |  |  | in |  | On Air | On Air |  | Huawei | 3G+4G | HW U900 F1 | HW L1.8 F1 (20M) + L800 F1 (15M) |  | 6 |  |  | IIB
Jun 2023 add | IFU5627 | P09 Hilal City |  | IFU0627 | IFUL5627 |  | NE | 25.1561 | 56.34576 | du | Residential | IBS | Fujairah | FUJAIRAH_Al Hilal City | 6000011 | 2CC |  |  | in |  | On Air | On Air |  | Huawei | 3G+4G | HW U900 F1 | HW L1.8 F1 (20M) + L800 F1 (15M) |  | 2 |  |  | IIB
Jun 2023 add | DUB0529 | Silicon Plaza Tower Al Barsha Heights |  | DUB5529 | DUBL0529 |  | DXB | 25.099 | 55.172777 | du | Residential | IBS | Dubai South | DUBAI_AL THANYAH FIRST (AL SAFOUH THIRD) | 1038300 | 2CC |  |  | in |  | On Air | On Air |  | Huawei | 3G+4G | HW U900 F1 | HW L1.8 F1 (20M) + L800 F1 (15M) |  | 2 |  |  | IIB
Jun 2023 add | IDX5834 | Makateb 16 Building 2 |  | IDX0834 | IDXL5834 |  | DXB | 25.035 | 55.180823 | du | Commercial | IBS | Dubai South | Dubai_Meaisem First (Jumeirah Golf Estate) | 1068500 | 2CC |  |  | in |  | On Air | On Air |  | Huawei | 3G+4G | HW U900 F1 | HW L1.8 F1 (20M) + L800 F1 (15M) |  | 2 |  |  | IIB
Jun 2023 add | DUB0283 | Deira Waterfront - Block A, B & Car parking_Plot: 1113174 |  | DUB5283 | DUBL0283 |  | DXB | 25.2765 | 55.299780 | ETC | Residential | IBS | Dubai North | DUBAI_AL CORNICHE | 1011100 | 2CC |  |  | in |  | On Air | On Air |  | Huawei | 3G+4G | HW U900 F1 | HW L1.8 F1 (20M) + L800 F1 (15M) |  | 12 |  |  | MW
Jun 2023 add | DUB0796 | Essam AL Humaidan Tower_AL NAHDA FIRST |  | DUB5796 | DUBL0796 |  | DXB | 25.2906 | 55.362572 | ETC | Residential | IBS | Dubai North | DUBAI_AL NAHDA FIRST | 1023100 | 2CC |  |  | in |  | On Air | On Air |  | Huawei | 3G+4G | HW U900 F1 | HW L1.8 F1 (20M) + L800 F1 (15M) |  | 4 |  |  | IIB
Jun 2023 add | DXN0771 | Palace Hotel by Address DCH |  | DXN5771 | DXNL0771 |  | DXB | 25.2037 | 55.346886 | du | Hotel | IBS | Dubai North | Dubai_Al Kheeran First (Ras Al Hamar) | 1041400 | 2CC |  |  | in |  | On Air | On Air |  | Huawei | 3G+4G | HW U900 F1 | HW L1.8 F1 (20M) + L800 F1 (15M) |  | 6 |  |  | IIB
Jun 2023 add | DUB0948 | The Flagship Two |  | DUB5948 | DUBL0948 |  | DXB | 25.2271 | 55.279873 | du | Residential | IBS | Dubai North | DUBAI_AL SATWA | 1033400 | 2CC |  |  | in |  | On Air | On Air |  | Huawei | 3G+4G | HW U900 F1 | HW L1.8 F1 (20M) + L800 F1 (15M) |  | 2 |  |  | IIB
Jun 2023 add | DUB0973 | Sea View Hotel_AL RAFFA |  | DUB5973 | DUBL0973 |  | DXB | 25.2554 | 55.284858 | ETC | Hotel | IBS | Dubai North | DUBAI_AL RAFFA | 1031600 | 2CC |  |  | in |  | On Air | On Air |  | Huawei | 3G+4G | HW U900 F1 | HW L1.8 F1 (20M) + L800 F1 (15M) |  | 2 |  |  | MW
Jun 2023 add | IFU5625 | Akron Trade and Transport |  | IFU0625 | IFUL5625 |  | NE | 25.1556 | 56.344986 | du | Commercial | IBS | Fujairah | FUJAIRAH_Al Hilal City | 6000011 | 2CC |  |  | in |  | On Air | On Air |  | Huawei | 3G+4G | HW U900 F1 | HW L1.8 F1 (20M) + L800 F1 (15M) |  | 2 |  |  | IIB
Jun 2023 add | DUB0543 | Bin Hendi Tower_Al Mankhool |  | DUB5543 | DUBL0543 |  | DXB | 25.2539 | 55.29385 | ETC | Residential | IBS | Dubai North | DUBAI_MANKHOOL | 1031700 | 2CC |  |  | in |  | On Air | On Air |  | Huawei | 3G+4G | HW U900 F1 | HW L1.8 F1 (20M) + L800 F1 (15M) |  | 4 |  |  | MW
Jun 2023 add | DUB0425 | Gym Residence Building |  | DUB5425 | DUBL0425 |  | DXB | 25.2888 | 55.378464 | du | Residential | IBS | Dubai North | DUBAI_AL NAHDA SECOND | 1024100 | 2CC |  |  | in |  | On Air | On Air |  | Huawei | 3G+4G | HW U900 F1 | HW L1.8 F1 (20M) + L800 F1 (15M) |  | 2 |  |  | MW
Jun 2023 add | DXN0736 | ADEO Living - Plot No. 3460677 |  | DXN5736 | DXNL0736 |  | DXB | 25.1851 | 55.289687 | du | Hotel | IBS | Dubai North | DUBAI_BURJ KHALIFA (BUSINESS BAY) | 1034500 | 2CC |  |  | in |  | On Air | On Air |  | Huawei | 3G+4G | HW U900 F1 | HW L1.8 F1 (20M) + L800 F1 (15M) |  | 6 |  |  | IIB
Jun 2023 add | DUB0326 | Dubai Islamic Bank-Al Maktoum Building_Port Saeed |  | DUB5326 | DUBL0326 |  | DXB | 25.2575 | 55.328544 | ETC | Commercial | IBS | Dubai North | DUBAI_PORT SAEED | 1012900 | 2CC |  |  | in |  | On Air | On Air |  | Huawei | 3G+4G | HW U900 F1 | HW L1.8 F1 (20M) + L800 F1 (15M) |  | 4 |  |  | IIB
Jun 2023 add | DUB0294 | Amazon Fulfillment Centre |  | DUB5294 | DUBL0294 |  | DXB | 24.9032 | 55.100077 | du | Commercial | IBS | Dubai South | Dubai_Madinat Al Mataar | 1052100 | 2CC |  |  | in |  | On Air | On Air |  | Huawei | 3G+4G | HW U900 F1 | HW L1.8 F1 (20M) + L800 F1 (15M) |  | 4 |  |  | IIB
Jun 2023 add | DUB0580 | Oxford 212 JVC |  | DUB5580 | DUBL0580 |  | DXB | 25.0675 | 55.206580 | du | Residential | IBS | Dubai South | DUBAI_AL BARSHA SOUTH FOURTH (JUMEIRAH VILLAGE SOUTH) | 1068100 | 2CC |  |  | in |  | On Air | On Air |  | Huawei | 3G+4G | HW U900 F1 | HW L1.8 F1 (20M) + L800 F1 (15M) |  | 2 |  |  | IIB
Jun 2023 add | DUB0981 | Amazon Datacenter Jafza |  | DUB5981 | DUBL0981 |  | DXB | 24.893 | 55.109600 | du | Commercial | IBS | Dubai South | DUBAI_MADINAT AL MATAAR | 1052100 | 2CC |  |  | in |  | On Air | On Air |  | Huawei | 3G+4G | HW U900 F1 | HW L1.8 F1 (20M) + L800 F1 (15M) |  | 2 |  |  | IIB
Jun 2023 add | DUB0697 | Damas Building Deira |  | DUB5697 | DUBL0697 |  | DXB | 25.2613 | 55.319017 | ETC | Residential | IBS | Dubai North | DUBAI_RIGGAT AL BUTEEN | 1012500 | 2CC |  |  | in |  | On Air | On Air |  | Huawei | 3G+4G | HW U900 F1 | HW L1.8 F1 (20M) + L800 F1 (15M) |  | 2 |  |  | IIB
Jun 2023 add | DUB0673 | Rasis Business Center_AL Barsha |  | DUB5673 | DUBL0673 |  | DXB | 25.1073 | 55.198449 | ETC | Residential | IBS | Dubai South | DUBAI_AL BARSHA FIRST | 1037300 | 2CC |  |  | in |  | On Air | On Air |  | Huawei | 3G+4G | HW U900 F1 | HW L1.8 F1 (20M) + L800 F1 (15M) |  | 2 |  |  | IIB
Jun 2023 add | IAD5786 | Residential Building (RBW7-C29) Al Raha |  | IAD0786 | IADL5786 |  | AUH | 24.4447 | 54.585579 | du | Residential | IBS | Abu Dhabi | ABU DHABI_SHATIE AL RAHA | 2042400 | 2CC |  |  | in |  | On Air | On Air |  | Nokia | 3G+4G | NSN U900 F1 | NSN L1800 F1 (20MHz) + L800 F1 (15Mhz) |  | 2 |  |  | MW
Jun 2023 add | IAD5173 | Mina Mall Abu Dhabi/Mina Center Abu Dhabi |  | IAD0173 | IADL5173 |  | AUH | 24.5194 | 54.371572 | du | Mall | IBS | Abu Dhabi | Abu Dhabi_Al Meena | 2500001 | 2CC |  |  | in |  | On Air | On Air |  | Nokia | 3G+4G | NSN U900 F1 | NSN L1800 F1 (20MHz) + L800 F1 (15Mhz) |  | 2 |  |  | MW
Jun 2023 add | IAD5976 | Qaryat Al Hidd Development - Sunrise and Sunset Plot C11, C16, C17, C18 & C19 |  | IAD0976 | IADL5976 |  | AUH | 24.5661 | 54.457889 | ETC | Residential | IBS | Abu Dhabi | ABU DHABI_SADIYAT ISLAND | 2046700 | 2CC |  |  | in |  | On Air | On Air |  | Nokia | 3G+4G | NSN U900 F1 | NSN L1800 F1 (20MHz) + L800 F1 (15Mhz) |  | 12 |  |  | MW
Jun 2023 add | IAD5940 | W2_C11 Al Ketbi Tower. |  | IAD0940 | IADL5940 |  | AUH | 24.4861 | 54.353418 | ETC | Residential | IBS | Abu Dhabi | ABU DHABI_Al Hosn | 2500300 | 2CC |  |  | in |  | On Air | On Air |  | Nokia | 3G+4G | NSN U900 F1 | NSN L1800 F1 (20MHz) + L800 F1 (15Mhz) |  | 2 |  |  | IIB
Jun 2023 add | AUH0055 | LB_National Paper mill_Mussafah |  | AUH5055 | AUHL0055 |  | AUH | 24.3297 | 54.476093 | ETC | Commercial | IBS | Abu Dhabi | ABU DHABI_Industrial City AD 01 | 2600000 | 1CC |  |  | in |  | On Air | On Air |  | Nokia | 3G+4G | NSN U900 F1 | NSN L800 F1 (15Mhz) |  | 1 |  |  | IIB
Jun 2023 add | IAD5974 | Qaryat Al Hidd Development - Sunrise and Sunset - Saadiyat Island Abu Dhabi-3 |  | IAD0974 | IADL5974 |  | AUH | 24.562 | 54.459586 | ETC | Residential | IBS | Abu Dhabi | ABU DHABI_SADIYAT ISLAND | 2046700 | 2CC |  |  | in |  | On Air | On Air |  | Nokia | 3G+4G | NSN U900 F1 | NSN L1800 F1 (20MHz) + L800 F1 (15Mhz) |  | 12 |  |  | MW
Jun 2023 add | IAD5975 | Qaryat Al Hidd_ Polt C6, C8, C9 _SADIYAT ISLAND |  | IAD0975 | IADL5975 |  | AUH | 24.5644 | 54.459586 | ETC | Residential | IBS | Abu Dhabi | ABU DHABI_SADIYAT ISLAND | 2046700 | 2CC |  |  | in |  | On Air | On Air |  | Nokia | 3G+4G | NSN U900 F1 | NSN L1800 F1 (20MHz) + L800 F1 (15Mhz) |  | 6 |  |  | MW
Jun 2023 add | IAD5580 | PW14_01_P419 Bin Omeir Hospital(Nation Hospital) |  | IAD0580 | IADL5580 |  | AUH | 24.4642 | 54.36459 | ETC | Hospital | IBS | Abu Dhabi | ABU DHABI_Al Karamah | 2501400 | 2CC |  |  | in |  | On Air | On Air |  | Nokia | 3G+4G | NSN U900 F1 | NSN L1800 F1 (20MHz) + L800 F1 (15Mhz) |  | 3 |  |  | IIB
Jun 2023 add | AAN0101 | General Prosecution Al Ain |  | AAN5101 |  |  | AUH | 24.2378 | 55.733352 | ETC | Government | IBS | Al Ain | ABU DHABI_AL JIMI | 8000500 |  |  |  | in |  | On Air |  |  | Ericsson | 3G | 3G 900 | [5 empty] | IIB
Jul 2023 add | DUB0267 | Dubai Hills Estate_Park Ridge Tower A & B |  | DUB5267 | DUBL0267 |  | DXB | 25.1116 | 55.247418 | ETC | Residential | IBS | Dubai South | DUBAI_HADAEQ SHEIKH MOHAMMED BIN RASHID (RANCHES) | 1063100 | 2CC |  |  | in |  | On Air | On Air |  | Huawei | 3G+4G | HW U900 F1 | HW L1.8 F1 (20M) + L800 F1 (15M) |  | 6 |  |  | IIB
Jul 2023 add | DUB0119 | Emirates Cooperative Society Dubai Airport Road |  | DUB5119 | DUBL0119 |  | DXB | 25.2416 | 55.359251 | du | Residential | IBS | Dubai North | DUBAI_AL GARHOUD | 1021400 | 2CC |  |  | in |  | On Air | On Air |  | Huawei | 3G+4G | HW U900 F1 | HW L1.8 F1 (20M) + L800 F1 (15M) |  | 4 |  |  | MW
Jul 2023 add | DUB0129 | Al Fattan Tower_AL KARAMA |  | DUB5129 | DUBL0129 |  | DXB | 25.2394 | 55.297209 | ETC | Residential | IBS | Dubai North | DUBAI_AL KARAMA | 1031800 | 2CC |  |  | in |  | On Air | On Air |  | Huawei | 3G+4G | HW U900 F1 | HW L1.8 F1 (20M) + L800 F1 (15M) |  | 6 |  |  | IIB
Jul 2023 add | DUB0064 | Le Grand Chateau |  | DUB5064 | DUBL0064 |  | DXB | 25.0642 | 55.207090 | du | Residential | IBS | Dubai South | DUBAI_AL BARSHA SOUTH FOURTH (JUMEIRAH VILLAGE SOUTH) | 1068100 | 2CC |  |  | in |  | On Air | On Air |  | Huawei | 3G+4G | HW U900 F1 | HW L1.8 F1 (20M) + L800 F1 (15M) |  | 6 |  |  | MW
Jul 2023 add | DUB0928 | ARAS Residence at Wadi Al Safa |  | DUB5928 | DUBL0928 |  | DXB | 25.0936 | 55.314647 | du | Residential | IBS | Dubai South | DUBAI_WADI AL SAFA 3 (RANCHES) | 1064500 | 2CC |  |  | in |  | On Air | On Air |  | Huawei | 3G+4G | HW U900 F1 | HW L1.8 F1 (20M) + L800 F1 (15M) |  | 2 |  |  | MW
Jul 2023 add | IAJ5816 | Al Shurofa 1 Tower-AJM |  | IAJ0816 | IAJL5816 |  | NE | 25.396 | 55.429187 | ETC | Residential | IBS | Ajman | AJMAN_RUMAILA 3 | 4000700 | 2CC |  |  | in |  | On Air | On Air |  | Huawei | 3G+4G | HW U900 F1 | HW L1.8 F1 (20M) + L800 F1 (15M) |  | 2 |  |  | IIB
Jul 2023 add | DUB0232 | Burj 2020 - site 1 |  | DUB5232 | DUBL0232 |  | DXB | 25.0606 | 55.141583 | ETC | Commercial | IBS | Dubai South | DUBAI_Jumeirah Lakes Towers (JLT) | 1039301 | 2CC |  |  | in |  | On Air | On Air |  | Huawei | 3G+4G | HW U900 F1 | HW L1.8 F1 (20M) + L800 F1 (15M) |  | 6 |  |  | IIB
Jul 2023 add | DUB0065 | Orra Marina_Dubai Marina |  | DUB5065 | DUBL0065 |  | DXB | 25.0706 | 55.13307 | du | Residential | IBS | Dubai South | DUBAI_MARSA DUBAI | 1039200 | 2CC |  |  | in |  | On Air | On Air |  | Huawei | 3G+4G | HW U900 F1 | HW L1.8 F1 (20M) + L800 F1 (15M) |  | 6 |  |  | IIB
Jul 2023 add | DUB0399 | Emirates Concorde Hotel_Rigga Al Butten |  | DUB5399 | DUBL0399 |  | DXB | 25.2602 | 55.320552 | ETC | Hotel | IBS | Dubai North | DUBAI_RIGGAT AL BUTEEN | 1012500 | 2CC |  |  | in |  | On Air | On Air |  | Huawei | 3G+4G | HW U900 F1 | HW L1.8 F1 (20M) + L800 F1 (15M) |  | 3 |  |  | IIB
Jul 2023 add | DUB0559 | Sea Point View Hotel_Deira Islands |  | DUB5559 | DUBL0559 |  | DXB | 25.3093 | 55.31594 | ETC | Hotel | IBS | Dubai North | DUBAI_NAKHLAT DEIRA (PALM DEIRA) | 1010100 | 2CC |  |  | in |  | On Air | On Air |  | Huawei | 3G+4G | HW U900 F1 | HW L1.8 F1 (20M) + L800 F1 (15M) |  | 2 |  |  | IIB
Jul 2023 add | DUB0723 | Etjar M70 Residence |  | DUB5723 | DUBL0723 |  | DXB | 25.2507 | 55.293478 | du | Residential | IBS | Dubai North | DUBAI_MANKHOOL | 1031700 | 2CC |  |  | in |  | On Air | On Air |  | Huawei | 3G+4G | HW U900 F1 | HW L1.8 F1 (20M) + L800 F1 (15M) |  | 2 |  |  | MW
Jul 2023 add | DUB0989 | Burj 2020 - site 2 |  | DUB5989 | DUBL0989 |  | DXB | 25.0606 | 55.141583 | ETC | Commercial | IBS | Dubai South | DUBAI_Jumeirah Lakes Towers (JLT) | 1039301 | 2CC |  |  | in |  | On Air | On Air |  | Huawei | 3G+4G | HW U900 F1 | HW L1.8 F1 (20M) + L800 F1 (15M) |  | 6 |  |  | IIB
Jul 2023 add | DXN0465 | Zulekha Residence Al Qusais |  | DXN5465 | DXNL0465 |  | DXB | 25.2914 | 55.403432 | du | Residential | IBS | Dubai North | Dubai_Al Qusais Ind. Fourth | 1024700 | 2CC |  |  | in |  | On Air | On Air |  | Huawei | 3G+4G | HW U900 F1 | HW L1.8 F1 (20M) + L800 F1 (15M) |  | 2 |  |  | IIB
Jul 2023 add | DUB0410 | The Nadd Residence_Nadd Al Hammar |  | DUB5410 | DUBL0410 |  | DXB | 25.1873 | 55.392215 | ETC | Residential | IBS | Dubai North | DUBAI_NADD AL HAMAR | 1041600 | 2CC |  |  | in |  | On Air | On Air |  | Huawei | 3G+4G | HW U900 F1 | HW L1.8 F1 (20M) + L800 F1 (15M) |  | 4 |  |  | MW
Jul 2023 add | DUB0339 | Palm Jumeirah Gateway Towers |  | DUB5339 | DUBL0339 |  | DXB | 25.1006 | 55.154949 | du | Mixed Use | IBS | Dubai South | Dubai_Nakhlat Jumeira (The Palm Jumeirah) | 1038100 | 2CC |  |  | in |  | On Air | On Air |  | Huawei | 3G+4G | HW U900 F1 | HW L1.8 F1 (20M) + L800 F1 (15M) |  | 2 |  |  | IIB
Jul 2023 add | AUH0080 | Al Dhafra Mall_lulu Market_AUH |  | AUH5080 | AUHL0080 |  | AUH | 24.1553 | 54.425250 | ETC | Mall | IBS | Abu Dhabi | ABU DHABI_AL DHAFRAH | 2042200 | 1CC |  |  | in |  | On Air | On Air |  | Nokia | 3G+4G | NSN U900 F1 | NSN L1.8 F1 (20M) |  | 1 |  |  | IIB
Jul 2023 add | IAD5571 | The Bridges Tower C4, 5, 6 |  | IAD0571 | IADL5571 |  | AUH | 24.5083 | 54.406315 | ETC | Residential | IBS | Abu Dhabi | Abu Dhabi_Al Reem Island | 2045700 | 2CC |  |  | in |  | On Air | On Air |  | Nokia | 3G+4G | NSN U900 F1 | NSN L1800 F1 (20M) + L800 F1 (15M) |  | 8 |  |  | MW
Aug 2023 add | ISH5039 | Al Khan Tower 6-SHJ |  | ISH0039 | ISHL5039 |  | NE | 25.3141 | 55.377229 | ETC | Residential | IBS | Sharjah | SHARJAH_AL MAMZAR | 3010400 | 2CC |  |  | in |  | On Air | On Air |  | Huawei | 3G+4G | HW U900 F1 | HW L1.8 F1 (20M) + L800 F1 (15M) |  | 4 |  |  | IIB
Aug 2023 add | ISH5216 | Al Shaiba 129 Tower-SHJ |  | ISH0216 | ISHL5216 |  | NE | 25.2995 | 55.370364 | ETC | Residential | IBS | Sharjah | SHARJAH_AL NAHDA | 3010200 | 2CC |  |  | in |  | On Air | On Air |  | Huawei | 3G+4G | HW U900 F1 | HW L1.8 F1 (20M) + L800 F1 (15M) |  | 4 |  |  | IIB
Aug 2023 add | DUB0226 | Al Mezaina Building Al Nahda 1 |  | DUB5226 | DUBL0226 |  | DXB | 25.2965 | 55.367843 | du | Residential | IBS | Dubai North | DUBAI_AL NAHDA FIRST | 1023100 | 2CC |  |  | in |  | On Air | On Air |  | Huawei | 3G+4G | HW U900 F1 | HW L1.8 F1 (20M) + L800 F1 (15M) |  | 4 |  |  | IIB
Aug 2023 add | DUB0716 | LB_Al Wahaibi Building _AL SAFOUH |  | DUB5716 | DUBL0716 |  | DXB | 25.1106 | 55.180477 | ETC | Residential | IBS | Dubai South | DUBAI_AL SAFOUH FIRST | 1037200 | 2CC |  |  | in |  | On Air | On Air |  | Huawei | 3G+4G | HW U900 F1 | HW L1.8 F1 (20M) + L800 F1 (15M) |  | 2 |  |  | IIB
Aug 2023 add | ISH5184 | Tiger Tower 5 Al Khan |  | ISH0184 | ISHL5184 |  | NE | 25.3119 | 55.375280 | ETC | Residential | IBS | Sharjah | Sharjah_AL MAMZAR | 3010400 | 2CC |  |  | in |  | On Air | On Air |  | Huawei | 3G+4G | HW U900 F1 | HW L1.8 F1 (20M) + L800 F1 (15M) |  | 4 |  |  | IIB
Aug 2023 add | ISH5109 | Burj 2000 |  | ISH0109 | ISHL5109 |  | NE | 25.3538 | 55.390556 | ETC | Residential | IBS | Sharjah | Sharjah_UMM AT TARRAFA | 3006200 | 2CC |  |  | in |  | On Air | On Air |  | Huawei | 3G+4G | HW U900 F1 | HW L1.8 F1 (20M) + L800 F1 (15M) |  | 12 |  |  | IIB
Aug 2023 add | ISH5189 | AlSuyouh Community Mall-SHJ |  | ISH0189 | ISHL5189 |  | NE | 25.2223 | 55.614115 | ETC | Mall | IBS | Sharjah | SHARJAH_Al Seouh Suburb SAJ | 3028600 | 2CC |  |  | in |  | On Air | On Air |  | Huawei | 3G+4G | HW U900 F1 | HW L1.8 F1 (20M) + L800 F1 (15M) |  | 4 |  |  | IIB
Aug 2023 add | DUB0610 | Fortune Park Hotel |  | DUB5610 | DUBL0610 |  | DXB | 25.006 | 55.154862 | du | Hotel | IBS | Dubai South | DUBAI_Dubai Green Community | 1059802 | 2CC |  |  | in |  | On Air | On Air |  | Huawei | 3G+4G | HW U900 F1 | HW L1.8 F1 (20M) + L800 F1 (15M) |  | 2 |  |  | MW
Aug 2023 add | ISH5228 | aljada_NEST Appartments_BF,N1,N2,N3,N 4,N11 & N12 |  | ISH0228 | ISHL5228 |  | NE | 25.3217 | 55.483134 | ETC | Residential | IBS | Sharjah | SHARJAH_MUWAILEH CAMP | 3009800 | 2CC |  |  | in |  | On Air | On Air |  | Huawei | 3G+4G | HW U900 F1 | HW L1.8 F1 (20M) + L800 F1 (15M) |  | 16 |  |  | IIB
Aug 2023 add | DXN0678 | Blue Wave Tower Dubailand |  | DXN5678 | DXNL0678 |  | DXB | 25.0982 | 55.378616 | du | Residential | IBS | Dubai South | Dubai_Wadi Al Safa 5 (Dubai Land) | 1064800 | 2CC |  |  | in |  | On Air | On Air |  | Huawei | 3G+4G | HW U900 F1 | HW L1.8 F1 (20M) + L800 F1 (15M) |  | 6 |  |  | IIB
Aug 2023 add | DUB0752 | Audi Show Room_SZR |  | DUB5752 | DUBL0752 |  | DXB | 25.1655 | 55.23753 | ETC | Commercial | IBS | Dubai South | DUBAI_AL QOUZ THIRD (AL QUOZ THIRD) | 1035800 | 2CC |  |  | in |  | On Air | On Air |  | Huawei | 3G+4G | HW U900 F1 | HW L1.8 F1 (20M) + L800 F1 (15M) |  | 2 |  |  | MW
Aug 2023 add | ISH5229 | aljada_NEST Appartments_N5,N6,N7,N8,N9,N10 |  | ISH0229 | ISHL5229 |  | NE | 25.3217 | 55.483134 | ETC | Residential | IBS | Sharjah | SHARJAH_MUWAILEH CAMP | 3009800 | 2CC |  |  | in |  | On Air | On Air |  | Huawei | 3G+4G | HW U900 F1 | HW L1.8 F1 (20M) + L800 F1 (15M) |  | 12 |  |  | IIB
Aug 2023 add | DXN0772 | Palace Residences by Address DCH |  | DXN5772 | DXNL0772 |  | DXB | 25.2042 | 55.347151 | du | Residential | IBS | Dubai North | Dubai_Al Kheeran First (Ras Al Hamar) | 1041400 | 2CC |  |  | in |  | On Air | On Air |  | Huawei | 3G+4G | HW U900 F1 | HW L1.8 F1 (20M) + L800 F1 (15M) |  | 6 |  |  | IIB
Aug 2023 add | IRK5507 | RAK Custom Building |  | IRK0507 | IRKL5507 |  | NE | 25.7975 | 55.95362 | ETC | Government | IBS | Ras Al Khaimah | RAS AL-KHAIMAH_NAKHEEL | 7031200 | 2CC |  |  | in |  | On Air | On Air |  | Huawei | 3G+4G | HW U900 F1 | HW L1.8 F1 (20M) + L800 F1 (15M) |  | 2 |  |  | IIB
Aug 2023 add | DUB0564 | Al Khalidia Hotel Appartment_AL MURAQQABAT |  | DUB5564 | DUBL0564 |  | DXB | 25.2613 | 55.320574 | ETC | Residential | IBS | Dubai North | DUBAI_AL MURAQQABAT | 1012400 | 2CC |  |  | in |  | On Air | On Air |  | Huawei | 3G+4G | HW U900 F1 | HW L1.8 F1 (20M) + L800 F1 (15M) |  | 4 |  |  | MW
Aug 2023 add | DUB0453 | AAAID Office Building |  | DUB5453 | DUBL0453 |  | DXB | 25.0978 | 55.386556 | du | Commercial | IBS | Dubai North | DUBAI_AL ROWAIYAH SECOND (800) | 1081300 | 2CC |  |  | in |  | On Air | On Air |  | Huawei | 3G+4G | HW U900 F1 | HW L1.8 F1 (20M) + L800 F1 (15M) |  | 2 |  |  | IIB
Aug 2023 add | ISH5126 | Sharjah Humanitarian Services Tower |  | ISH0126 | ISHL5126 |  | NE | 25.3136 | 55.361317 | ETC | Residential | IBS | Sharjah | SHARJAH_AL KHAN | 3010300 | 2CC |  |  | in |  | On Air | On Air |  | Huawei | 3G+4G | HW U900 F1 | HW L1.8 F1 (20M) + L800 F1 (15M) |  | 2 |  |  | IIB
Aug 2023 add | DUB0879 | Al Murad Tower_AL BARSHA FIRST |  | DUB5879 | DUBL0879 |  | DXB | 25.1136 | 55.201256 | ETC | Residential | IBS | Dubai South | DUBAI_AL BARSHA FIRST | 1037300 | 2CC |  |  | in |  | On Air | On Air |  | Huawei | 3G+4G | HW U900 F1 | HW L1.8 F1 (20M) + L800 F1 (15M) |  | 2 |  |  | IIB
Aug 2023 add | DUB0277 | Madinat Jumeirah Living Ph3A_ B06,B07,B08 (Asayel 1,2,3) |  | DUB5277 | DUBL0277 |  | DXB | 25.1329 | 55.190144 | du | Residential | IBS | Dubai South | Dubai_Umm Suqeim Third | 1036600 | 2CC |  |  | in |  | On Air | On Air |  | Huawei | 3G+4G | HW U900 F1 | HW L1.8 F1 (20M) + L800 F1 (15M) |  | 6 |  |  | IIB
Aug 2023 add | DUB0712 | Al Masraf Tower_AL RIGGA |  | DUB5712 | DUBL0712 |  | DXB | 25.2637 | 55.3126 | ETC | Commercial | IBS | Dubai North | DUBAI_AL RIGGA | 1011900 | 2CC |  |  | in |  | On Air | On Air |  | Huawei | 3G+4G | HW U900 F1 | HW L1.8 F1 (20M) + L800 F1 (15M) |  | 2 |  |  | MW
Aug 2023 add | DUB0238 | One Za’abeel Tower- Site -2 |  | DUB5238 | DUBL0238 | DUBNR0238 | DXB | 25.2275 | 55.291261 | ETC | Residential | IBS | Dubai North | DUBAI_ZAABEEL FIRST (ZAABEEL FIRST) | 1032500 | 2CC |  |  | in |  | On Air | On Air |  | Huawei | 3G+4G | HW U900 F1 | HW L1.8 F1 (20M) + L800 F1 (15M) |  | 6 |  |  | IIB
Aug 2023 add | DUB0353 | Citizens School_AL SATWA |  | DUB5353 | DUBL0353 |  | DXB | 25.2088 | 55.266860 | ETC | University/School | IBS | Dubai North | DUBAI_AL SATWA | 1033400 | 2CC |  |  | in |  | On Air | On Air |  | Huawei | 3G+4G | HW U900 F1 | HW L1.8 F1 (20M) + L800 F1 (15M) |  | 4 |  |  | MW
Aug 2023 add | DXN0435 | Emaar Burj Crown |  | DXN5435 | DXNL0435 |  | DXB | 25.1942 | 55.26956 | du | Residential | IBS | Dubai North | DUBAI_BURJ KHALIFA (BUSINESS BAY) | 1034500 | 2CC |  |  | in |  | On Air | On Air |  | Huawei | 3G+4G | HW U900 F1 | HW L1.8 F1 (20M) + L800 F1 (15M) |  | 6 |  |  | IIB
Aug 2023 add | DUB0689 | Atlantis Management Accommodation Building S4 |  | DUB5689 | DUBL0689 |  | DXB | 25.0675 | 55.209901 | ETC | Residential | IBS | Dubai South | DUBAI_AL BARSHA SOUTH FOURTH (JUMEIRAH VILLAGE SOUTH) | 1068100 | 2CC |  |  | in |  | On Air | On Air |  | Huawei | 3G+4G | HW U900 F1 | HW L1.8 F1 (20M) + L800 F1 (15M) |  | 2 |  |  | IIB
Aug 2023 add | AUH0050 | Makers District Project 1 |  | AUH5050 | AUHL0050 |  | AUH | 24.5037 | 54.4156 | ETC | Commercial | IBS | Abu Dhabi | ABU DHABI_AL REEM ISLAND | 2045700 | 1CC |  |  | in |  | On Air | On Air |  | Nokia | 3G+4G | NSN U900 F1 | NSN L1.8 F1 (20M) |  | 6 |  |  | MW
Aug 2023 add | IAD5633 | Rashid Tower (E13-C47) Al Zahiya |  | IAD0633 | IADL5633 |  | AUH | 24.4997 | 54.376161 | du | Residential | IBS | Abu Dhabi | Abu Dhabi_Tourist Club Area | 2500100 | 2CC |  |  | in |  | On Air | On Air |  | Nokia | 3G+4G | NSN U900 F1 | NSN L1.8 F1 (20M) + L800 F1 (15M) |  | 2 |  |  | IIB
Aug 2023 add | AUH0051 | Makers District Project 2 |  | AUH5051 | AUHL0051 |  | AUH | 24.5037 | 54.4156 | ETC | Mall | IBS | Abu Dhabi | ABU DHABI_AL REEM ISLAND | 2045700 | 1CC |  |  | in |  | On Air | On Air |  | Nokia | 3G+4G | NSN U900 F1 | NSN L1.8 F1 (20M) |  | 3 |  |  | MW
Aug 2023 add | IAD5636 | M. Obaid Building (E18-02_C53) Al Dhafrah |  | IAD0636 | IADL5636 |  | AUH | 24.4807 | 54.373364 | du | Residential | IBS | Abu Dhabi | ABU DHABI_Madinat Zayed(AD) | 2501200 | 2CC |  |  | in |  | On Air | On Air |  | Nokia | 3G+4G | NSN U900 F1 | NSN L1.8 F1 (20M) + L800 F1 (15M) |  | 2 |  |  | IIB
Aug 2023 add | AUH0082 | Mina Tunnels - AUH |  | AUH5082 | AUHL0082 |  | AUH | 24.514 | 54.38023 | ETC | Tunnel | IBS | Abu Dhabi | ABU DHABI_Al Meena | 2500001 | 2CC |  |  | in |  | On Air | On Air |  | Nokia | 3G+4G | NSN U900 F1 | NSN L1.8 F1 (20M) + L800 F1 (15M) |  | 8 |  |  | IIB
Aug 2023 add | IAD5790 | Salem Rashed Mohamed Abdulla Al Neyadi (RBW6-20) Al Raha |  | IAD0790 | IADL5790 |  | AUH | 24.4461 | 54.588808 | du | Commercial | IBS | Abu Dhabi | ABU DHABI_SHATIE AL RAHA | 2042400 | 2CC |  |  | in |  | On Air | On Air |  | Nokia | 3G+4G | NSN U900 F1 | NSN L1.8 F1 (20M) + L800 F1 (15M) |  | 2 |  |  | MW
Aug 2023 add | IAD5427 | Dhaen Al Qubaisy Bldg |  | IAD0427 | IADL5427 |  | AUH | 24.4884 | 54.360596 | ETC | Residential | IBS | Abu Dhabi | ABU DHABI_Al Markaziyah | 2500200 | 2CC |  |  | in |  | On Air | On Air |  | Nokia | 3G+4G | NSN U900 F1 | NSN L1.8 F1 (20M) + L800 F1 (15M) |  | 2 |  |  | IIB
Aug 2023 add | IAD5415 | E5_C7 Green Tower (Commercial Building) |  | IAD0415 | IADL5415 |  | AUH | 24.4907 | 54.3587562 | ETC | Commercial | IBS | Abu Dhabi | ABU DHABI_Al Markaziyah | 2500200 | 2CC |  |  | in |  | On Air | On Air |  | Nokia | 3G+4G | NSN U900 F1 | NSN L1.8 F1 (20M) + L800 F1 (15M) |  | 2 |  |  | IIB
Aug 2023 add | IAD5961 | Abu Dhabi Future School Phase 7 Al Shamkha |  | IAD0961 | IADL5961 |  | AUH | 24.3654 | 54.690212 | du | University/School | IBS | Abu Dhabi | Abu Dhabi_Al Shamkha | 2046500 | 2CC |  |  | in |  | On Air | On Air |  | Nokia | 3G+4G | NSN U900 F1 | NSN L1.8 F1 (20M) + L800 F1 (15M) |  | 6 |  |  | MW
Aug 2023 add | AUH0053 | Shakhbout Rehabilitation Center-Site 1 |  | AUH5053 | AUHL0053 |  | AUH | 24.3394 | 54.608523 | ETC | Hospital | IBS | Abu Dhabi | ABU DHABI_SHAKHBOUT CITY | 2004500 | 2CC |  |  | in |  | On Air | On Air |  | Nokia | 3G+4G | NSN U900 F1 | NSN L1.8 F1 (20M) + L800 F1 (15M) |  | 10 |  |  | MW
Aug 2023 add | AUH0074 | Reem Five_RS1_C7 (C05)_Reem Island |  | AUH5074 | AUHL0074 |  | AUH | 24.5068 | 54.40509 | ETC | Residential | IBS | Abu Dhabi | ABU DHABI_AL REEM ISLAND | 2045700 | 2CC |  |  | in |  | On Air | On Air |  | Nokia | 3G+4G | NSN U900 F1 | NSN L1.8 F1 (20M) + L800 F1 (15M) |  | 2 |  |  | MW
Aug 2023 add | IAD5888 | Al Dannah Tower |  | IAD0888 | IADL5888 |  | AUH | 24.4301 | 54.433679 | du | Residential | IBS | Abu Dhabi | ABU DHABI_Al Zahra | 2501800 | 2CC |  |  | in |  | On Air | On Air |  | Nokia | 3G+4G | NSN U900 F1 | NSN L1.8 F1 (20M) + L800 F1 (15M) |  | 4 |  |  | MW
Aug 2023 add | IAD5742 | Al Dhafra Court |  | IAD0742 | IADL5742 |  | AUH | 23.6579 | 53.699239 | du | Government | IBS | WR | ABU DHABI_MADINAT ZAYED(WR) | 2031200 | 2CC |  |  | in |  | On Air | On Air |  | Nokia | 3G+4G | NSN U900 F1 | NSN L1.8 F1 (20M) + L800 F1 (15M) |  | 2 |  |  | IIB
Aug 2023 add | AUH0054 | Shakhbout Rehabilitation Center-Site 2 |  | AUH5054 | AUHL0054 |  | AUH | 24.3396 | 54.609066 | ETC | Hospital | IBS | Abu Dhabi | ABU DHABI_SHAKHBOUT CITY | 2004500 | 2CC |  |  | in |  | On Air | On Air |  | Nokia | 3G+4G | NSN U900 F1 | NSN L1.8 F1 (20M) + L800 F1 (15M) |  | 8 |  |  | MW
Sep 2023 add | IAJ5866 | Crystal Plaza Building Al Rashidiya 3 |  | IAJ0866 | IAJL5866 |  | NE | 25.3945 | 55.434984 | du | Residential | IBS | Ajman | Ajman_Rashideya 3 | 4000400 | 2CC |  |  | in |  | On Air | On Air |  | Huawei | 3G+4G | HW U900 F1 | HW L1.8 F1 (20M) + L800 F1 (15M) |  | 2 |  |  | IIB
Sep 2023 add | DUB0633 | G+1P+8F Plot 673-1311 |  | DUB5633 | DUBL0633 |  | DXB | 25.0663 | 55.237732 | du | Residential | IBS | Dubai South | DUBAI_AL BARSHA SOUTH THIRD | 1067300 | 2CC |  |  | in |  | On Air | On Air |  | Huawei | 3G+4G | HW U900 F1 | HW L1.8 F1 (20M) + L800 F1 (15M) |  | 4 |  |  | IIB
Sep 2023 add | DUB0411 | The 7 by Aurora_Jabel Ali |  | DUB5411 | DUBL0411 |  | DXB | 24.9724 | 55.089369 | ETC | Residential | IBS | Dubai South | DUBAI_JABAL ALI INDUSTRIAL SECOND (JABAL ALI INDUSTRIAL 2) | 1051800 | 2CC |  |  | in |  | On Air | On Air |  | Huawei | 3G+4G | HW U900 F1 | HW L1.8 F1 (20M) + L800 F1 (15M) |  | 4 |  |  | MW
Sep 2023 add | IAJ5842 | Al Ghoroub Tower Ajman |  | IAJ0842 | IAJL5842 |  | NE | 25.394 | 55.567103 | du | Residential | IBS | Ajman | Ajman_Aalia | 4002700 | 2CC |  |  | in |  | On Air | On Air |  | Huawei | 3G+4G | HW U900 F1 | HW L1.8 F1 (20M) + L800 F1 (15M) |  | 2 |  |  | MW
Sep 2023 add | DXN0582 | Dubai Hills_Socio Park Heights III |  | DXN5582 | DXNL0582 |  | DXB | 25.1136 | 55.24832 | ETC | Residential | IBS | Dubai South | DUBAI_HADAEQ SHEIKH MOHAMMED BIN RASHID (RANCHES) | 1063100 | 2CC |  |  | in |  | On Air | On Air |  | Huawei | 3G+4G | HW U900 F1 | HW L1.8 F1 (20M) + L800 F1 (15M) |  | 4 |  |  | IIB
Sep 2023 add | DUB0275 | One Za’abeel Tower- Site -1 |  | DUB5275 | DUBL0275 |  | DXB | 25.2275 | 55.291261 | ETC | Residential | IBS | Dubai North | DUBAI_ZAABEEL FIRST (ZAABEEL FIRST) | 1032500 | 2CC |  |  | in |  | On Air | On Air |  | Huawei | 3G+4G | HW U900 F1 | HW L1.8 F1 (20M) + L800 F1 (15M) |  | 14 |  |  | IIB
Sep 2023 add | IFU5623 | Kalba New Hospital |  | IFU0623 | IFUL5623 |  | NE | 25.0355 | 56.344165 | du | Hospital | IBS | Fujairah | SHARJAH_Khor Kalba - Al Qalaa | 3000014 | 2CC |  |  | in |  | On Air | On Air |  | Huawei | 3G+4G | HW U900 F1 | HW L1.8 F1 (20M) + L800 F1 (15M) |  | 2 |  |  | IIB
Sep 2023 add | DUB0775 | Classic Apartment Al Qusais |  | DUB5775 | DUBL0775 |  | DXB | 25.2687 | 55.379140 | du | Residential | IBS | Dubai North | DUBAI_AL QUSAIS SECOND | 1023300 | 2CC |  |  | in |  | On Air | On Air |  | Huawei | 3G+4G | HW U900 F1 | HW L1.8 F1 (20M) + L800 F1 (15M) |  | 2 |  |  | IIB
Sep 2023 add | DUB0582 | Wasl Business Center- R549 |  | DUB5582 | DUBL0582 |  | DXB | 25.2547 | 55.335670 | du | Residential | IBS | Dubai North | DUBAI_PORT SAEED | 1012900 | 2CC |  |  | in |  | On Air | On Air |  | Huawei | 3G+4G | HW U900 F1 | HW L1.8 F1 (20M) + L800 F1 (15M) |  | 2 |  |  | IIB
Sep 2023 add | DXN0112 | Hilton Garden Inn & Embassy Suites Business Bay |  | DXN5112 | DXNL0112 |  | DXB | 25.1807 | 55.277903 | du | Hotel | IBS | Dubai North | Dubai_Burj Khalifa (Business Bay) | 1034500 | 2CC |  |  | in |  | On Air | On Air |  | Huawei | 3G+4G | HW U900 F1 | HW L1.8 F1 (20M) + L800 F1 (15M) |  | 6 |  |  | IIB
Sep 2023 add | DXN0151 | Holiday Inn & Kingston Residences Business Bay |  | DXN5151 | DXNL0151 |  | DXB | 25.1805 | 55.278707 | du | Residential | IBS | Dubai North | Dubai_Burj Khalifa (Business Bay) | 1034500 | 2CC |  |  | in |  | On Air | On Air |  | Huawei | 3G+4G | HW U900 F1 | HW L1.8 F1 (20M) + L800 F1 (15M) |  | 6 |  |  | IIB
Sep 2023 add | DXN0994 | Creek Edge Tower 2 DCH |  | DXN5994 | DXNL0994 |  | DXB | 25.21 | 55.345144 | du | Residential | IBS | Dubai North | Dubai_Al Kheeran First (Ras Al Hamar) | 1041400 | 2CC |  |  | in |  | On Air | On Air |  | Huawei | 3G+4G | HW U900 F1 | HW L1.8 F1 (20M) + L800 F1 (15M) |  | 4 |  |  | IIB
Sep 2023 add | IAJ5869 | Fatima Nadri Tower_Ajman |  | IAJ0869 | IAJL5869 |  | NE | 25.3778 | 55.457007 | ETC | Residential | IBS | Ajman | AJMAN_NUAIMEYA 1 | 4001100 | 2CC |  |  | in |  | On Air | On Air |  | Huawei | 3G+4G | HW U900 F1 | HW L1.8 F1 (20M) + L800 F1 (15M) |  | 2 |  |  | IIB
Sep 2023 add | DXN0991 | Creek Edge Tower 1 DCH |  | DXN5991 | DXNL0991 |  | DXB | 25.2102 | 55.345767 | du | Residential | IBS | Dubai North | Dubai_Al Kheeran First (Ras Al Hamar) | 1041400 | 2CC |  |  | in |  | On Air | On Air |  | Huawei | 3G+4G | HW U900 F1 | HW L1.8 F1 (20M) + L800 F1 (15M) |  | 8 |  |  | IIB
Sep 2023 add | DUB0995 | Nad Al Sheba_Majlis |  | DUB5995 | DUBL0995 |  | DXB | 25.1364 | 55.279349 | ETC | Villa | IBS | Dubai South | DUBAI_HADAEQ SHEIKH MOHAMMED BIN RASHID (RANCHES) | 1063100 | 2CC |  |  | in |  | On Air | On Air |  | Huawei | 3G+4G | HW U900 F1 | HW L1.8 F1 (20M) + L800 F1 (15M) |  | 2 |  |  | MW
Sep 2023 add | DUB0316 | Donna Towers |  | DUB5316 | DUBL0316 |  | DXB | 25.1168 | 55.369570 | du | Residential | IBS | Dubai North | DUBAI_NADD HESSA (DUBAI SILICON OASIS) | 1062600 | 2CC |  |  | in |  | On Air | On Air |  | Huawei | 3G+4G | HW U900 F1 | HW L1.8 F1 (20M) + L800 F1 (15M) |  | 12 |  |  | IIB
Sep 2023 add | DUB0047 | La Vie By Dubai Properties |  | DUB5047 | DUBL0047 |  | DXB | 25.0795 | 55.134473 | du | Residential | IBS | Dubai South | DUBAI_MARSA DUBAI | 1039200 | 2CC |  |  | in |  | On Air | On Air |  | Huawei | 3G+4G | HW U900 F1 | HW L1.8 F1 (20M) + L800 F1 (15M) |  | 4 |  |  | IIB
Sep 2023 add | DUB0753 | Jotun Regional Center |  | DUB5753 | DUBL0753 |  | DXB | 25.0775 | 55.240532 | du | Residential | IBS | Dubai South | DUBAI_AL BARSHA SOUTH SECOND | 1067200 | 2CC |  |  | in |  | On Air | On Air |  | Huawei | 3G+4G | HW U900 F1 | HW L1.8 F1 (20M) + L800 F1 (15M) |  | 2 |  |  | IIB
Sep 2023 add | DUB0776 | DIB Residential development -JVC |  | DUB5776 | DUBL0776 |  | DXB | 25.0504 | 55.19698 | du | Residential | IBS | Dubai South | DUBAI_AL BARSHA SOUTH FOURTH (JUMEIRAH VILLAGE SOUTH) | 1068100 | 2CC |  |  | in |  | On Air | On Air |  | Huawei | 3G+4G | HW U900 F1 | HW L1.8 F1 (20M) + L800 F1 (15M) |  | 4 |  |  | IIB
Sep 2023 add | ISH5196 | KPFI G+5P+18F Building Plot 248 |  | ISH0196 | ISHL5196 |  | NE | 25.306 | 55.376235 | du | Residential | IBS | Sharjah | SHARJAH_AL NAHDA | 3010200 | 2CC |  |  | in |  | On Air | On Air |  | Huawei | 3G+4G | HW U900 F1 | HW L1.8 F1 (20M) + L800 F1 (15M) |  | 2 |  |  | IIB
Sep 2023 add | DUB0013 | Samaya Hotel Apartments_MAJAN |  | DUB5013 | DUBL0013 |  | DXB | 25.0918 | 55.318156 | ETC | Hotel | IBS | Dubai South | DUBAI_WADI AL SAFA 3 (RANCHES) | 1064500 | 2CC |  |  | in |  | On Air | On Air |  | Huawei | 3G+4G | HW U900 F1 | HW L1.8 F1 (20M) + L800 F1 (15M) |  | 2 |  |  | MW
Sep 2023 add | DUB0408 | One & Only Royal Mirage (The Palace) |  | DUB5408 | DUBL0408 |  | DXB | 25.0944 | 55.320856 | ETC | Hotel | IBS | Dubai South | DUBAI_WADI AL SAFA 3 (RANCHES) | 1064500 | 2CC |  |  | in |  | On Air | On Air |  | Huawei | 3G+4G | HW U900 F1 | HW L1.8 F1 (20M) + L800 F1 (15M) |  | 2 |  |  | IIB
Sep 2023 add | DXN0188 | Barraquer Eye Hospital Al Jaddaf |  | DXN5188 | DXNL0188 |  | DXB | 25.2098 | 55.320298 | du | Hospital | IBS | Dubai North | Dubai_Al Jadaf | 1032600 | 2CC |  |  | in |  | On Air | On Air |  | Huawei | 3G+4G | HW U900 F1 | HW L1.8 F1 (20M) + L800 F1 (15M) |  | 2 |  |  | IIB
Sep 2023 add | IDX0938E | ATOM Al Furjan West Village Center |  | IDX0938E | IDXL5938V |  | DXB | 25.022 | 55.130048 | du | Mall | Small Cell | Dubai South | Dubai_Jabal Ali Gardens | 1059102 | 1CC |  |  | in |  | On Air | On Air |  | Huawei | 3G+4G | HW U2.1 F2 | HW L1.8 F1 (20M) |  | 1 |  |  | IIB
Sep 2023 add | DUB0456 | Oasis Investment Labour Camp Blocks A to D |  | DUB5456 | DUBL0456 |  | DXB | 24.9855 | 55.140422 | du | Residential | IBS | Dubai South | DUBAI_JABAL ALI INDUSTRIAL FIRST (JEBEL ALI INDUSTRIAL AREA) | 1059900 | 2CC |  |  | in |  | On Air | On Air |  | Huawei | 3G+4G | HW U900 F1 | HW L1.8 F1 (20M) + L800 F1 (15M) |  | 2 |  |  | IIB
Sep 2023 add | DXN0220 | AYKON CITY SZR TOWER C (upper) |  | DXN5220 | DXNL0220 |  | DXB | 25.1809 | 55.252723 | du | Residential | IBS | Dubai North | DUBAI_BURJ KHALIFA (BUSINESS BAY) | 1034500 | 2CC |  |  | in |  | On Air | On Air |  | Huawei | 3G+4G | HW U900 F1 | HW L1.8 F1 (20M) + L800 F1 (15M) |  | 8 |  |  | IIB
Sep 2023 add | AUH0081 | Total ABK platform ADNOC |  | AUH5081 | AUHL0081 |  | AUH | 25.4945 | 53.1477 | du | Oil / Gas | IBS | Abu Dhabi | Offshore |  | 2CC |  |  | in |  | On Air | On Air |  | Nokia | 3G+4G | NSN U900 F1 | NSN L1.8 F1 (20M) + L800 F1 (15M) |  | 2 |  |  | MW
Sep 2023 add | AUH0077 | E40_C47 (AK TOWER)_AUH |  | AUH5077 | AUHL0077 |  | AUH | 24.4294 | 54.43737 | ETC | Residential | IBS | Abu Dhabi | ABU DHABI_Al Zahra | 2501800 | 2CC |  |  | in |  | On Air | On Air |  | Nokia | 3G+4G | NSN U900 F1 | NSN L1.8 F1 (20M) + L800 F1 (15M) |  | 4 |  |  | IIB
Sep 2023 add | IAD5188 | Hamad Khalifa Al Mazroui Bldg E9- C21 |  | IAD0188 | IADL5188 |  | AUH | 24.4935 | 54.369188 | ETC | Residential | IBS | Abu Dhabi | Abu Dhabi_Al Markaziyah | 2500200 | 2CC |  |  | in |  | On Air | On Air |  | Nokia | 3G+4G | NSN U900 F1 | NSN L1.8 F1 (20M) + L800 F1 (15M) |  | 2 |  |  | MW
Sep 2023 add | AUH0070 | Rawdha Abu Dhabi_ C106-C107 |  | AUH5070 | AUHL0070 |  | AUH | 24.4171 | 54.468310 | ETC | Residential | IBS | Abu Dhabi | ABU DHABI_Al Matar | 2501600 | 2CC |  |  | in |  | On Air | On Air |  | Nokia | 3G+4G | NSN U900 F1 | NSN L1.8 F1 (20M) + L800 F1 (15M) |  | 10 |  |  | MW
Oct 2023 add | DUB0804 | Al Zarooni Building Al Nahda 2 |  | DUB5804 | DUBL0804 |  | DXB | 25.295 | 55.382 | du | Residential | IBS | Dubai North | DUBAI_AL NAHDA SECOND | 1024100 | 2CC |  |  | in |  | On Air | On Air |  | Huawei | 3G+4G | HW U900 F1 | HW L1.8 F1 (20M) + L800 F1 (15M) |  | 2 |  |  | IIB
Oct 2023 add | ISH5238 | aljada_Block J Phase 2_Boulevard-1 & 2 |  | ISH0238 | ISHL5238 |  | NE | 25.314 | 55.474745 | ETC | Residential | IBS | Sharjah | SHARJAH_MUWAILEH CAMP | 3009800 | 2CC |  |  | in |  | On Air | On Air |  | Huawei | 3G+4G | HW U900 F1 | HW L1.8 F1 (20M) + L800 F1 (15M) |  | 6 |  |  | IIB
Oct 2023 add | DUB0463 | KIA Showroom_Al Qouz 1 |  | DUB5463 | DUBL0463 |  | DXB | 25.1715 | 55.24426 | ETC | Commercial | IBS | Dubai South | DUBAI_AL QOUZ FIRST (AL QUOZ FIRST) | 1035400 | 2CC |  |  | in |  | On Air | On Air |  | Huawei | 3G+4G | HW U900 F1 | HW L1.8 F1 (20M) + L800 F1 (15M) |  | 2 |  |  | MW
Oct 2023 add | ISH5239 | aljada_Block J Phase 2_Boulevard-3 |  | ISH0239 | ISHL5239 |  | NE | 25.3116 | 55.474768 | ETC | Residential | IBS | Sharjah | SHARJAH_MUWAILEH CAMP | 3009800 | 2CC |  |  | in |  | On Air | On Air |  | Huawei | 3G+4G | HW U900 F1 | HW L1.8 F1 (20M) + L800 F1 (15M) |  | 4 |  |  | IIB
Oct 2023 add | IRK5522 | Nayeem Building_RAK |  | IRK0522 | IRKL5522 |  | NE | 25.7823 | 55.9414 | ETC | Residential | IBS | Ras Al Khaimah | RAS AL-KHAIMAH_OLD RAK | 7031400 | 2CC |  |  | in |  | On Air | On Air |  | Huawei | 3G+4G | HW U900 F1 | HW L1.8 F1 (20M) + L800 F1 (15M) |  | 10 |  |  | IIB
Oct 2023 add | DUB0424 | Sobha Waves Grande Tower Al Merkadh |  | DUB5424 | DUBL0424 |  | DXB | 25.1748 | 55.308811 | du | Residential | IBS | Dubai North | DUBAI_AL MERKADH (AL MERKAD) | 1034700 | 2CC |  |  | in |  | On Air | On Air |  | Huawei | 3G+4G | HW U900 F1 | HW L1.8 F1 (20M) + L800 F1 (15M) |  | 6 |  |  | IIB
Oct 2023 add | DXN0393 | B4 Residential Tower Downtown_Upper Part |  | DXN5393 | DXNL0393 |  | DXB | 25.1947 | 55.271654 | du | Residential | IBS | Dubai North | Dubai_Burj Khalifa (Business Bay) | 1034500 | 2CC |  |  | in |  | On Air | On Air |  | Huawei | 3G+4G | HW U900 F1 | HW L1.8 F1 (20M) + L800 F1 (15M) |  | 4 |  |  | IIB
Oct 2023 add | IAJ5873 | Al Dhaana Tower_Ajman |  | IAJ0873 | IAJL5873 |  | NE | 25.3899 | 55.453110 | ETC | Residential | IBS | Ajman | AJMAN_NUAIMEYA 2 | 4001200 | 2CC |  |  | in |  | On Air | On Air |  | Huawei | 3G+4G | HW U900 F1 | HW L1.8 F1 (20M) + L800 F1 (15M) |  | 2 |  |  | IIB
Oct 2023 add | DUB0787 | Residential Building (Plot 6437628) Dubailand |  | DUB5787 | DUBL0787 |  | DXB | 25.1037 | 55.369808 | du | Residential | IBS | Dubai North | DUBAI_WADI AL SAFA 2 (RANCHES) | 1064300 | 2CC |  |  | in |  | On Air | On Air |  | Huawei | 3G+4G | HW U900 F1 | HW L1.8 F1 (20M) + L800 F1 (15M) |  | 2 |  |  | IIB
Oct 2023 add | DXN0218 | AYKON CITY SZR TOWER C (lower) |  | DXN5218 | DXNL0218 |  | DXB | 25.1809 | 55.252723 | du | Residential | IBS | Dubai North | DUBAI_BURJ KHALIFA (BUSINESS BAY) | 1034500 | 2CC |  |  | in |  | On Air | On Air |  | Huawei | 3G+4G | HW U900 F1 | HW L1.8 F1 (20M) + L800 F1 (15M) |  | 8 |  |  | IIB
Oct 2023 add | DUB0219 | Hessa Tower_AL NAHDA FIRST |  | DUB5219 | DUBL0219 |  | DXB | 25.2958 | 55.362018 | ETC | Residential | IBS | Dubai North | DUBAI_AL NAHDA FIRST | 1023100 | 2CC |  |  | in |  | On Air | On Air |  | Huawei | 3G+4G | HW U900 F1 | HW L1.8 F1 (20M) + L800 F1 (15M) |  | 4 |  |  | IIB
Oct 2023 add | ISH5235 | aljada_Block J Phase 1_Solo-2, Link-1,Link-2,Link-3 |  | ISH0235 | ISHL5235 |  | NE | 25.3128 | 55.475469 | ETC | Residential | IBS | Sharjah | SHARJAH_MUWAILEH CAMP | 3009800 | 2CC |  |  | in |  | On Air | On Air |  | Huawei | 3G+4G | HW U900 F1 | HW L1.8 F1 (20M) + L800 F1 (15M) |  | 8 |  |  | IIB
Oct 2023 add | DUB0406 | AFC009 Residences Al Furjan |  | DUB5406 | DUBL0406 |  | DXB | 25.0211 | 55.155185 | du | Residential | IBS | Dubai South | Dubai_Jabal Ali Gardens | 1059102 | 2CC |  |  | in |  | On Air | On Air |  | Huawei | 3G+4G | HW U900 F1 | HW L1.8 F1 (20M) + L800 F1 (15M) |  | 4 |  |  | IIB
Oct 2023 add | DUB0079 | Wavez Residence by Danude Liwan |  | DUB5079 | DUBL0079 |  | DXB | 25.1042 | 55.373778 | du | Residential | IBS | Dubai South | Dubai_Wadi Al Safa 2 (Ranches) | 1064300 | 2CC |  |  | in |  | On Air | On Air |  | Huawei | 3G+4G | HW U900 F1 | HW L1.8 F1 (20M) + L800 F1 (15M) |  | 6 |  |  | MW
Oct 2023 add | IDX0948C | ATOM Riverland Admin Building |  | IDX0948C | IDXL5948III |  | DXB | 24.9205 | 55.008658 | du | Commercial | Small Cell | Dubai South | Dubai_SAIH SHUAIB 1 | 1051300 | 1CC |  |  | in |  | On Air | On Air |  | Huawei | 3G+4G | HW U2.1 F2 | HW L1.8 F1 (20M) |  | 1 |  |  | IIB
Oct 2023 add | DUB0579 | Alemas Courtyard |  | DUB5579 | DUBL0579 |  | DXB | 25.004 | 55.168320 | du | Residential | IBS | Dubai North | DUBAI_Dubai Green Community | 1059802 | 2CC |  |  | in |  | On Air | On Air |  | Huawei | 3G+4G | HW U900 F1 | HW L1.8 F1 (20M) + L800 F1 (15M) |  | 2 |  |  | MW
Oct 2023 add | DUB0914 | Champion Tower 1 DSC |  | DUB5914 | DUBL0914 |  | DXB | 25.0386 | 55.204217 | du | Residential | IBS | Dubai South | DUBAI_AL HEBIAH FOURTH (DUBAI SPORTS CITY) | 1068200 | 2CC |  |  | in |  | On Air | On Air |  | Huawei | 3G+4G | HW U900 F1 | HW L1.8 F1 (20M) + L800 F1 (15M) |  | 2 |  |  | IIB
Oct 2023 add | DXB5236I | ATOM The ELS Club 1 |  | DXB5236I | DXBL0236IX |  | DXB | 25.0312 | 55.217861 | du | Club | ATOM | Dubai South | DUBAI_AL HEBIAH FOURTH (DUBAI SPORTS CITY) | 1068200 | 1CC |  |  | in |  | On Air | On Air |  | Huawei | 3G+4G | HW U2.1 F2 | HW L1.8 F1 (20M) |  | 1 |  |  | IIB
Oct 2023 add | DXN0623 | Sterling Tower East & West |  | DXN5623 | DXNL0623 |  | DXB | 25.1886 | 55.281758 | du | Residential | IBS | Dubai North | Dubai_Burj Khalifa (Business Bay) | 1034500 | 2CC |  |  | in |  | On Air | On Air |  | Huawei | 3G+4G | HW U900 F1 | HW L1.8 F1 (20M) + L800 F1 (15M) |  | 10 |  |  | IIB
Oct 2023 add | DXN0120 | Avenue Residence 1 Al Furjan |  | DXN5120 | DXNL0120 |  | DXB | 25.0338 | 55.146663 | du | Residential | IBS | Dubai South | Dubai_Discovery Gardens | 1059101 | 2CC |  |  | in |  | On Air | On Air |  | Huawei | 3G+4G | HW U900 F1 | HW L1.8 F1 (20M) + L800 F1 (15M) |  | 2 |  |  | IIB
Oct 2023 add | DUB0197 | Residential Twin Tower |  | DUB5197 | DUBL0197 |  | DXB | 25.1788 | 55.311804 | du | Residential | IBS | Dubai North | DUBAI_AL MERKADH (AL MERKAD) | 1034700 | 2CC |  |  | in |  | On Air | On Air |  | Huawei | 3G+4G | HW U900 F1 | HW L1.8 F1 (20M) + L800 F1 (15M) |  | 4 |  |  | IIB
Oct 2023 add | DUB0904 | Dubai Marina - Atlantic Tower |  | DUB5904 | DUBL0904 |  | DXB | 25.0785 | 55.14053 | du | Residential | IBS | Dubai South | DUBAI_MARSA DUBAI | 1039200 | 2CC |  |  | in |  | On Air | On Air |  | Huawei | 3G+4G | HW U900 F1 | HW L1.8 F1 (20M) + L800 F1 (15M) |  | 2 |  |  | IIB
Oct 2023 add | DUB0905 | Miknas Plaza Hotel |  | DUB5905 | DUBL0905 |  | DXB | 25.0982 | 55.180477 | du | Hotel | IBS | Dubai South | Dubai_Al Thanyah First (Al Safouh Third) | 1038300 | 2CC |  |  | in |  | On Air | On Air |  | Huawei | 3G+4G | HW U900 F1 | HW L1.8 F1 (20M) + L800 F1 (15M) |  | 4 |  |  | IIB
Oct 2023 add | DUB0685 | B+G+2+ROOF RESIDENTIAL & COMMERCIAL BULDING |  | DUB5685 | DUBL0685 |  | DXB | 25.192 | 55.244179 | du | Residential | IBS | Dubai South | DUBAI_AL WASL | 1034300 | 2CC |  |  | in |  | On Air | On Air |  | Huawei | 3G+4G | HW U900 F1 | HW L1.8 F1 (20M) + L800 F1 (15M) |  | 2 |  |  | IIB
Oct 2023 add | DUB0546 | Dubai Police Academy Building |  | DUB5546 | DUBL0546 |  | DXB | 25.1507 | 55.498990 | du | Residential | IBS | Dubai North | DUBAI_AL ROWAIYAH THIRD (800) | 1081400 | 2CC |  |  | in |  | On Air | On Air |  | Huawei | 3G+4G | HW U900 F1 | HW L1.8 F1 (20M) + L800 F1 (15M) |  | 2 |  |  | IIB
Oct 2023 add | DUB0351 | Welcome Residency Al Barsha South |  | DUB5351 | DUBL0351 |  | DXB | 25.0647 | 55.2440663 | du | Residential | IBS | Dubai South | DUBAI_AL BARSHA SOUTH THIRD | 1067300 | 2CC |  |  | in |  | On Air | On Air |  | Huawei | 3G+4G | HW U900 F1 | HW L1.8 F1 (20M) + L800 F1 (15M) |  | 2 |  |  | IIB
Oct 2023 add | DXN5054B | ATOM Al Raffa Police Station |  | DXN5054B | DXNL0054II |  | DXB | 25.2626 | 55.290096 | du | Government | Small Cell | Dubai North | DUBAI_AL SOUQ AL KABEER | 1031200 | 1CC |  |  | in |  | On Air | On Air |  | Huawei | 3G+4G | HW U2.1 F2 | HW L1.8 F1 (20M) |  | 1 |  |  | MW
Oct 2023 add | DUB0769 | Wyndham Dubai Deira |  | DUB5769 | DUBL0769 |  | DXB | 25.2708 | 55.321765 | du | Hotel | IBS | Dubai North | DUBAI_AL MUTEENA | 1012300 | 2CC |  |  | in |  | On Air | On Air |  | Huawei | 3G+4G | HW U900 F1 | HW L1.8 F1 (20M) + L800 F1 (15M) |  | 2 |  |  | MW
Oct 2023 add | IAD5984 | MTB_Midfield Airside Road Tunnel (MART) |  | IAD0984 | IADL5984 | IADNR5984 | AUH | 24.4305 | 54.645621 | ETC | Airport | IBS | Abu Dhabi | ABU DHABI_ABU DHABI INTERNATIONAL AIRPORT | 2044300 | 2CC |  |  | in |  | On Air | On Air | On Air | Nokia | 3G+4G+5G | NSN U900 F1 | NSN L1.8 F1 (20M) + L800 F1 (15M) | 1CC | 4 | 2 | N41 | IIB
Oct 2023 add | IAD5983 | MTB_ Airside Tunnel |  | IAD0983 | IADL5983 | IADNR5983 | AUH | 24.4415 | 54.647513 | ETC | Airport | IBS | Abu Dhabi | ABU DHABI_ABU DHABI INTERNATIONAL AIRPORT | 2044300 | 2CC |  |  | in |  | On Air | On Air | On Air | Nokia | 3G+4G+5G | NSN U900 F1 | NSN L1.8 F1 (20M) + L800 F1 (15M) | 1CC | 4 | 2 | N41 | IIB
Oct 2023 add | IAD5045 | AUH Airpot MTB_Car Park |  | IAD0045 | IADL5045 | IADNR5045 | AUH | 24.4528 | 54.638685 | ETC | Airport | IBS | Abu Dhabi | Abu Dhabi_Abu Dhabi International Airport | 2044300 | 2CC |  |  | in |  | On Air | On Air | On Air | Nokia | 3G+4G+5G | NSN U900 F1 | NSN L1.8 F1 (20M) + L800 F1 (15M) | 1CC | 6 | 3 | N41 | IIB
Oct 2023 add | AUH0010 | MTB_EMPLOYEE CONSOLIDATION CENTER |  | AUH5010 | AUHL0010 | AUHNR0010 | AUH | 24.4497 | 54.6319336 | ETC | Airport | IBS | Abu Dhabi | ABU DHABI_ABU DHABI INTERNATIONAL AIRPORT | 2044300 | 2CC |  |  | in |  | On Air | On Air | On Air | Nokia | 3G+4G+5G | NSN U900 F1 | NSN L1.8 F1 (20M) + L800 F1 (15M) | 1CC | 2 | 1 | N41 | IIB
Oct 2023 add | IAD5785 | Residential Building (RBW7-21) Al Raha |  | IAD0785 | IADL5785 |  | AUH | 24.4434 | 54.586986 | du | Residential | IBS | Abu Dhabi | ABU DHABI_SHATIE AL RAHA | 2042400 | 2CC |  |  | in |  | On Air | On Air |  | Nokia | 3G+4G | NSN U900 F1 | NSN L1.8 F1 (20M) + L800 F1 (15M) |  | 2 |  |  | MW
Oct 2023 add | AUH0075 | ADCP-GOLDEN TOWER W9 C1_AUH |  | AUH5075 | AUHL0075 |  | AUH | 24.4712 | 54.34566 | ETC | Residential | IBS | Abu Dhabi | ABU DHABI_Al Khalidiya | 2501300 | 2CC |  |  | in |  | On Air | On Air |  | Nokia | 3G+4G | NSN U900 F1 | NSN L1.8 F1 (20M) + L800 F1 (15M) |  | 2 |  |  | MW
Oct 2023 add | IAD5764 | AL HASHIMI TOWER_AUH |  | IAD0764 | IADL5764 |  | AUH | 24.4586 | 54.382107 | ETC | Residential | IBS | Abu Dhabi | ABU DHABI_Al Nahyan | 2501000 | 2CC |  |  | in |  | On Air | On Air |  | Nokia | 3G+4G | NSN U900 F1 | NSN L1.8 F1 (20M) + L800 F1 (15M) |  | 2 |  |  | IIB
Oct 2023 add | IAD0986B | Atom Leto Data Center 1 & 2 POD 04 |  | IAD0986B | IADL5986B |  | AUH | 24.189 | 54.46595 | du | Commercial | ATOM | Abu Dhabi | ABU DHABI_AL DHAFRAH | 2042200 | 1CC |  |  | in |  | On Air | On Air |  | Nokia | 3G+4G | NSN U900 F1 | NSN L18 F1 (20M) |  | 1 |  |  | MW
Oct 2023 add | IAD0986A | ATOM Leto Data Center 1 & 2 POD 1 |  | IAD0986A |  |  | AUH | 24.1913 | 54.470860 | du | Commercial | ATOM | Abu Dhabi | ABU DHABI_AL DHAFRAH | 2042200 |  |  |  | in |  | On Air |  |  | Nokia | 3G | 3G 900 |  |  | 1 |  |  | IIB
Nov 2023 add | DUB0417 | City Avenue Apartment |  | DUB5417 | DUBL0417 |  | DXB | 25.2734 | 55.382444 | du | Residential | IBS | Dubai North | DUBAI_AL QUSAIS SECOND | 1023300 | 2CC |  |  | in |  | On Air | On Air |  | Huawei | 3G+4G | HW U900 F1 | HW L1.8 F1 (20M) + L800 F1 (15M) |  | 4 |  |  | IIB
Nov 2023 add | DUB0530 | Berton Building Al Furjan |  | DUB5530 | DUBL0530 |  | DXB | 25.0203 | 55.150249 | du | Residential | IBS | Dubai South | DUBAI_JABAL ALI Gardens | 1059102 | 2CC |  |  | in |  | On Air | On Air |  | Huawei | 3G+4G | HW U900 F1 | HW L1.8 F1 (20M) + L800 F1 (15M) |  | 2 |  |  | IIB
Nov 2023 add | DXN0392 | B4 Residential Tower Downtown_Lower Part |  | DXN5392 | DXNL0392 |  | DXB | 25.1947 | 55.271654 | du | Residential | IBS | Dubai North | Dubai_Burj Khalifa (Business Bay) | 1034500 | 2CC |  |  | in |  | On Air | On Air |  | Huawei | 3G+4G | HW U900 F1 | HW L1.8 F1 (20M) + L800 F1 (15M) |  | 15 |  |  | IIB
Nov 2023 add | DUB0548 | Al Shafar Building 7_AL BADAA |  | DUB5548 | DUBL0548 |  | DXB | 25.2139 | 55.258893 | du | Commercial | IBS | Dubai South | DUBAI_AL BADA (AL BADAA) | 1033300 | 2CC |  |  | in |  | On Air | On Air |  | Huawei | 3G+4G | HW U900 F1 | HW L1.8 F1 (20M) + L800 F1 (15M) |  | 2 |  |  | IIB
Nov 2023 add | DUB0766 | Innovation Hub DIFC |  | DUB5766 | DUBL0766 |  | DXB | 25.2069 | 55.275800 | du | Residential | IBS | Dubai North | DUBAI_ZAABEEL SECOND | 1033700 | 2CC |  |  | in |  | On Air | On Air |  | Huawei | 3G+4G | HW U900 F1 | HW L1.8 F1 (20M) + L800 F1 (15M) |  | 6 |  |  | IIB
Nov 2023 add | IRK5525 | BM Beach Hotel |  | IRK0525 | IRKL5525 |  | NE | 25.7557 | 55.908565 | du | Hotel | IBS | Ras Al Khaimah | RAS AL-KHAIMAH_ARQOUB | 7041100 | 2CC |  |  | in |  | On Air | On Air |  | Huawei | 3G+4G | HW U900 F1 | HW L1.8 F1 (20M) + L800 F1 (15M) |  | 2 |  |  | IIB
Nov 2023 add | DXB5291J | ATOM Hassyan Plant New Admin Building |  | DXB5291J | DXBL0291X |  | DXB | 24.9113 | 54.910733 | du | Commercial | Small Cell | Dubai South | Dubai_Saih Shuaib 1 | 1051300 | 1CC |  |  | in |  | On Air | On Air |  | Huawei | 3G+4G | HW U2.1 F2 | HW L1.8 F1 (20M) |  | 1 |  |  | IIB
Nov 2023 add | AUH0087 | Masdar G04-Al Waha Residences_AUH |  | AUH5087 | AUHL0087 |  | AUH | 24.43 | 54.62154 | ETC | Residential | IBS | Abu Dhabi | ABU DHABI_KHALIFA CITY | 2042600 | 2CC |  |  | in |  | On Air | On Air |  | Nokia | 3G+4G | NSN U900 F1 | NSN L1.8 F1 (20M) + L800 F1 (15M) |  | 6 |  |  | IIB
Nov 2023 add | AUH0007 | Danet Tower A_Al Zahra |  | AUH5007 | AUHL0007 |  | AUH | 24.4297 | 54.434015 | ETC | Residential | IBS | Abu Dhabi | ABU DHABI_Al Zahra | 2501800 | 2CC |  |  | in |  | On Air | On Air |  | Nokia | 3G+4G | NSN U900 F1 | NSN L1.8 F1 (20M) + L800 F1 (15M) |  | 2 |  |  | MW
Nov 2023 add | IAD5855 | WAM Tower (RBW9-17) Al Raha |  | IAD0855 | IADL5855 |  | AUH | 24.4412 | 54.579198 | du | Commercial | IBS | Abu Dhabi | ABU DHABI_SHATIE AL RAHA | 2042400 | 2CC |  |  | in |  | On Air | On Air |  | Nokia | 3G+4G | NSN U900 F1 | NSN L1.8 F1 (20M) + L800 F1 (15M) |  | 2 |  |  | MW
Nov 2023 add | IAD5685 | ADCP-Al Junaibi Tower_Al Danah |  | IAD0685 | IADL5685 |  | AUH | 24.4754 | 54.374303 | ETC | Residential | IBS | Abu Dhabi | ABU DHABI_Madinat Zayed(AD) | 2501200 | 2CC |  |  | in |  | On Air | On Air |  | Nokia | 3G+4G | NSN U900 F1 | NSN L1.8 F1 (20M) + L800 F1 (15M) |  | 2 |  |  | IIB
Nov 2023 add | IAD5934 | Al Bahya School |  | IAD0934 | IADL5934 |  | AUH | 24.5394 | 54.674590 | du | University/School | IBS | Abu Dhabi | ABU DHABI_AL BAHYA | 2044200 | 2CC |  |  | in |  | On Air | On Air |  | Nokia | 3G+4G | NSN U900 F1 | NSN L1.8 F1 (20M) + L800 F1 (15M) |  | 2 |  |  | IIB
Nov 2023 add | AUH0008 | Khazna data centre |  | AUH5008 | AUHL0008 |  | AUH | 24.4207 | 54.623344 | du | Commercial | IBS | Abu Dhabi | ABU DHABI_KHALIFA CITY | 2042600 | 2CC |  |  | in |  | On Air | On Air |  | Nokia | 3G+4G | NSN U900 F1 | NSN L1.8 F1 (20M) + L800 F1 (15M) |  | 4 |  |  | IIB
Nov 2023 add | IAD5521 | Residential Building Al Raha (RBW2-4) |  | IAD0521 | IADL5521 |  | AUH | 24.4559 | 54.615459 | du | Residential | IBS | Abu Dhabi | ABU DHABI_SHATIE AL RAHA | 2042400 | 2CC |  |  | in |  | On Air | On Air |  | Nokia | 3G+4G | NSN U900 F1 | NSN L1.8 F1 (20M) + L800 F1 (15M) |  | 2 |  |  | IIB
Nov 2023 add | IAD5884 | Ali Muhammad Al Ahbabi (RBW2-C5) Al Raha |  | IAD0884 | IADL5884 |  | AUH | 24.4557 | 54.616216 | du | Residential | IBS | Abu Dhabi | ABU DHABI_SHATIE AL RAHA | 2042400 | 2CC |  |  | in |  | On Air | On Air |  | Nokia | 3G+4G | NSN U900 F1 | NSN L1.8 F1 (20M) + L800 F1 (15M) |  | 2 |  |  | IIB
Nov 2023 add | AUH0065 | RBW9-19 building_Al Raha |  | AUH5065 | AUHL0065 |  | AUH | 24.4409 | 54.578107 | ETC | Residential | IBS | Abu Dhabi | ABU DHABI_SHATIE AL RAHA | 2042400 | 2CC |  |  | in |  | On Air | On Air |  | Nokia | 3G+4G | NSN U900 F1 | NSN L1.8 F1 (20M) + L800 F1 (15M) |  | 2 |  |  | MW
Dec 2023 add | DUB0273 | Akoya Navitas Towers_DUBAI LAND |  | DUB5273 | DUBL0273 |  | DXB | 24.9844 | 55.393850 | ETC | Residential | IBS | Dubai South | DUBAI_AL YUFRAH 2 (DUBAI LAND) | 1091600 | 2CC |  |  | in |  | On Air | On Air |  | Huawei | 3G+4G | HW U900 F1 | HW L1.8 F1 (20M) + L800 F1 (15M) |  | 10 |  |  | IIB
Dec 2023 add | DUB0144 | DEC Towers Dubai Marina |  | DUB5144 | DUBL0144 |  | DXB | 25.0683 | 55.129482 | du | Residential | IBS | Dubai South | Dubai_Marsa Dubai | 1039200 | 2CC |  |  | in |  | On Air | On Air |  | Huawei | 3G+4G | HW U900 F1 | HW L1.8 F1 (20M) + L800 F1 (15M) |  | 12 |  |  | IIB
Dec 2023 add | DUB0063 | Deyaar Midtown Zone 8E,9E,10E,11E |  | DUB5063 | DUBL0063 |  | DXB | 25.0246 | 55.183189 | du | Residential | IBS | Dubai South | DUBAI_UMM NAHAD FOURTH (DUBAI LAND) | 1091400 | 2CC |  |  | in |  | On Air | On Air |  | Huawei | 3G+4G | HW U900 F1 | HW L1.8 F1 (20M) + L800 F1 (15M) |  | 8 |  |  | IIB
Dec 2023 add | DUB0004 | Deyaar Midtown Zone 12E,10W,11W,12W |  | DUB5004 | DUBL0004 |  | DXB | 25.0248 | 55.183589 | du | Residential | IBS | Dubai South | DUBAI_UMM NAHAD FOURTH (DUBAI LAND) | 1091400 | 2CC |  |  | in |  | On Air | On Air |  | Huawei | 3G+4G | HW U900 F1 | HW L1.8 F1 (20M) + L800 F1 (15M) |  | 8 |  |  | IIB
Dec 2023 add | DUB0616 | Binghatti Crescent JVC |  | DUB5616 | DUBL0616 |  | DXB | 25.0641 | 55.217447 | du | Residential | IBS | Dubai South | Dubai_Al Barsha South Fourth (Jumeirah Village South) | 1068100 | 2CC |  |  | in |  | On Air | On Air |  | Huawei | 3G+4G | HW U900 F1 | HW L1.8 F1 (20M) + L800 F1 (15M) |  | 4 |  |  | IIB
Dec 2023 add | DUB0818 | Souq Extra Mall DSO |  | DUB5818 | DUBL0818 |  | DXB | 25.1189 | 55.395955 | du | Mall | IBS | Dubai North | Dubai_Nadd Hessa (Dubai Silicon Oasis) | 1062600 | 2CC |  |  | in |  | On Air | On Air |  | Huawei | 3G+4G | HW U900 F1 | HW L1.8 F1 (20M) + L800 F1 (15M) |  | 3 |  |  | IIB
Dec 2023 add | IDX5187 | Dubai Airport-Mega Car Park |  | IDX0187 | IDXL5187 |  | DXB | 25.2564 | 55.342601 | ETC | Airport | IBS | Dubai North | DUBAI_DUBAI INTL AIRPORT (DUBAI INTERNATIONAL AIRPORT) | 1022100 | 3CC |  |  | in |  | On Air | On Air |  | Huawei | 3G+4G | HW U900 F1 | HW L1.8 F1/F2 (20+15M) + L800 F1 (15M) |  | 10 |  |  | MW
Dec 2023 add | DUB0420 | Abdularhman Al Hareb Building_Al Majan |  | DUB5420 | DUBL0420 |  | DXB | 25.09 | 55.315949 | ETC | Residential | IBS | Dubai South | DUBAI_WADI AL SAFA 3 (RANCHES) | 1064500 | 2CC |  |  | in |  | On Air | On Air |  | Huawei | 3G+4G | HW U900 F1 | HW L1.8 F1 (20M) + L800 F1 (15M) |  | 2 |  |  | IIB
Dec 2023 add | DXN0167 | Mohammed Haroon Abdul Habib Building JVC |  | DXN5167 | DXNL0167 |  | DXB | 25.061 | 55.202144 | du | Residential | IBS | Dubai South | Dubai_Al Barsha South Fourth (Jumeirah Village South) | 1068100 | 2CC |  |  | in |  | On Air | On Air |  | Huawei | 3G+4G | HW U900 F1 | HW L1.8 F1 (20M) + L800 F1 (15M) |  | 2 |  |  | IIB
Dec 2023 add | ISH5223 | Al Dhaid Market_Sharjah |  | ISH0223 | ISHL5223 |  | NE | 25.289 | 55.898104 | ETC | Mall | IBS | Sharjah | SHARJAH_Al Dhaid City | 3000050 | 2CC |  |  | in |  | On Air | On Air |  | Huawei | 3G+4G | HW U900 F1 | HW L1.8 F1 (20M) + L800 F1 (15M) |  | 2 |  |  | IIB
Dec 2023 add | DUB0573 | JVC14QMRP200 |  | DUB5573 | DUBL0573 |  | DXB | 25.0486 | 55.203996 | du | Residential | IBS | Dubai South | DUBAI_AL BARSHA SOUTH FOURTH (JUMEIRAH VILLAGE SOUTH) | 1068100 | 2CC |  |  | in |  | On Air | On Air |  | Huawei | 3G+4G | HW U900 F1 | HW L1.8 F1 (20M) + L800 F1 (15M) |  | 6 |  |  | IIB
Dec 2023 add | DUB0586 | Residential Building Jebel Ali Gardens |  | DUB5586 | DUBL0586 |  | DXB | 25.0182 | 55.125294 | du | Residential | IBS | Dubai South | DUBAI_JABAL ALI Gardens | 1059102 | 2CC |  |  | in |  | On Air | On Air |  | Huawei | 3G+4G | HW U900 F1 | HW L1.8 F1 (20M) + L800 F1 (15M) |  | 3 |  |  | IIB
Dec 2023 add | DXN0899 | DXB Airport_Concourse C-Site 1 |  | DXN5899 | DXNL0899 | DXNNR0899 | DXB | 25.2526 | 55.353995 | ETC | Airport | IBS | Dubai North | DUBAI_DUBAI INTL AIRPORT (DUBAI INTERNATIONAL AIRPORT) | 1022100 | 4CC |  |  | in |  | On Air | On Air | On Air | Huawei | 3G+4G+5G | HW U900 F1 | HW L1.8 F1/F2 (20+15M) + L800 F1 (15M) + L21 (10M) | 1CC | 8 | 4 | N41 | IIB
Dec 2023 add | DUB0419 | Park & Shop_Al Safa |  | DUB5419 | DUBL0419 |  | DXB | 25.1772 | 55.234184 | ETC | Residential | IBS | Dubai South | DUBAI_AL SAFA FIRST | 1035300 | 2CC |  |  | in |  | On Air | On Air |  | Huawei | 3G+4G | HW U900 F1 | HW L1.8 F1 (20M) + L800 F1 (15M) |  | 6 |  |  | IIB
Dec 2023 add | DXN0589 | Vida Dubai Mall Residential Tower |  | DXN5589 | DXNL0589 |  | DXB | 25.1969 | 55.283858 | du | Residential | IBS | Dubai North | DUBAI_BURJ KHALIFA (BUSINESS BAY) | 1034500 | 2CC |  |  | in |  | On Air | On Air |  | Huawei | 3G+4G | HW U900 F1 | HW L1.8 F1 (20M) + L800 F1 (15M) |  | 6 |  |  | IIB
Dec 2023 add | DUB0156 | Intercontinental Residence Suites Business Bay |  | DUB5156 | DUBL0156 |  | DXB | 25.1815 | 55.270566 | du | Residential | IBS | Dubai North | Dubai_Burj Khalifa (Business Bay) | 1034500 | 2CC |  |  | in |  | On Air | On Air |  | Huawei | 3G+4G | HW U900 F1 | HW L1.8 F1 (20M) + L800 F1 (15M) |  | 6 |  |  | IIB
Dec 2023 add | FUJ5700E | ATOM Kalba New Clock Tower |  | FUJ5700E | FUJL0700V |  | NE | 25.0193 | 56.349138 | du | Government | Small Cell | Sharjah | Sharjah_Al Saaf - Al Maqtta | 3000025 | 1CC |  |  | in |  | On Air | On Air |  | Huawei | 3G+4G | HW U2.1 F2 | HW L1.8 F1 (20M) |  | 1 |  |  | IIB
Dec 2023 add | ISH5222 | Kalba Market_Sharjah |  | ISH0222 | ISHL5222 |  | NE | 25.0787 | 56.360494 | ETC | Mall | IBS | Sharjah | SHARJAH_Sour Kalba | 3000010 | 2CC |  |  | in |  | On Air | On Air |  | Huawei | 3G+4G | HW U900 F1 | HW L1.8 F1 (20M) + L800 F1 (15M) |  | 3 |  |  | IIB
Dec 2023 add | DXN0309 | Al Seef Tower Dubai Marina |  | DXN5309 | DXNL0309 |  | DXB | 25.0904 | 55.149905 | ETC | Residential | IBS | Dubai South | Dubai_Marsa Dubai | 1039200 | 2CC |  |  | in |  | On Air | On Air |  | Huawei | 3G+4G | HW U900 F1 | HW L1.8 F1 (20M) + L800 F1 (15M) |  | 4 |  |  | IIB
Dec 2023 add | DXN0760 | Me Do Re Residential Tower JLT |  | DXN5760 | DXNL0760 |  | DXB | 25.065 | 55.139892 | du | Residential | IBS | Dubai South | Dubai_Jumeirah Lakes Towers (JLT) | 1039301 | 2CC |  |  | in |  | On Air | On Air |  | Huawei | 3G+4G | HW U900 F1 | HW L1.8 F1 (20M) + L800 F1 (15M) |  | 6 |  |  | IIB
Dec 2023 add | DXN0779 | Orion Building Al Barsha South 3 |  | DXN5779 | DXNL0779 |  | DXB | 25.0581 | 55.233907 | du | Residential | IBS | Dubai South | Dubai_Al Barsha South Third | 1067300 | 2CC |  |  | in |  | On Air | On Air |  | Huawei | 3G+4G | HW U900 F1 | HW L1.8 F1 (20M) + L800 F1 (15M) |  | 4 |  |  | IIB
Dec 2023 add | DUB0842 | Dune residence |  | DUB5842 | DUBL0842 |  | DXB | 25.0604 | 55.216284 | du | Residential | IBS | Dubai South | DUBAI_AL BARSHA SOUTH FOURTH (JUMEIRAH VILLAGE SOUTH) | 1068100 | 2CC |  |  | in |  | On Air | On Air |  | Huawei | 3G+4G | HW U900 F1 | HW L1.8 F1 (20M) + L800 F1 (15M) |  | 2 |  |  | IIB
Dec 2023 add | DUB0738 | Riviera by Azizi Building 9,13 & 14 |  | DUB5738 | DUBL0738 |  | DXB | 25.172 | 55.3004 | ETC | Residential | IBS | Dubai North | DUBAI_AL MERKADH (AL MERKAD) | 1034700 | 2CC |  |  | in |  | On Air | On Air |  | Huawei | 3G+4G | HW U900 F1 | HW L1.8 F1 (20M) + L800 F1 (15M) |  | 3 |  |  | IIB
Dec 2023 add | DUB0468 | LB_Mercedes Benz World Premier Flagship Showroom |  | DUB5468 | DUBL0468 |  | DXB | 25.1915 | 55.295743 | du | Commercial | IBS | Dubai North | DUBAI_ZAABEEL SECOND | 1033700 | 2CC |  |  | in |  | On Air | On Air |  | Huawei | 3G+4G | HW U900 F1 | HW L1.8 F1 (20M) + L800 F1 (15M) |  | 3 |  |  | IIB
Dec 2023 add | DUB0242 | Al Waleed Gardens 2 Al Jaddaf |  | DUB5242 | DUBL0242 |  | DXB | 25.2106 | 55.317656 | du | Residential | IBS | Dubai North | Dubai_Al Jadaf | 1032600 | 2CC |  |  | in |  | On Air | On Air |  | Huawei | 3G+4G | HW U900 F1 | HW L1.8 F1 (20M) + L800 F1 (15M) |  | 3 |  |  | IIB
Dec 2023 add | DUB0781 | Al Thamra Self Owned Property |  | DUB5781 | DUBL0781 |  | DXB | 25.0893 | 55.377352 | du | Residential | IBS | Dubai South | DUBAI_WADI AL SAFA 5 (DUBAI LAND) | 1064800 | 2CC |  |  | in |  | On Air | On Air |  | Huawei | 3G+4G | HW U900 F1 | HW L1.8 F1 (20M) + L800 F1 (15M) |  | 4 |  |  | IIB
Dec 2023 add | DUB0150 | MARINA STAR |  | DUB5150 | DUBL0150 |  | DXB | 25.0686 | 55.131530 | du | Residential | IBS | Dubai South | DUBAI_MARSA DUBAI | 1039200 | 2CC |  |  | in |  | On Air | On Air |  | Huawei | 3G+4G | HW U900 F1 | HW L1.8 F1 (20M) + L800 F1 (15M) |  | 4 |  |  | IIB
Dec 2023 add | DUB0547 | Mr. Khalifa Juma Al Nabooda |  | DUB5547 | DUBL0547 |  | DXB | 25.2538 | 55.337492 | du | Residential | IBS | Dubai North | DUBAI_AL GARHOUD | 1021400 | 2CC |  |  | in |  | On Air | On Air |  | Huawei | 3G+4G | HW U900 F1 | HW L1.8 F1 (20M) + L800 F1 (15M) |  | 3 |  |  | IIB
Dec 2023 add | DUB0288 | Riviera by Azizi Building 4,5 & 6 |  | DUB5288 | DUBL0288 |  | DXB | 25.1738 | 55.3004 | ETC | Residential | IBS | Dubai North | DUBAI_AL MERKADH (AL MERKAD) | 1034700 | 2CC |  |  | in |  | On Air | On Air |  | Huawei | 3G+4G | HW U900 F1 | HW L1.8 F1 (20M) + L800 F1 (15M) |  | 3 |  |  | IIB
Dec 2023 add | DUB0688 | Marina Suites Residence Dubai Marina |  | DUB5688 | DUBL0688 |  | DXB | 25.0688 | 55.133733 | du | Residential | IBS | Dubai South | Dubai_Marsa Dubai | 1039200 | 2CC |  |  | in |  | On Air | On Air |  | Huawei | 3G+4G | HW U900 F1 | HW L1.8 F1 (20M) + L800 F1 (15M) |  | 3 |  |  | IIB
Dec 2023 add | DUB0684 | Laya Heights Building |  | DUB5684 | DUBL0684 |  | DXB | 25.0411 | 55.246023 | du | Residential | IBS | Dubai South | DUBAI_AL HEBIAH SECOND (DUBAI LAND) | 1067500 | 2CC |  |  | in |  | On Air | On Air |  | Huawei | 3G+4G | HW U900 F1 | HW L1.8 F1 (20M) + L800 F1 (15M) |  | 6 |  |  | IIB
Dec 2023 add | DUB0938 | Emirates Development Bank Dubai |  | DUB5938 | DUBL0938 |  | DXB | 25.2309 | 55.353313 | du | Commercial | IBS | Dubai North | DUBAI_AL GARHOUD | 1021400 | 2CC |  |  | in |  | On Air | On Air |  | Huawei | 3G+4G | HW U900 F1 | HW L1.8 F1 (20M) + L800 F1 (15M) |  | 2 |  |  | MW
Dec 2023 add | DUB0725 | GEMS Wellington Academy -Secondary School |  | DUB5725 | DUBL0725 |  | DXB | 25.1182 | 55.387703 | du | University/School | IBS | Dubai North | DUBAI_NADD HESSA (DUBAI SILICON OASIS) | 1062600 | 2CC |  |  | in |  | On Air | On Air |  | Huawei | 3G+4G | HW U900 F1 | HW L1.8 F1 (20M) + L800 F1 (15M) |  | 6 |  |  | IIB
Dec 2023 add | DUB0788 | Al Wathba Residential Building Al Jadaf |  | DUB5788 | DUBL0788 |  | DXB | 25.2239 | 55.328977 | du | Residential | IBS | Dubai North | DUBAI_AL JADAF | 1032600 | 2CC |  |  | in |  | On Air | On Air |  | Huawei | 3G+4G | HW U900 F1 | HW L1.8 F1 (20M) + L800 F1 (15M) |  | 3 |  |  | IIB
Dec 2023 add | DXB5236J | ATOM The ELS Club 2 |  | DXB5236J | DXBL0236X |  | DXB | 25.0312 | 55.217861 | du | Club | Small Cell | Dubai South | DUBAI_AL HEBIAH FOURTH (DUBAI SPORTS CITY) | 1068200 | 1CC |  |  | in |  | On Air | On Air |  | Huawei | 3G+4G | HW U2.1 F2 | HW L1.8 F1 (20M) |  | 1 |  |  | IIB
Dec 2023 add | DUB0719 | G+3P+18F Business Bay |  | DUB5719 | DUBL0719 |  | DXB | 25.1821 | 55.276134 | du | Residential | IBS | Dubai North | DUBAI_BURJ KHALIFA (BUSINESS BAY) | 1034500 | 2CC |  |  | in |  | On Air | On Air |  | Huawei | 3G+4G | HW U900 F1 | HW L1.8 F1 (20M) + L800 F1 (15M) |  | 4 |  |  | IIB
Dec 2023 add | DUB0717 | dnata_main cargo office_DXB Airport |  | DUB5717 | DUBL0717 |  | DXB | 25.2615 | 55.366582 | ETC | Airport | IBS | Dubai North | DUBAI_DUBAI INTL AIRPORT (DUBAI INTERNATIONAL AIRPORT) | 1022100 | 2CC |  |  | in |  | On Air | On Air |  | Huawei | 3G+4G | HW U900 F1 | HW L1.8 F1 (20M) + L800 F1 (15M) |  | 2 |  |  | IIB
Dec 2023 add | IFU5632 | AFNIC Tower Fujairah |  | IFU0632 | IFUL5632 |  | NE | 25.1217 | 56.351385 | du | Residential | IBS | Fujairah | Fujairah_Rughelat | 6080901 | 2CC |  |  | in |  | On Air | On Air |  | Huawei | 3G+4G | HW U900 F1 | HW L1.8 F1 (20M) + L800 F1 (15M) |  | 3 |  |  | IIB
Dec 2023 add | ISH5237 | aljada_Block J Phase 2_Link-4,Link-5,Solo-4,Riff-5,Riff-4,Solo-3 |  | ISH0237 | ISHL5237 |  | NE | 25.3123 | 55.476405 | ETC | Residential | IBS | Sharjah | SHARJAH_MUWAILEH CAMP | 3009800 | 2CC |  |  | in |  | On Air | On Air |  | Huawei | 3G+4G | HW U900 F1 | HW L1.8 F1 (20M) + L800 F1 (15M) |  | 14 |  |  | IIB
Dec 2023 add | DUB0495 | Riviera by Azizi Building 22,23 & 24 |  | DUB5495 | DUBL0495 |  | DXB | 25.1734 | 55.306919 | ETC | Residential | IBS | Dubai North | DUBAI_AL MERKADH (AL MERKAD) | 1034700 | 2CC |  |  | in |  | On Air | On Air |  | Huawei | 3G+4G | HW U900 F1 | HW L1.8 F1 (20M) + L800 F1 (15M) |  | 3 |  |  | IIB
Dec 2023 add | IAD5901 | Oasis 2 Residences Masdar City |  | IAD0901 | IADL5901 |  | AUH | 24.4303 | 54.620414 | du | Residential | IBS | Abu Dhabi | ABU DHABI_KHALIFA CITY | 2042600 | 2CC |  |  | in |  | On Air | On Air |  | Nokia | 3G+4G | NSN U900 F1 | NSN L1.8 F1 (20M) + L800 F1 (15M) |  |  |  |  | IIB
Dec 2023 add | AUH0062 | One Reem Island Residential Building_S6-C06-C07 |  | AUH5062 | AUHL0062 |  | AUH | 24.4968 | 54.407770 | ETC | Residential | IBS | Abu Dhabi | ABU DHABI_AL REEM ISLAND | 2045700 | 2CC |  |  | in |  | On Air | On Air |  | Nokia | 3G+4G | NSN U900 F1 | NSN L1.8 F1 (20M) + L800 F1 (15M) |  |  |  |  | MW
Dec 2023 add | IAD5826 | Etihad Crew Building_Tourist Club Area |  | IAD0826 | IADL5826 |  | AUH | 24.4946 | 54.377658 | ETC | Residential | IBS | Abu Dhabi | ABU DHABI_Tourist Club Area | 2500100 | 2CC |  |  | in |  | On Air | On Air |  | Nokia | 3G+4G | NSN U900 F1 | NSN L1.8 F1 (20M) + L800 F1 (15M) |  |  |  |  | MW
Dec 2023 add | AUH0097 | Mohammad Al Dhaheri_ E4-01_C41 |  | AUH5097 | AUHL0097 |  | AUH | 24.4778 | 54.3690933 | ETC | Residential | IBS | Abu Dhabi | ABU DHABI_Madinat Zayed(AD) | 2501200 | 2CC |  |  | in |  | On Air | On Air |  | Nokia | 3G+4G | NSN U900 F1 | NSN L1.8 F1 (20M) + L800 F1 (15M) |  |  |  |  | IIB
Dec 2023 add | AUH0064 | ER_Al Faya NOCC-Administration _Inspection & Maintenance Buildings |  | AUH5064 | AUHL0064 |  | AUH | 24.3713 | 54.843426 | du | Commercial | IBS | Abu Dhabi | ABU DHABI_AL ADLAH | 2042900 | 2CC |  |  | in |  | On Air | On Air |  | Nokia | 3G+4G | NSN U900 F1 | NSN L1.8 F1 (20M) + L800 F1 (15M) |  |  |  |  | MW
Dec 2023 add | IAD5279 | W1_C12 Al Jazeera Tower |  | IAD0279 | IADL5279 |  | AUH | 24.4879 | 54.352030 | ETC | Residential | IBS | Abu Dhabi | ABU DHABI_Al Hosn | 2500300 | 2CC |  |  | in |  | On Air | On Air |  | Nokia | 3G+4G | NSN U900 F1 | NSN L1.8 F1 (20M) + L800 F1 (15M) |  |  |  |  | IIB
Dec 2023 add | AUH0009 | ADNOC Refinery Research Centre |  | AUH5009 | AUHL0009 |  | AUH | 24.4186 | 54.4992 | ETC | Commercial | IBS | Abu Dhabi | ABU DHABI_SAS AL NAKHL (UMM AL NAR) | 2044600 | 2CC |  |  | in |  | On Air | On Air |  | Nokia | 3G+4G | NSN U900 F1 | NSN L1.8 F1 (20M) + L800 F1 (15M) |  |  |  |  | IIB
Dec 2023 add | AUH0066 | Abu Dhabi Investment Authority -Car Park Building & offices |  | AUH5066 | AUHL0066 |  | AUH | 24.4851 | 54.352433 | ETC | Commercial | IBS | Abu Dhabi | ABU DHABI_Al Hosn | 2500300 | 2CC |  |  | in |  | On Air | On Air |  | Nokia | 4G |  | NSN L1.8 F1 (20M) + L800 F1 (15M) |  |  |  |  | IIB
Jan 2024 add | DUB0067 | V Tower Dubailand |  | DUB5067 | DUBL0067 |  | DXB | 25.086 | 55.382122 | du | Residential | IBS | Dubai South | Dubai_Wadi Al Safa 5 (Dubai Land) | 1064800 | 2CC |  |  | in |  | On Air | On Air |  | Huawei | 3G+4G | HW U900 F1 | HW L1.8 F1 (20M) + L800 F1 (15M) |  |  |  |  | IIB
Jan 2024 add | DUB0743 | Riviera by Azizi Building 7,8 & 17 |  | DUB5743 | DUBL0743 |  | DXB | 25.1738 | 55.3004 | ETC | Residential | IBS | Dubai North | DUBAI_AL MERKADH (AL MERKAD) | 1034700 | 2CC |  |  | in |  | On Air | On Air |  | Huawei | 3G+4G | HW U900 F1 | HW L1.8 F1 (20M) + L800 F1 (15M) |  |  |  |  | IIB
Jan 2024 add | DUB0501 | Riviera by Azizi sites 29,34 & 35 |  | DUB5501 | DUBL0501 |  | DXB | 25.1717 | 55.306224 | ETC | Residential | IBS | Dubai North | DUBAI_AL MERKADH (AL MERKAD) | 1034700 | 2CC |  |  | in |  | On Air | On Air |  | Huawei | 3G+4G | HW U900 F1 | HW L1.8 F1 (20M) + L800 F1 (15M) |  |  |  |  | IIB
Jan 2024 add | DUB0577 | Binghatti Crystals DSO |  | DUB5577 | DUBL0577 |  | DXB | 25.1072 | 55.378440 | du | Residential | IBS | Dubai North | DUBAI_NADD HESSA (DUBAI SILICON OASIS) | 1062600 | 2CC |  |  | in |  | On Air | On Air |  | Huawei | 3G+4G | HW U900 F1 | HW L1.8 F1 (20M) + L800 F1 (15M) |  |  |  |  | IIB
Jan 2024 add | IFU5634 | Al Ghurfa Building_Al Fujairah |  | IFU0634 | IFUL5634 |  | NE | 25.1333 | 56.354894 | ETC | Residential | IBS | Fujairah | FUJAIRAH_Al Owaid | 6000014 | 2CC |  |  | in |  | On Air | On Air |  | Huawei | 3G+4G | HW U900 F1 | HW L1.8 F1 (20M) + L800 F1 (15M) |  |  |  |  | IIB
Jan 2024 add | DUB0431 | G+2P+15+R Plot 6319875 |  | DUB5431 | DUBL0431 |  | DXB | 25.1123 | 55.252246 | du | Residential | IBS | Dubai South | DUBAI_HADAEQ SHEIKH MOHAMMED BIN RASHID (RANCHES) | 1063100 | 2CC |  |  | in |  | On Air | On Air |  | Huawei | 3G+4G | HW U900 F1 | HW L1.8 F1 (20M) + L800 F1 (15M) |  |  |  |  | IIB
Jan 2024 add | DUB0746 | Riviera by Azizi Building 15,16 & 18 |  | DUB5746 | DUBL0746 |  | DXB | 25.1738 | 55.3004 | ETC | Residential | IBS | Dubai North | DUBAI_AL MERKADH (AL MERKAD) | 1034700 | 2CC |  |  | in |  | On Air | On Air |  | Huawei | 3G+4G | HW U900 F1 | HW L1.8 F1 (20M) + L800 F1 (15M) |  |  |  |  | IIB
Jan 2024 add | DUB0499 | Riviera by Azizi Building 25,26,27 & 28 |  | DUB5499 | DUBL0499 |  | DXB | 25.1725 | 55.306226 | ETC | Residential | IBS | Dubai North | DUBAI_AL MERKADH (AL MERKAD) | 1034700 | 2CC |  |  | in |  | On Air | On Air |  | Huawei | 3G+4G | HW U900 F1 | HW L1.8 F1 (20M) + L800 F1 (15M) |  |  |  |  | IIB
Jan 2024 add | DXN0090 | B+G+2P+21 Tecom Mixed Use Development |  | DXN5090 | DXNL0090 |  | DXB | 25.0946 | 55.173745 | du | Commercial | IBS | Dubai South | DUBAI_AL THANYAH FIRST (AL SAFOUH THIRD) | 1038300 | 2CC |  |  | in |  | On Air | On Air |  | Huawei | 3G+4G | HW U900 F1 | HW L1.8 F1 (20M) + L800 F1 (15M) |  |  |  |  | IIB
Jan 2024 add | DUB0163 | AHAD Tower Business Bay |  | DUB5163 | DUBL0163 |  | DXB | 25.1865 | 55.266056 | du | Residential | IBS | Dubai North | DUBAI_BURJ KHALIFA (BUSINESS BAY) | 1034500 | 2CC |  |  | in |  | On Air | On Air |  | Huawei | 3G+4G | HW U900 F1 | HW L1.8 F1 (20M) + L800 F1 (15M) |  |  |  |  | IIB
Jan 2024 add | DUB0239 | One Za’abeel Tower- Site -3 |  | DUB5239 | DUBL0239 |  | DXB | 25.2275 | 55.291261 | ETC | Residential | IBS | Dubai North | DUBAI_ZAABEEL FIRST (ZAABEEL FIRST) | 1032500 | 2CC |  |  | in |  | On Air | On Air |  | Huawei | 3G+4G | HW U900 F1 | HW L1.8 F1 (20M) + L800 F1 (15M) |  |  |  |  | IIB
Jan 2024 add | DXN0173 | Makateb Buildings 3 & 4 |  | DXN5173 | DXNL0173 |  | DXB | 25.0365 | 55.182509 | du | Commercial | IBS | Dubai South | Dubai_Meaisem First (Jumeirah Golf Estate) | 1068500 | 2CC |  |  | in |  | On Air | On Air |  | Huawei | 3G+4G | HW U900 F1 | HW L1.8 F1 (20M) + L800 F1 (15M) |  |  |  |  | IIB
Jan 2024 add | DUB0397 | Al Noor Tower 1 |  | DUB5397 | DUBL0397 |  | DXB | 25.0937 | 55.17427 | du | Residential | IBS | Dubai South | DUBAI_AL THANYAH FIRST (AL SAFOUH THIRD) | 1038300 | 2CC |  |  | in |  | On Air | On Air |  | Huawei | 3G+4G | HW U900 F1 | HW L1.8 F1 (20M) + L800 F1 (15M) |  |  |  |  | IIB
Jan 2024 add | DUB0405 | Riviera by Azizi Building 19,20 & 21 |  | DUB5405 | DUBL0405 |  | DXB | 25.1735 | 55.304493 | ETC | Residential | IBS | Dubai North | DUBAI_AL MERKADH (AL MERKAD) | 1034700 | 2CC |  |  | in |  | On Air | On Air |  | Huawei | 3G+4G | HW U900 F1 | HW L1.8 F1 (20M) + L800 F1 (15M) |  |  |  |  | IIB
Jan 2024 add | ISH5212 | Al Asak Residences Al Taawun |  | ISH0212 | ISHL5212 |  | NE | 25.3176 | 55.377037 | du | Residential | IBS | Sharjah | Sharjah_Al Mamzar | 3010400 | 2CC |  |  | in |  | On Air | On Air |  | Huawei | 3G+4G | HW U900 F1 | HW L1.8 F1 (20M) + L800 F1 (15M) |  |  |  |  | IIB
Jan 2024 add | DUB0790 | Ministry of Finance _AL SOUQ AL KABEER |  | DUB5790 | DUBL0790 |  | DXB | 25.2647 | 55.290706 | ETC | Government | IBS | Dubai North | DUBAI_AL SOUQ AL KABEER | 1031200 | 2CC |  |  | in |  | On Air | On Air |  | Huawei | 3G+4G | HW U900 F1 | HW L1.8 F1 (20M) + L800 F1 (15M) |  |  |  |  | MW
Jan 2024 add | DXB5342D | ATOM Dubai Police Call Center |  | DXB5342D | DXBL0342IV |  | DXB | 25.2764 | 55.355572 | du | Government | Small Cell | Dubai North | Dubai_Al Twar First | 1022600 | 1CC |  |  | in |  | On Air | On Air |  | Huawei | 3G+4G | HW U2.1 F2 | HW L1.8 F1 (20M) |  |  |  |  | IIB
Jan 2024 add | IRK5524 | Anantara Ras Al Khaimah Resort |  | IRK0524 | IRKL5524 |  | NE | 25.7217 | 55.850749 | ETC | Hotel | IBS | Ras Al Khaimah | RAS AL-KHAIMAH_OLD JAZEERAH | 7060100 | 2CC |  |  | in |  | On Air | On Air |  | Huawei | 3G+4G | HW U900 F1 | HW L1.8 F1 (20M) + L800 F1 (15M) |  |  |  |  | MW
Jan 2024 add | DUB0236 | One & Only Royal Mirage (The Spa) |  | DUB5236 | DUBL0236 |  | DXB | 25.098 | 55.152872 | ETC | Hotel | IBS | Dubai South | DUBAI_AL SAFOUH SECOND | 1038200 | 2CC |  |  | in |  | On Air | On Air |  | Huawei | 3G+4G | HW U900 F1 | HW L1.8 F1 (20M) + L800 F1 (15M) |  |  |  |  | IIB
Jan 2024 add | IAD5836 | Riyad Abdul Rahman Ali Abdul Latif Al Mubarak (RBW9-C16) Al Raha |  | IAD0836 | IADL5836 |  | AUH | 24.4413 | 54.579684 | du | Residential | IBS | Abu Dhabi | ABU DHABI_SHATIE AL RAHA | 2042400 | 2CC |  |  | in |  | On Air | On Air |  | Nokia | 3G+4G | NSN U900 F1 | NSN L1800 F1 (20M) + L800 F1 (15M) |  |  |  |  | MW
Jan 2024 add | IAD5894 | Mugheer Khamis Mughir Jaber Al Khaili (RBW9-C3) Al Raha |  | IAD0894 | IADL5894 |  | AUH | 24.4428 | 54.582161 | du | Residential | IBS | Abu Dhabi | ABU DHABI_SHATIE AL RAHA | 2042400 | 2CC |  |  | in |  | On Air | On Air |  | Nokia | 3G+4G | NSN U900 F1 | NSN L1800 F1 (20M) + L800 F1 (15M) |  |  |  |  | MW
Jan 2024 add | IAD5887 | Rashid Mubarak Rashid Saeed Al Hajri (RBW4-C15) Al Raha |  | IAD0887 | IADL5887 |  | AUH | 24.4475 | 54.592792 | du | Residential | IBS | Abu Dhabi | ABU DHABI_SHATIE AL RAHA | 2042400 | 2CC |  |  | in |  | On Air | On Air |  | Nokia | 3G+4G | NSN U900 F1 | NSN L1800 F1 (20M) + L800 F1 (15M) |  |  |  |  | MW
Jan 2024 add | AUH0078 | Gulf Data Center - ICAD |  | AUH5078 | AUHL0078 |  | AUH | 24.2649 | 54.458765 | ETC | Commercial | IBS | Abu Dhabi | ABU DHABI_MUSAFFAH SOUTH | 2041000 | 2CC |  |  | in |  | On Air | On Air |  | Nokia | 3G+4G | NSN U900 F1 | NSN L1800 F1 (20M) + L800 F1 (15M) |  |  |  |  | IIB
Jan 2024 add | AUH0095 | Najmat RR5_C2_Building_Al Reem Island |  | AUH5095 | AUHL0095 |  | AUH | 24.4848 | 54.408470 | ETC | Residential | IBS | Abu Dhabi | ABU DHABI_AL REEM ISLAND | 2045700 | 2CC |  |  | in |  | On Air | On Air |  | Nokia | 3G+4G | NSN U900 F1 | NSN L1800 F1 (20M) + L800 F1 (15M) |  |  |  |  | MW
Jan 2024 add | IAD5893 | Obaid Saeed Al Mansouri (RBW3-C8C) Al Raha |  | IAD0893 | IADL5893 |  | AUH | 24.4486 | 54.609383 | du | Commercial | IBS | Abu Dhabi | ABU DHABI_SHATIE AL RAHA | 2042400 | 2CC |  |  | in |  | On Air | On Air |  | Nokia | 3G+4G | NSN U900 F1 | NSN L1800 F1 (20M) + L800 F1 (15M) |  |  |  |  | MW
Jan 2024 add | IAD5856 | Yousef Saeed Khamis Al Ebri (RBW5-C6) Al Raha |  | IAD0856 | IADL5856 |  | AUH | 24.4473 | 54.595353 | du | Commercial | IBS | Abu Dhabi | ABU DHABI_SHATIE AL RAHA | 2042400 | 2CC |  |  | in |  | On Air | On Air |  | Nokia | 3G+4G | NSN U900 F1 | NSN L1800 F1 (20M) + L800 F1 (15M) |  |  |  |  | MW
Feb 2024 add | DUB0883 | DXB Airport Terminal-3 Car Park_New Passive DAS |  | DUB5883 | DUBL0883 | DUBNR0883 | DXB | 25.2444 | 55.359113 | ETC | Airport | IBS | Dubai North | DUBAI_DUBAI INTL AIRPORT (DUBAI INTERNATIONAL AIRPORT) |  | 4CC |  |  | in |  | On Air | On Air | On Air | Huawei | 3G+4G | HW U900 F1 | HW L1.8 F1/F2 (20+15M) + L800 F1 (15M) + L21 (10M) | 1CC |  |  |  | IIB
Feb 2024 add | RAK0567 | HCT - Ras Al Khaimah Womes's College |  | RAK5567 | RAKL0567 |  | NE | 25.7837 | 55.988696 | ETC | University/School | IBS | Ras Al Khaimah | RAS AL-KHAIMAH_BURAIRAT |  | 1CC |  |  | in |  | On Air | On Air |  | Huawei | 3G+4G | HW U900 F1 | HW L1.8 F1 (20M) |  |  |  |  | IIB
Feb 2024 add | DXN0442 | DHC Tower 1 |  | DXN5442 | DXNL0442 |  | DXB | 25.2111 | 55.31803 | du | Residential | IBS | Dubai North | DUBAI_AL JADAF |  | 2CC |  |  | in |  | On Air | On Air |  | Huawei | 3G+4G | HW U900 F1 | HW L1.8 F1 (20M) + L800 F1 (15M) |  |  |  |  | IIB
Feb 2024 add | DUB0996 | Meydan Beach Hotel |  | DUB5996 | DUBL0996 |  | DXB | 25.0816 | 55.135717 | ETC | Residential | IBS | Dubai South | DUBAI_MARSA DUBAI |  | 2CC |  |  | in |  | On Air | On Air |  | Huawei | 3G+4G | HW U900 F1 | HW L1.8 F1 (20M) + L800 F1 (15M) |  |  |  |  | IIB
Feb 2024 add | DXB5263H | ATOM Dewa Al Qusais DCC |  | DXB5263H | DXBL0263VIII |  | DXB | 25.2834 | 55.364010 | du | Government | Small Cell | Dubai North | DUBAI_AL QUSAIS FIRST |  | 1CC |  |  | in |  | On Air | On Air |  | Huawei | 3G+4G | HW U2.1 F2 | HW L1.8 F1 (20M) |  |  |  |  | IIB
Feb 2024 add | DUB0309 | Binghatti Crest JVC |  | DUB5309 | DUBL0309 |  | DXB | 25.049 | 55.206668 | du | Residential | IBS | Dubai South | Dubai_Al Barsha South Fourth (Jumeirah Village South) |  | 2CC |  |  | in |  | On Air | On Air |  | Huawei | 3G+4G | HW U900 F1 | HW L1.8 F1 (20M) + L800 F1 (15M) |  |  |  |  | IIB
Feb 2024 add | DUB0143 | Mr. C Residences Jumeirah |  | DUB5143 | DUBL0143 |  | DXB | 25.1936 | 55.242145 | du | Residential | IBS | Dubai North | Dubai_Jumeira Second |  | 2CC |  |  | in |  | On Air | On Air |  | Huawei | 3G+4G | HW U900 F1 | HW L1.8 F1 (20M) + L800 F1 (15M) |  |  |  |  | MW
Feb 2024 add | DXB5342G | Emirates Hospital - Qusais |  | DXB5342G | DXBL0342VII |  | DXB | 25.2666 | 55.388635 | du | Hospital | IBS | Dubai North | DUBAI_AL QUSAIS SECOND |  | 1CC |  |  | in |  | On Air | On Air |  | Huawei | 3G+4G | HW U900 F1 | HW L1.8 F1 (20M) |  |  |  |  | IIB
Feb 2024 add | DUB0457 | SAFA A CF1&CF2 |  | DUB5457 | DUBL0457 |  | DXB | 25.1894 | 55.245439 | du | Commercial | IBS | Dubai North | DUBAI_AL WASL |  | 2CC |  |  | in |  | On Air | On Air |  | Huawei | 3G+4G | HW U900 F1 | HW L1.8 F1 (20M) + L800 F1 (15M) |  |  |  |  | IIB
Feb 2024 add | IAD5835 | COMMERCIAL BUILDING – RBW8-C26 |  | IAD0835 | IADL5835 |  | AUH | 24.4432 | 54.579141 | du | Residential | IBS | Abu Dhabi | ABU DHABI_SHATIE AL RAHA |  | 2CC |  |  | in |  | On Air | On Air |  | Nokia | 3G+4G | NSN U900 F1 | NSN L1800 F1 (20M) + L800 F1 (15M) |  |  |  |  | MW
Feb 2024 add | IAD5871 | The View Tower (RBW5-C8) Al Raha |  | IAD0871 | IADL5871 |  | AUH | 24.4461 | 54.59449 | du | Residential | IBS | Abu Dhabi | ABU DHABI_SHATIE AL RAHA |  | 2CC |  |  | in |  | On Air | On Air |  | Nokia | 3G+4G | NSN U900 F1 | NSN L1800 F1 (20M) + L800 F1 (15M) |  |  |  |  | MW
Feb 2024 add | AUH0043 | Royal Group Building_Al Matar |  | AUH5043 | AUHL0043 |  | AUH | 24.43 | 54.463462 | ETC | Commercial | IBS | Abu Dhabi | ABU DHABI_Al Matar |  | 2CC |  |  | in |  | On Air | On Air |  | Nokia | 3G+4G | NSN U900 F1 | NSN L1800 F1 (20M) + L800 F1 (15M) |  |  |  |  | IIB
Feb 2024 add | AUH0072 | Qasr Al Hosn_Cultural Foundation |  | AUH5072 | AUHL0072 |  | AUH | 24.4814 | 54.355202 | ETC | Commercial | IBS | Abu Dhabi | ABU DHABI_Al Hosn |  | 2CC |  |  | in |  | On Air | On Air |  | Nokia | 3G+4G | NSN U900 F1 | NSN L1800 F1 (20M) + L800 F1 (15M) |  |  |  |  | MW
Feb 2024 add | IAD5955 | ADNOC - USGIF platform |  | IAD0955 | IADL5955 |  | AUH | 25.2423 | 53.302617 | du | Government | IBS | WR | Offshore |  | 2CC |  |  | in |  | On Air | On Air |  | Nokia | 3G+4G | NSN U900 F1 | NSN L1800 F1 (20M) + L800 F1 (15M) |  |  |  |  | MW

## Sheet3 (hidden)
SHJL0179 | SHJNR0179 | LTE Site Code | 5G CODE | DXBL0512 | DXBNR0512 | AUHL0415 | AUHNR0415 | LTE Site Code | 5G CODE |  | LTE Site Code | 5G CODE
SHJL0399 | SHJNR0399 | DXBL0070 | DXBNR0070 | DXBL0534 | DXBNR0534 | IDXL5065 | IDXNR5065 | SHJL0236 | SHJNR0236 | SHJNR0236 | RAKL0545 | RAKNR0545
DXBL0058 | DXBNR0058A | AANL0034 | AAN0034_N_BB2 | DXBL0355 | DXBNR0355 | IDXL5534 | IDXNR5534 | AUHL0978 | AUHNR0978 | AUHNR0978 | AUHL0467 | AUHNR0467
IDXL5535 | IDXNR5535 | DXBL0338 | DXBNR0338 | DXBL0872 | DXBNR0872 | IDXL5533 | IDXNR5533 | AUHL0977 | AUHNR0977 | AUHNR0977 | AJML0864 | AJMNR0864
DXBL0882 | DXBNR0882 | DXBL0478 | DXBNR0478 | DXBL0573 | DXBNR0573 | IDXL5531 | IDXNR5531 | AUHL0976 | AUHNR0976 | AUHNR0976 | AUHL0738 | AUHNR0738
AUHL0829 | AUHNR0829 | DXBL0927 | DXBNR0927 | DXBL0885 | DXBNR0885 | DXBL0916 | DXBNR0916 | AUHL0533 | AUHNR0533 | AUHNR0533 | AJML0923 | AJMNR0923
IDXL5026 | IDXNR5026 | DXBL0317 | DXBNR0317 | DXBL0884 | DXBNR0884 | IDXL5607 | IDXNR5607 | AUHL0979 | AUHNR0979 | AUHNR0979 | AUHL0709 | AUHNR0709
AJML0931 | AJMNR0931 | DXBL0391 | DXBNR0391 | DXBL0883 | DXBNR0883 |  | AUHNR0496A | DXBL0070 | DXBNR0070 | DXBNR0070 | AJML0958 | AJMNR0958
IDXL5566 | IDXNR5566 | DXBL0045 | DXBNR0045 | IDXL5400 | IDXNR5400 |  | AUHNR0496B | IADL5130 | IADNR5130 | IADNR5130 | IDXL5798 | IDXNR5798
DXBL0664 | DXBNR0664 | DXBL0754 | DXBNR0754 | DXBL0502 | DXBNR0502 |  | AUHNR0496C | IADL5129 | IADNR5129 | IADNR5129 | IDXL5243 | IDXNR5243
AUHL0443 | AUHNR0443 | DXBL0948 | DXBNR0948 | DXBL0074 | DXBNR0074 |  | AUHNR0496D | AUHL0415 | AUHNR0415 | AUHNR0415 | DXNL0865 | DXNNR0865
DXBL0756 | DXBNR0756 | DXBL0508 | DXBNR0508 | DXBL0212 | DXBNR0212 | DXBL0277 | DXBNR0277 | IDXL5090 | IDXNR5090 | IDXNR5090 | IADL5375 | IADNR5375
IDXL5528 | IDXNR5528 | DXBL0344 | DXBNR0344 | AUHL0420 | AUHNR0420 | AUHL0792 | AUHNR0792 | IDXL5098 | IDXNR5098 | IDXNR5098 | AJML0977 | AJMNR0977
DXBL0374 | DXBNR0374 | DXBL0322 | DXBNR0322 | IDXL5204 | IDXNR5204 | DXBL0092 | DXBNR0092 | AANL0034 | AAN0034_N_BB2 | AAN0034_N_BB2 | DXNL0034 | DXNNR0034
DXBL0906 | DXBNR0906 | DXBL0179 | DXBNR0179 | IDXL5874 | IDXNR5874 | DXBL0947 | DXBNR0947 | DXBL0512 | DXBNR0512 | DXBNR0512 | SHJL0326 | SHJNR0326
IDXL5082 | IDXNR5082 | DXBL0747 | DXBNR0747 | IDXL5605 | IDXNR5605 | DXBL0010 | DXBNR0010B | IDXL5112 | IDXNR5112 | IDXNR5112 | DXNL0773 | DXNNR0773
IDXL5330 | IDXNR5330 | IDXL5010 | IDXNR5010 | IDXL5115 | IDXNR5115 | IDXL5437 | IDXNR5437 | IDXL5110 | IDXNR5110 | IDXNR5110 | DXNL0058 | DXNNR0058
IDXL5008 | IDXNR5008 | DXBL0616 | DXBNR0616 | AUHL0059 | AUHNR0059 | DXBL0634 | DXBNR0634 | DXBL0625 | DXBNR0625 | DXBNR0625 | DXNL0702 | DXNNR0702
DXBL0126 | DXBNR0126 | IDXL5039 | IDXNR5039 |  |  | DXBL0186 | DXBNR0186 | DXBL0493 | DXBNR0493 | DXBNR0493 | DXNL0272 | DXNNR0272
IDXL5060 | IDXNR5060 | DXBL0274 | DXBNR0274 |  |  | DXBL0005 | DXBNR0005 | DXBL0338 | DXBNR0338 | DXBNR0338 | DXNL0371 | DXNNR0371
AUHL0840 | AUHNR0840 | DXBL0581 | DXBNR0581 |  |  | AUHL0445 | AUHNR0445 | IDXL5062 | IDXNR5062 | IDXNR5062 | DUBL0003 | DUBNR0003
AUHL0838 | AUHNR0838 | DXBL0911 | DXBNR0911 |  |  | IADL5648 | IADNR5648 | DXBL0478 | DXBNR0478 | DXBNR0478 | DXNL0899 | DXNNR0899
AUHL0837 | AUHNR0837 | DXBL0136 | DXBNR0136 |  |  | IADL5578 | IADNR5578 | IDXL5044 | IDXNR5044 | IDXNR5044
SHJL0907 | SHJNR0907 | AUHL0839 | AUHNR0839 |  |  | AUHL0955 | AUHNR0955 | IDXL5065 | IDXNR5065 | IDXNR5065
DUBL0008 | DUBNR0008 | IDXL5730 | IDXNR5730 |  |  | IADL5823 | IADNR5823 | DXBL0534 | DXBNR0534 | DXBNR0534
DUBL0231 | DUBNR0231 | IDXL5173 | IDXNR5173 |  |  |  |  | IDXL5209 | IDXNR5209 | IDXNR5209
IDXL5501 | IDXNR5501 | IDXL5892 | IDXNR5892 |  |  |  |  | DXBL0927 | DXBNR0927 | DXBNR0927
IDXL5502 | IDXNR5502 | IDXL5155 | IDXNR5155 |  |  |  |  | IDXL5245 | IDXNR5245 | IDXNR5245
IDXL5504 | IDXNR5504 | IDXL5485 | IDXNR5485 |  |  |  |  | DXBL0748 | DXBNR0748 | DXBNR0748
IDXL5503 | IDXNR5503 | IADL5979 | IADNR5979 |  |  |  |  | DXBL0836 | DXBNR0836 | DXBNR0836
|  | DUBL0091 | DUBNR0091 |  |  |  |  | AUHL0535 | AUHNR0535 | AUHNR0535
|  | DUBL0012 | DUBNR0012 |  |  |  |  | AUHL0506 | AUHNR0506 | AUHNR0506
|  | DUBL0261 | DUBNR0261 |  |  |  |  | SHJL0278 | SHJNR0278P | SHJNR0278P
[8 empty] | SHJL0158 | SHJNR0158 | SHJNR0158
[8 empty] | DXBL0317 | DXBNR0317 | DXBNR0317
[8 empty] | DXBL0355 | DXBNR0355 | DXBNR0355
[8 empty] | IDXL5181 | IDXNR5181 | IDXNR5181
[8 empty] | SHJL0179 | SHJNR0179 | SHJNR0179
[8 empty] | SHJL0399 | SHJNR0399 | SHJNR0399
[8 empty] | DXBL0872 | DXBNR0872 | DXBNR0872
[8 empty] | DXBL0058 | DXBNR0058A | DXBNR0058A
[9 empty] | DXBNR0058 | DXBNR0058
[8 empty] | DXBL0864 | DXBNR0864 | DXBNR0864
[8 empty] | RAKL0504 | RAKNR0504 | RAKNR0504
[8 empty] | RAKL0512 | RAKNR0512 | RAKNR0512
[8 empty] | IDXL5535 | IDXNR5535 | IDXNR5535
[8 empty] | DXBL0882 | DXBNR0882 | DXBNR0882
[8 empty] | DXBL0391 | DXBNR0391 | DXBNR0391
[8 empty] | AUHL0829 | AUHNR0829 | AUHNR0829
[8 empty] | IDXL5026 | IDXNR5026 | IDXNR5026
[8 empty] | AJML0931 | AJMNR0931 | AJMNR0931
[8 empty] | DXBL0566 | DXBNR0566 | DXBNR0566
[8 empty] | IDXL5034 | IDXNR5034 | IDXNR5034
[8 empty] | IDXL5146 | IDXNR5146 | IDXNR5146
[8 empty] | IDXL5148 | IDXNR5148 | IDXNR5148
[8 empty] | IDXL5147 | IDXNR5147 | IDXNR5147
[8 empty] | DXBL0574 | DXBNR0574 | DXBNR0574
[8 empty] | IDXL5566 | IDXNR5566 | IDXNR5566
[8 empty] | DXBL0475 | DXBNR0475 | DXBNR0475
[8 empty] | DXBL0173 | DXBNR0173 | DXBNR0173
[8 empty] | DXBL0612 | DXBNR0612 | DXBNR0612
[8 empty] | DXBL0575 | DXBNR0575 | DXBNR0575
[8 empty] | DXBL0745 | DXBNR0745 | DXBNR0745
[8 empty] | DXBL0683 | DXBNR0683 | DXBNR0683
[8 empty] | IDXL5342 | IDXNR5342 | IDXNR5342
[8 empty] | AUHL0948 | AUHNR0948 | AUHNR0948
[8 empty] | IDXL5260 | IDXNR5260 | IDXNR5260
[8 empty] | AUHL0484 | AUHNR0484 | AUHNR0484
[8 empty] | IDXL5534 | IDXNR5534 | IDXNR5534
[8 empty] | IDXL5533 | IDXNR5533 | IDXNR5533
[8 empty] | IDXL5531 | IDXNR5531 | IDXNR5531
[8 empty] | DXBL0664 | DXBNR0664 | DXBNR0664
[8 empty] | IDXL5195 | IDXNR5195 | IDXNR5195
[8 empty] | DXBL0630I | DXBNR0630 | DXBNR0630
[8 empty] | DXBL0630 | DXBNR0630A | DXBNR0630A
[8 empty] | DXBL0630II | DXBNR0630B | DXBNR0630B
[8 empty] | IDXL5903 | IDXNR5903 | IDXNR5903
[8 empty] | IDXL5907 | IDXNR5907 | IDXNR5907
[8 empty] | IDXL5905 | IDXNR5905 | IDXNR5905
[8 empty] | DXBL0916 | DXBNR0916 | DXBNR0916
[8 empty] | DXBL0913 | DXBNR0913 | DXBNR0913
[8 empty] | DXBL0917 | DXBNR0917 | DXBNR0917
[8 empty] | DXBL0915 | DXBNR0915 | DXBNR0915
[8 empty] | DXBL0914 | DXBNR0914 | DXBNR0914
[8 empty] | DXBL0045 | DXBNR0045 | DXBNR0045
[8 empty] | DXBL0050 | DXBNR0050 | DXBNR0050
[8 empty] | IDXL5573 | IDXNR5573 | IDXNR5573
[8 empty] | IDXL5250 | IDXNR5250 | IDXNR5250
[8 empty] | DXBL0963I | DXBNR0963C | DXBNR0963C
[8 empty] | DXBL0577I | DXBNR0577B | DXBNR0577B
[8 empty] | DXBL0573 | DXBNR0573 | DXBNR0573
[8 empty] | RAKL0501 | RAKNR0501 | RAKNR0501
[8 empty] | DXBL0666 | DXBNR0666 | DXBNR0666
[8 empty] | DXBL0737 | DXBNR0737 | DXBNR0737
[8 empty] | DXBL0048 | DXBNR0048 | DXBNR0048
[8 empty] | DXBL0685 | DXBNR0685 | DXBNR0685
[8 empty] | DXBL0679 | DXBNR0679 | DXBNR0679
[8 empty] | DXBL0522 | DXBNR0522 | DXBNR0522
[8 empty] | AUHL0443 | AUHNR0443 | AUHNR0443
[8 empty] | IDXL5740 | IDXNR5740 | IDXNR5740
[8 empty] | DXBL0932 | DXBNR0932 | DXBNR0932
[8 empty] | IDXL5529 | IDXNR5529 | IDXNR5529
[8 empty] | DXBL0542 | DXBNR0542 | DXBNR0542
[8 empty] | DXBL0255I | DXBNR0255B | DXBNR0255B
[8 empty] | DXBL0255 | DXBNR0255A | DXBNR0255A
[8 empty] | DXBL0041 | DXBNR0041 | DXBNR0041
[8 empty] | covered | DXBNR0635 | DXBNR0635
[8 empty] | IDXL5590 | IDXNR5590 | IDXNR5590
[8 empty] | DXBL0754 | DXBNR0754 | DXBNR0754
[8 empty] | DXBL0756 | DXBNR0756 | DXBNR0756
[8 empty] | DXBL0131 | DXBNR0131 | DXBNR0131
[8 empty] | DXBL0948 | DXBNR0948 | DXBNR0948
[8 empty] | DXBL0508 | DXBNR0508 | DXBNR0508
[8 empty] | DXBL0344 | DXBNR0344 | DXBNR0344
[8 empty] | DXBL0885 | DXBNR0885 | DXBNR0885
[8 empty] | DXBL0884 | DXBNR0884 | DXBNR0884
[8 empty] | DXBL0883 | DXBNR0883 | DXBNR0883
[8 empty] | DXBL0555 | DXBNR0555 | DXBNR0555
[8 empty] | IDXL5438 | IDXNR5438 | IDXNR5438
[8 empty] | IDXL5239 | IDXNR5239 | IDXNR5239
[8 empty] | DXBL0974 | DXBNR0974 | DXBNR0974
[8 empty] | AUHL0959 | AUHNR0959 | AUHNR0959
[8 empty] | DXBL0322 | DXBNR0322 | DXBNR0322
[8 empty] | DXBL0111 | DXBNR0111 | DXBNR0111
[8 empty] | IDXL5724 | IDXNR5724 | IDXNR5724
[8 empty] | IDXL5723 | IDXNR5723 | IDXNR5723
[8 empty] | IDXL5199 | IDXNR5199 | IDXNR5199
[8 empty] | IDXL5198 | IDXNR5198 | IDXNR5198
[8 empty] | IDXL5197 | IDXNR5197 | IDXNR5197
[8 empty] | DXBL0477 | DXBNR0477 | DXBNR0477
[8 empty] | DXBL0179 | DXBNR0179 | DXBNR0179
[8 empty] | DXBL0875 | DXBNR0875 | DXBNR0875
[8 empty] | DXBL0109I | DXBNR0109 | DXBNR0109
[8 empty] | AUHL0950 | AUHNR0950 | AUHNR0950
[8 empty] | FUJL0621 | FUJNR0621 | FUJNR0621
[8 empty] | AUHL0474 | AUHNR0474 | AUHNR0474
[8 empty] | DXBL0382 | DXBNR0382 | DXBNR0382
[8 empty] | DXBL0747 | DXBNR0747 | DXBNR0747
[8 empty] | AJML0920 | AJMNR0920 | AJMNR0920
[8 empty] | AUHL0627 | AUHNR0627 | AUHNR0627
[8 empty] | AUHL0638 | AUHNR0638 | AUHNR0638
[8 empty] | AUHL0631 | AUHNR0631 | AUHNR0631
[8 empty] | AUHL0622 | AUHNR0622 | AUHNR0622
[8 empty] | AUHL0613 | AUHNR0613 | AUHNR0613
[8 empty] | SHJL0275 | SHJNR0275 | SHJNR0275
[8 empty] | IDXL5528 | IDXNR5528 | IDXNR5528
[8 empty] | DXBL0374 | DXBNR0374 | DXBNR0374
[8 empty] | IDXL5400 | IDXNR5400 | IDXNR5400
[8 empty] | DXBL0024I | DXBNR0024 | DXBNR0024
[8 empty] | DXBL0869 | DXBNR0869 | DXBNR0869
[8 empty] | IDXL5367 | IDXNR5367 | IDXNR5367
[8 empty] | DXBL0906 | DXBNR0906 | DXBNR0906
[8 empty] | DXBL0328 | DXBNR0328 | DXBNR0328
[8 empty] | DXBL0823 | DXBNR0823 | DXBNR0823
[8 empty] | IDXL5358 | IDXNR5358 | IDXNR5358
[8 empty] | DXBL0022 | DXBNR0022 | DXBNR0022
[8 empty] | DXBL0205 | DXBNR0205 | DXBNR0205
[8 empty] | IDXL5040 | IDXNR5040 | IDXNR5040
[8 empty] | IDXL5109 | IDXNR5109 | IDXNR5109
[8 empty] | IDXL5023 | IDXNR5023 | IDXNR5023
[8 empty] | DXBL0134 | DXBNR0134 | DXBNR0134
[8 empty] | IDXL5133 | IDXNR5133 | IDXNR5133
[8 empty] | IDXL5132 | IDXNR5132 | IDXNR5132
[8 empty] | IDXL5131 | IDXNR5131 | IDXNR5131
[8 empty] | IDXL5130 | IDXNR5130 | IDXNR5130
[8 empty] | IDXL5129 | IDXNR5129 | IDXNR5129
[8 empty] | IDXL5102 | IDXNR5102 | IDXNR5102
[8 empty] | IDXL5100 | IDXNR5100 | IDXNR5100
[8 empty] | IDXL5096 | IDXNR5096 | IDXNR5096
[8 empty] | IDXL5095 | IDXNR5095 | IDXNR5095
[8 empty] | IDXL5092 | IDXNR5092 | IDXNR5092
[8 empty] | IDXL5088 | IDXNR5088 | IDXNR5088
[8 empty] | IDXL5086 | IDXNR5086 | IDXNR5086
[8 empty] | IDXL5084 | IDXNR5084A | IDXNR5084A
[8 empty] | IDXL5082 | IDXNR5082 | IDXNR5082
[8 empty] | IDXL5080 | IDXNR5080 | IDXNR5080
[8 empty] | DXBL0488 | DXBNR0488 | DXBNR0488
[8 empty] | DXBL0710 | DXBNR0710 | DXBNR0710
[8 empty] | IDXL5330 | IDXNR5330 | IDXNR5330
[8 empty] | IDXL5010 | IDXNR5010 | IDXNR5010
[8 empty] | IDXL5008 | IDXNR5008 | IDXNR5008
[8 empty] | IDXL5009 | IDXNR5009 | IDXNR5009
[8 empty] | AUHL0500 | AUHNR0500 | AUHNR0500
[8 empty] | DXBL0787 | DXBNR0787 | DXBNR0787
[8 empty] | DXBL0280 | DXBNR0280 | DXBNR0280
[8 empty] | DXBL0958 | DXBNR0958 | DXBNR0958
[8 empty] | DXBL0954 | DXBNR0954 | DXBNR0954
[8 empty] | DXBL0580 | DXBNR0580 | DXBNR0580
[8 empty] | IDXL5289 | IDXNR5289 | IDXNR5289
[8 empty] | IDXL5320 | IDXNR5320 | IDXNR5320
[8 empty] | DXBL0616 | DXBNR0616 | DXBNR0616
[8 empty] | DXBL0560 | DXBNR0560 | DXBNR0560
[8 empty] | IDXL5607 | IDXNR5607 | IDXNR5607
[8 empty] | DXBL0018 | DXBNR0018 | DXBNR0018
[8 empty] | DXBL0502 | DXBNR0502 | DXBNR0502
[8 empty] | DXBL0957 | DXBNR0957 | DXBNR0957
[8 empty] | DXBL0953 | DXBNR0953 | DXBNR0953
[8 empty] | DXBL0122II | DXBNR0122B | DXBNR0122B
[8 empty] | DXBL0122I | DXBNR0122A | DXBNR0122A
[8 empty] | DXBL0381 | DXBNR0381 | DXBNR0381
[8 empty] | DXBL0861 | DXBNR0861 | DXBNR0861
[8 empty] | IDXL5429 | IDXNR5429 | IDXNR5429
[8 empty] | IDXL5428 | IDXNR5428 | IDXNR5428
[8 empty] | IDXL5427 | IDXNR5427 | IDXNR5427
[8 empty] | IDXL5425 | IDXNR5425 | IDXNR5425
[8 empty] | DXBL0644 | DXBNR0644 | DXBNR0644
[8 empty] | DXBL0621 | DXBNR0621 | DXBNR0621
[8 empty] | DXBL0623 | DXBNR0623 | DXBNR0623
[8 empty] | AUHL0971 | AUHNR0971 | AUHNR0971
[8 empty] | DXBL0393 | DXBNR0393 | DXBNR0393
[8 empty] | AUHL0496II | AUHNR0496 | AUHNR0496
[8 empty] | AUHL0546I | AUHNR0546 | AUHNR0546
[9 empty] | AUHNR0496A | AUHNR0496A
[9 empty] | AUHNR0496B | AUHNR0496B
[9 empty] | AUHNR0496C | AUHNR0496C
[9 empty] | AUHNR0496D | AUHNR0496D
[8 empty] | DXBL0568 | DXBNR0568 | DXBNR0568
[8 empty] | IDXL5643 | IDXNR5643 | IDXNR5643
[8 empty] | IDXL5639 | IDXNR5639 | IDXNR5639
[8 empty] | IDXL5635 | IDXNR5635 | IDXNR5635
[8 empty] | IDXL5631 | IDXNR5631 | IDXNR5631
[8 empty] | DXBL0277 | DXBNR0277 | DXBNR0277
[8 empty] | DXBL0074 | DXBNR0074 | DXBNR0074
[8 empty] | DXBL0563 | DXBNR0563 | DXBNR0563
[8 empty] | IDXL5599 | IDXNR5599 | IDXNR5599
[8 empty] | IDXL5432 | IDXNR5432 | IDXNR5432
[8 empty] | DXBL0085 | DXBNR0085 | DXBNR0085
[8 empty] | AJML0870 | AJMNR0870 | AJMNR0870
[8 empty] | IDXL5039 | IDXNR5039 | IDXNR5039
[8 empty] | AUHL0520 | AUHNR0520 | AUHNR0520
[8 empty] | AUHL0775 | AUHNR0775 | AUHNR0775
[8 empty] | AUHL0792 | AUHNR0792 | AUHNR0792
[8 empty] | IDXL5569 | IDXNR5569 | IDXNR5569
[8 empty] | DXBL0274 | DXBNR0274 | DXBNR0274
[8 empty] | DXBL0271 | DXBNR0271 | DXBNR0271
[8 empty] | DXBL0126 | DXBNR0126 | DXBNR0126
[8 empty] | DXBL0092 | DXBNR0092 | DXBNR0092
[8 empty] | DXBL0947 | DXBNR0947 | DXBNR0947
[8 empty] | DXBL0010 | DXBNR0010B | DXBNR0010B
[9 empty] | DXBNR0010A | DXBNR0010A
[8 empty] | DXBL0750 | DXBNR0750 | DXBNR0750
[8 empty] | DXBL0349 | DXBNR0349 | DXBNR0349
[8 empty] | DXBL0712I | DXBNR0712I | DXBNR0712I
[8 empty] | DXBL0299 | DXBNR0299 | DXBNR0299
[8 empty] | IDXL5437 | IDXNR5437 | IDXNR5437
[8 empty] | AANL0033 | AAN0033_N_BB2 | AAN0033_N_BB2
[8 empty] | IDXL5354 | IDXNR5354 | IDXNR5354
[8 empty] | IDXL5356 | IDXNR5356 | IDXNR5356
[8 empty] | DXBL0826 | DXBNR0826 | DXBNR0826
[8 empty] | DXBL0704 | DXBNR0704 | DXBNR0704
[8 empty] | DXBL0212 | DXBNR0212 | DXBNR0212
[8 empty] | AUHL0770 | AUHNR0770 | AUHNR0770
[8 empty] | AUHL0538 | AUHNR0538 | AUHNR0538
[8 empty] | DXBL0620 | DXBNR0620 | DXBNR0620
[8 empty] | AUHL0965 | AUHNR0965 | AUHNR0965
[8 empty] | AUHL0961 | AUHNR0961 | AUHNR0961
[8 empty] | AUHL0964 | AUHNR0964 | AUHNR0964
[8 empty] | AUHL0960 | AUHNR0960 | AUHNR0960
[8 empty] | DXBL0302II | DXBNR0302 | DXBNR0302
[8 empty] | DXBL0581 | DXBNR0581 | DXBNR0581
[9 empty] | DXBNR0581A | DXBNR0581A
[8 empty] | DXBL0088 | DXBNR0088 | DXBNR0088
[8 empty] | AUHL0494 | AUHNR0494 | AUHNR0494
[8 empty] | AUHL0902 | AUHNR0902A | AUHNR0902A
[9 empty] | AUHNR0902B | AUHNR0902B
[8 empty] | AUHL0578 | AUHNR0578A | AUHNR0578A
[9 empty] | AUHNR0578B | AUHNR0578B
[8 empty] | DXBL0695 | DXBNR0695 | DXBNR0695
[8 empty] | DXBL0634 | DXBNR0634 | DXBNR0634
[8 empty] | AUHL0420 | AUHNR0420 | AUHNR0420
[8 empty] | AUHL0478 | AUHNR0478 | AUHNR0478
[8 empty] | DXBL0649 | DXBNR0649 | DXBNR0649
[8 empty] | AUHL0580 | AUHNR0580A | AUHNR0580A
[9 empty] | AUHNR0580B | AUHNR0580B
[8 empty] | DXBL0819 | DXBNR0819 | DXBNR0819
[8 empty] | DXBL0818 | DXBNR0818 | DXBNR0818
[8 empty] | AANL0006 | AAN0006_N_BB2 | AAN0006_N_BB2
[8 empty] | IDXL5104 | IDXNR5104 | IDXNR5104
[8 empty] | IDXL5060 | IDXNR5060 | IDXNR5060
[8 empty] | RAKL0527 | RAKNR0527 | RAKNR0527
[8 empty] | RAKL0520 | RAKNR0520 | RAKNR0520
[8 empty] | IDXL5454 | IDXNR5454 | IDXNR5454
[8 empty] | DXBL0186 | DXBNR0186 | DXBNR0186
[8 empty] | IDXL5346 | IDXNR5346 | IDXNR5346
[8 empty] | DXBL0736 | DXBNR0736 | DXBNR0736
[8 empty] | DXBL0005 | DXBNR0005 | DXBNR0005
[8 empty] | IDXL5204 | IDXNR5204 | IDXNR5204
[8 empty] | IDXL5336 | IDXNR5336 | IDXNR5336
[8 empty] | AANL0015 | AAN0015_N_BB2 | AAN0015_N_BB2
[8 empty] | DXBL0911 | DXBNR0911 | DXBNR0911
[8 empty] | DXBL0136 | DXBNR0136 | DXBNR0136
[8 empty] | DXBL0080 | DXBNR0080 | DXBNR0080
[8 empty] | AUHL0445 | AUHNR0445 | AUHNR0445
[8 empty] | AANL0004 | AAN0004_N_BB2 | AAN0004_N_BB2
[8 empty] | AJML0908 | AJMNR0908 | AJMNR0908
[8 empty] | AJML0917 | AJMNR0917 | AJMNR0917
[8 empty] | AJML0915 | AJMNR0915 | AJMNR0915
[8 empty] | AJML0802 | AJMNR0802 | AJMNR0802
[8 empty] | AJML0922 | AJMNR0922 | AJMNR0922
[8 empty] | AJML0935 | AJMNR0935 | AJMNR0935
[8 empty] | AUHL0598 | AUHNR0598 | AUHNR0598
[8 empty] | AUHL0404II | AUHNR0404B | AUHNR0404B
[8 empty] | AUHL0741 | AUHNR0741 | AUHNR0741
[8 empty] | AUHL0740 | AUHNR0740 | AUHNR0740
[8 empty] | AUHL0540 | AUHNR0540A | AUHNR0540A
[9 empty] | AUHNR0540B | AUHNR0540B
[9 empty] | AUHNR0540C | AUHNR0540C
[9 empty] | AUHNR0540D | AUHNR0540D
[9 empty] | AUHNR0540E | AUHNR0540E
[8 empty] | AUHL0404I | AUHNR0404A | AUHNR0404A
[8 empty] | AUHL0404III | AUHNR0404C | AUHNR0404C
[9 empty] | AUHNR0404D | AUHNR0404D
[8 empty] | AUHL0840 | AUHNR0840 | AUHNR0840
[8 empty] | AUHL0839 | AUHNR0839 | AUHNR0839
[8 empty] | AUHL0838 | AUHNR0838 | AUHNR0838
[8 empty] | AUHL0837 | AUHNR0837 | AUHNR0837
[8 empty] | AUHL0836 | AUHNR0836 | AUHNR0836
[8 empty] | AUHL0843 | AUHNR0843 | AUHNR0843
[8 empty] | AUHL0572 | AUHNR0572 | AUHNR0572
[8 empty] | IDXL5730 | IDXNR5730 | IDXNR5730
[8 empty] | IDXL5720 | IDXNR5720 | IDXNR5720
[8 empty] | IADL5083 | IADNR5083 | IADNR5083
[8 empty] | IADL5084 | IADNR5084 | IADNR5084
[8 empty] | IDXL5683 | IDXNR5683 | IDXNR5683
[8 empty] | AUHL0791 | AUHNR0791 | AUHNR0791
[8 empty] | IDXL5874 | IDXNR5874 | IDXNR5874
[8 empty] | IDXL5812 | IDXNR5812 | IDXNR5812
[8 empty] | IDXL5513 | IDXNR5513 | IDXNR5513
[8 empty] | SHJL0249 | SHJNR0249 | SHJNR0249
[8 empty] | IDXL5679 | IDXNR5679 | IDXNR5679
[8 empty] | IDXL5721 | IDXNR5721 | IDXNR5721
[8 empty] | IADL5070 | IADNR5070 | IADNR5070
[8 empty] | IADL5072 | IADNR5072 | IADNR5072
[8 empty] | IADL5074 | IADNR5074 | IADNR5074
[8 empty] | IADL5068 | IADNR5068 | IADNR5068
[8 empty] | IADL5066 | IADNR5066 | IADNR5066
[8 empty] | IDXL5322 | IDXNR5322 | IDXNR5322
[8 empty] | IDXL5811 | IDXNR5811 | IDXNR5811
[8 empty] | IDXL5934 | IDXNR5934 | IDXNR5934
[8 empty] | IDXL5466 | IDXNR5466 | IDXNR5466
[8 empty] | IDXL5049 | IDXNR5049 | IDXNR5049
[8 empty] | AANL0076 | AAN0076_N_BB2 | AAN0076_N_BB2
[8 empty] | SHJL0254 | SHJNR0254 | SHJNR0254
[8 empty] | SHJL0252 | SHJNR0252 | SHJNR0252
[8 empty] | AANL0078 | AAN0078_N_BB2 | AAN0078_N_BB2
[8 empty] | IADL5143 | IADNR5143 | IADNR5143
[8 empty] | IADL5176 | IADNR5176 | IADNR5176
[8 empty] | AANL0075 | AAN0075_N_BB2 | AAN0075_N_BB2
[8 empty] | IADL5142 | IADNR5142 | IADNR5142
[8 empty] | IADL5145 | IADNR5145 | IADNR5145
[8 empty] | AANL0079 | AAN0079_N_BB2 | AAN0079_N_BB2
[8 empty] | IADL5147 | IADNR5147 | IADNR5147
[8 empty] | IADL5177 | IADNR5177 | IADNR5177
[8 empty] | IDXL5417 | IDXNR5417 | IDXNR5417
[8 empty] | IDXL5932 | IDXNR5932 | IDXNR5932
[8 empty] | IADL5110 | IADNR5110A | IADNR5110A
[8 empty] | IDXL5262 | IDXNR5262 | IDXNR5262
[8 empty] | IADL5118 | IADNR5110B | IADNR5110B
[8 empty] | IADL5120 | IADNR5120 | IADNR5120
[8 empty] | DXNL0046 | DXNNR0046 | DXNNR0046
[8 empty] | UAQL0760 | UAQNR0760 | UAQNR0760
[8 empty] | IADL5124 | IADNR5124 | IADNR5124
[8 empty] | IDXL5681 | IDXNR5681 | IDXNR5681
[8 empty] | DXNL0027 | DXNNR0027 | DXNNR0027
[8 empty] | DXNL0013 | DXNNR0013 | DXNNR0013
[8 empty] | DXNL0447 | DXNNR0447 | DXNNR0447
[8 empty] | IDXL5519 | IDXNR5519 | IDXNR5519
[8 empty] | IDXL5789 | IDXNR5789 | IDXNR5789
[8 empty] | DXNL0884 | DXNNR0884 | DXNNR0884
[8 empty] | DXNL0885 | DXNNR0885 | DXNNR0885
[8 empty] | DXNL0946 | DXNNR0946 | DXNNR0946
[8 empty] | IDXL5264 | IDXNR5264 | IDXNR5264
[8 empty] | IDXL5605 | IDXNR5605 | IDXNR5605
[8 empty] | IDXL5687 | IDXNR5687 | IDXNR5687
[8 empty] | IDXL5686 | IDXNR5686B | IDXNR5686B
[8 empty] | IDXL5688 | IDXNR5686C | IDXNR5686C
[8 empty] | IDXL5685 | IDXNR5686A | IDXNR5686A
[8 empty] | IDXL5773 | IDXNR5773 | IDXNR5773
[8 empty] | IDXL5173 | IDXNR5173 | IDXNR5173
[8 empty] | IADL5178 | IADNR5178 | IADNR5178
[8 empty] | IADL5179 | IADNR5179 | IADNR5179
[8 empty] | IADL5319 | IADNR5319 | IADNR5319
[8 empty] | AANL0068 | AAN0068_N_BB2 | AAN0068_N_BB2
[8 empty] | IDXL5510 | IDXNR5510 | IDXNR5510
[8 empty] | SHJL0459 | SHJNR0459 | SHJNR0459
[8 empty] | IDXL5151 | IDXNR5151 | IDXNR5151
[8 empty] | IDXL5153 | IDXNR5153 | IDXNR5153
[8 empty] | IDXL5892 | IDXNR5892 | IDXNR5892
[8 empty] | DXNL0411 | DXNNR0411 | DXNNR0411
[8 empty] | IDXL5744 | IDXNR5744 | IDXNR5744
[8 empty] | IDXL5155 | IDXNR5155 | IDXNR5155
[8 empty] | IDXL5516 | IDXNR5516 | IDXNR5516
[8 empty] | IDXL5742 | IDXNR5742 | IDXNR5742
[9 empty] | DXBNR0500B | DXBNR0500B
[9 empty] | DXBNR0500A | DXBNR0500A
[8 empty] | DXNL0593 | DXNNR0593 | DXNNR0593
[8 empty] | DXNL0596 | DXNNR0596 | DXNNR0596
[8 empty] | IDXL5357 | IDXNR5357 | IDXNR5357
[8 empty] | IADL5025 | IADNR5025 | IADNR5025
[8 empty] | DXNL0599 | DXNNR0599 | DXNNR0599
[8 empty] | IDXL5978I | IDXNR5978A | IDXNR5978A
[8 empty] | IADL5035 | IADNR5035 | IADNR5035
[8 empty] | IADL5031 | IADNR5031 | IADNR5031
[8 empty] | IDXL5351 | IDXNR5351 | IDXNR5351
[8 empty] | DXNL0423 | DXNNR0423 | DXNNR0423
[8 empty] | DXNNR0423A | DXNNR0423A | DXNNR0423A
[8 empty] | AUHL0685 | AUHNR0685 | AUHNR0685
[8 empty] | IDXL5480 | IDXNR5480 | IDXNR5480
[8 empty] | DXNL0080 | DXNNR0080 | DXNNR0080
[8 empty] | IADL5027 | IADNR5027 | IADNR5027
[8 empty] | IDXL5482 | IDXNR5482 | IDXNR5482
[8 empty] | IDXL5115 | IDXNR5115 | IDXNR5115
[8 empty] | DXNL0495 | DXNNR0495 | DXNNR0495
[8 empty] | DXNL0366 | DXNNR0366 | DXNNR0366
[8 empty] | DXNL0621 | DXNNR0621 | DXNNR0621
[8 empty] | DXNL0604 | DXNNR0604 | DXNNR0604
[8 empty] | IADL5648 | IADNR5648 | IADNR5648
[8 empty] | IADL5578 | IADNR5578 | IADNR5578
[8 empty] | DXNL0997 | DXNNR0997A | DXNNR0997A
[8 empty] | DXNL0133 | DXNNR0133 | DXNNR0133
[8 empty] | AUHL0955 | AUHNR0955 | AUHNR0955
[8 empty] | DXNL0651 | DXNNR0651 | DXNNR0651
[8 empty] | IDXL5485 | IDXNR5485 | IDXNR5485
[8 empty] | DXNL0325 | DXNNR0325 | DXNNR0325
[8 empty] | DXNL0361 | DXNNR0361 | DXNNR0361
[8 empty] | DXNL0362 | DXNNR0362 | DXNNR0362
[8 empty] | DXNL0345 | DXNNR0345 | DXNNR0345
[8 empty] | DXNL0023 | DXNNR0023 | DXNNR0023
[8 empty] | DXNL0992 | DXNNR0992 | DXNNR0992
[8 empty] | DXNL0727 | DXNNR0727 | DXNNR0727
[8 empty] | DXNL0722 | DXNNR0722 | DXNNR0722
[8 empty] | DXNL0725 | DXNNR0725 | DXNNR0725
[8 empty] | DXNL0726 | DXNNR0726 | DXNNR0726
[8 empty] | DXNL0728 | DXNNR0728 | DXNNR0728
[8 empty] | DXNL0594 | DXNNR0594 | DXNNR0594
[8 empty] | IADL5749 | IADNR5749 | IADNR5749
[8 empty] | IADL5458 | IADNR5458 | IADNR5458
[8 empty] | IADL5457 | IADNR5457 | IADNR5457
[8 empty] | DXNL0830 | DXNNR0830 | DXNNR0830
[8 empty] | DXNL0729 | DXNNR0729 | DXNNR0729
[8 empty] | DXNL0597 | DXNNR0597 | DXNNR0597
[8 empty] | SHJL0721 | SHJNR0721 | SHJNR0721
[8 empty] | DXNL0602 | DXNNR0602 | DXNNR0602
[8 empty] | DXNL0603 | DXNNR0603 | DXNNR0603
[8 empty] | DXNL0605 | DXNNR0605 | DXNNR0605
[8 empty] | AANL0069 | AAN0069_N_BB2 | AAN0069_N_BB2
[8 empty] | DXNL0081 | DXNNR0081 | DXNNR0081
[8 empty] | DXNL0528 | DXNNR0528 | DXNNR0528
[8 empty] | ISHL5023 | ISHNR5023 | ISHNR5023
[8 empty] | DXNL0606 | DXNNR0606 | DXNNR0606
[8 empty] | IADL5761 | IADNR5761 | IADNR5761
[8 empty] | DXNL0833 | DXNNR0833 | DXNNR0833
[8 empty] | ISHL5007 | ISHNR5007 | ISHNR5007
[8 empty] | ISHL5006 | ISHNR5006 | ISHNR5006
[8 empty] | IADL5539 | IADNR5539 | IADNR5539
[8 empty] | IADL5540 | IADNR5540 | IADNR5540
[8 empty] | IADL5541 | IADNR5541 | IADNR5541
[8 empty] | DXNL0082 | DXNNR0082 | DXNNR0082
[8 empty] | IDXL5521 | IDXNR5521 | IDXNR5521
[8 empty] | DXNL0601 | DXNNR0601 | DXNNR0601
[8 empty] | IDXL5632 | IDXNR5632 | IDXNR5632
[8 empty] | DXNL0591 | DXNNR0591 | DXNNR0591
[8 empty] | AJML0936 | AJMNR0936 | AJMNR0936
[8 empty] | IDXL5898 | IDXNR5898 | IDXNR5898
[8 empty] | DXNL0377 | DXNNR0377 | DXNNR0377
[8 empty] | DXNL0650 | DXNNR0650 | DXNNR0650
[8 empty] | IADL5828 | IADNR5828 | IADNR5828
[8 empty] | DXNL0496 | DXNNR0496 | DXNNR0496
[8 empty] | DXBL0633I | DXBNR0633C | DXBNR0633C
[8 empty] | IADL5823 | IADNR5823 | IADNR5823
[8 empty] | DXNL0590 | DXNNR0590 | DXNNR0590
[8 empty] | IDXL5954VI | IDXNR5954F | IDXNR5954F
[8 empty] | SHJL0907 | SHJNR0907 | SHJNR0907
[8 empty] | DXNL0497 | DXNNR0497 | DXNNR0497
[8 empty] | DXBL0633VI | DXBNR0633F | DXBNR0633F
[8 empty] | IDXL5634 | IDXNR5634 | IDXNR5634
[8 empty] | ISHL5122 | ISHNR5122 | ISHNR5122
[8 empty] | IADL5373 | IADNR5373 | IADNR5373
[8 empty] | IADL5374 | IADNR5374 | IADNR5374
[8 empty] | IADL5852 | IADNR5852 | IADNR5852
[8 empty] | DXNL0041 | DXNNR0041 | DXNNR0041
[8 empty] | DXNL0040 | DXNNR0040 | DXNNR0040
[8 empty] | DXNL0038 | DXNNR0038 | DXNNR0038
[8 empty] | SHJL0050 | SHJNR0050 | SHJNR0050
[9 empty] | IADNR5800D | IADNR5800D
[9 empty] | IADNR5800C | IADNR5800C
[9 empty] | IADNR5800B | IADNR5800B
[9 empty] | IADNR5800A | IADNR5800A
[8 empty] | IADL5345 | IADNR5345 | IADNR5345
[8 empty] | IADL5343 | IADNR5343 | IADNR5343
[8 empty] | IDXL5256 | IDXNR5256 | IDXNR5256
[8 empty] | IFUL5601 | IFUNR5601 | IFUNR5601
[8 empty] | IDXL5680 | IDXNR5680 | IDXNR5680
[8 empty] | IDXL5532 | IDXNR5532 | IDXNR5532
[8 empty] | DUBL0022 | DUBNR0022 | DUBNR0022
[8 empty] | DUBL0008 | DUBNR0008 | DUBNR0008
[8 empty] | IADL5347 | IADNR5347 | IADNR5347
[8 empty] | DUBL0231 | DUBNR0231 | DUBNR0231
[8 empty] | IADL5979 | IADNR5979 | IADNR5979
[8 empty] | IDXL5501 | IDXNR5501 | IDXNR5501
[8 empty] | IDXL5502 | IDXNR5502 | IDXNR5502
[8 empty] | IDXL5504 | IDXNR5504 | IDXNR5504
[8 empty] | IDXL5503 | IDXNR5503 | IDXNR5503
[8 empty] | DUBL0091 | DUBNR0091 | DUBNR0091
[8 empty] | DUBL0012 | DUBNR0012 | DUBNR0012
[8 empty] | DUBL0261 | DUBNR0261 | DUBNR0261
[8 empty] | AUHL0059 | AUHNR0059 | AUHNR0059
[8 empty] | DXNL0388 | DXNNR0388 | DXNNR0388
[8 empty] | IDXL5873 | IDXNR5873 | IDXNR5873
Note on H11: can dual SISO
Note on N223: can dual SISO

## Sheet2 (hidden)
Attribute in Outdoor GIC | Eg:- | Status
3G Site Status | On Air | Not Present
4G Site Status | On Air | Not Present
5G Status | On Air | Not Present
3G Scope | 2005-07-07 | Not Present
Purpose | Permanent | Not Present
Vendor | Nokia/Ericsson | Not Present
Sharing Model | Du Solo | Not Present
Technology | 2G+3G+4G+5G | Not Present
Cabinet Type | Enclosure6130 | Not Present
4T4R | 4T4R | Not Present
3G Configuration | U2100 + U900 | Not Present
LTE Configuration | L1800 (F1+F2) + L800 + L2100 | Not Present
5G Configuration (ICC/2CC/3CC) | 1CC | Not Present
Count of 3G/4G RRU | 5 | Not Present
Count of 5G RRU | 3 | Not Present
5G Band Information (N41/N78/N41+N78) | N41 | Not Present
Sitecode | AAC4348 | Present
Region | AAN | Present
2G logical ID | AAC4348 | Present
3G logical ID | AAC4348 | Present
4G logical ID | AAC4348 | Present
5G Logical ID | AACNR4348 | Present
2G Site Status | On Air | Present
Latitude | 24.1831 | Present
Longitude | 55.3201 | Present
Site Type | Outdoor | Present
Site Type | Greenfield | Present
Structure Owner | Outdoor Green field-du Owned | Present
Site Model | RDU | Present
4G Configuration (ICC/2CC/3CC/4CC) | 4CC | Present
Zone ID | 8007100 | Present
Antenna Height | 28 | Not Aplicable

## TRS clarification (hidden)
Physcial Sitecode | Site name | 2G Technical code | 3G Technical code | 4G Technical code | Region | Latitude | Longitude | Vendor | Site Type | Site Model | Transmission Media | Device Name | RF Remarks
IDX5550 | Marina Promenade X2 - Attessa |  | IDX0550 | IDXL5550 | DXB | 25.0754 | 55.1338 | Waseela | Residential | IBS | IIB | IDX-5550-IBS-SAR-M-1 | update your code
IAD5083 | New Mafraq Hospital_Patient building Block A & Block B |  | IAD0083 | IADL5083 | SE | 24.3242 | 54.6134 | Not Assigned | Hospital | IBS | MW | 0 | not carrying traffic
IDX5456 | Union Coop Rashidiya |  | IDX0456 | IDXL5456 | DXB | 25.2287 | 55.3836 | #N/A |  | IBS | MW | 0 | GIS fle updated
AUH0794 | Rotana Hotel and Resort in Saadiyat Island |  | AUH5794 | AUHL0794 | SE | 24.5422 | 54.4304 | Tawasol | Hotel | IBS | MW | 0 | GIS fle updated
IAD5001 | SmallCell Satellite_Ground Floor_Right Half |  |  | IADL5001 | SE | 24.427 | 54.6466 | #N/A | Airport | ATOM | IIB | IADL-5011-CSG-SAR-8-1 | update your code
IAD5013 | SmallCell Arrival Hall |  |  | IADL5013I | SE | 24.427 | 54.6466 | #N/A | Airport | IBS | IIB | IADL-5011-CSG-SAR-8-1 | update your code
IDX0940C | ATOM Riu Hotel Project_1 |  | IDX0940C | IDXL5940III | DXB | 25.3014 | 55.3056 | Huawei | Commercial | ATOM | MW | 0 | GIS fle updated
IDX0940D | ATOM Riu Hotel Project_2 |  | IDX0940D | IDXL5940IV | DXB | 25.3014 | 55.3056 | Huawei | Commercial | ATOM | MW | 0 | GIS fle updated
IDX0941C | ATOM Sika UAE LLC_1 |  | IDX0941C | IDXL5941III | DXB | 24.8234 | 55.1047 | Tawasol | Commercial | ATOM | IIB | IDX-0941C-CSG-SAR-X-1 | GIS fle updated
IDX0941D | ATOM Sika UAE LLC_2 |  | IDX0941D | IDXL5941IV | DXB | 24.8232 | 55.1047 | Tawasol | Commercial | ATOM | IIB | IDX-0941C-CSG-SAR-X-1 | GIS fle updated
IDX0943C | Al Laith New Office at Dubai Industrial Park |  | IDX0943C | IDXL5943III | DXB | 24.8436 | 55.0942 | Tawasol | Commercial | ATOM | IIB | IDX-0943C-CSG-SAR-X-1 | GIS fle updated
IDX0943D | ATOM Glenbeigh Records Management |  | IDX0943D | IDXL5943IV | DXB | 24.9034 | 55.1192 | Tawasol | Commercial | ATOM | MW | 0 | GIS fle updated
IDX0950C | ATOM Ministry Of Interior - GDRFA at Al Barsha |  | IDX0950C | IDXL5950III | DXB | 25.1107 | 55.2348 | Tawasol | Government | ATOM | IIB | IDX-0950C-CSG-SAR-X-1 | GIS fle updated
IDX0955B | Atom Mai Dubai Accommodation_A |  | IDX0955B | IDXL5955II | DXB | 24.9997 | 55.2797 | Tawasol | residential | ATOM | MW | 0 | GIS fle updated
IDX0955C | Atom Mai Dubai Accommodation_B |  | IDX0955C | IDXL5955III | DXB | 24.9997 | 55.2797 | Tawasol | residential | ATOM | MW | 0 | GIS fle updated
IDX0958B | ATOM Al Rostamani Pegel Villa |  | IDX0958B | IDXL5958II | DXB | 25.1044 | 55.1299 | Tawasol | Residential | ATOM | IIB | 0 | GIS fle updated
IDX0976A | ATOM ArcelorMittal |  | IDX0976A | IDXL5976I | DXB | 24.9336 | 55.0955 | Tawasol | Commercial | IBS | IIB | IDX-0976A-CSG-SAR-X-1 | GIS fle updated
SHJ0249 | Mega Mall (MIMO) |  |  |  | NE | 25.345 | 55.3989 | Huawei | Mall | IBS | IIB | 0 | not carrying traffic
FUJ0623 | Fujairah Century Mall |  |  |  | NE | 25.1572 | 56.35 | Huawei | Mall | IBS | IIB | FUJ-0623-CSG-SAR-X-1 | not carrying traffic
IDX5097 | Dubai Mall - Ice Rink 3 U900 |  | IDX0097 |  | DXB | 25.1976 | 55.2787 | 0 | Mall | IBS | IIB | IDX-5095-IBS-SAR-M-1 | update your code
IDX5096 | Dubai Mall - Ice Rink 2 U900 |  | IDX0096 |  | DXB | 25.1976 | 55.2787 | 0 | Mall | IBS | IIB | IDX-5095-CSG-SAR-X-1 | update your code
IDX5095 | Dubai Mall - Ice Rink 1 U900 |  | IDX0095 |  | DXB | 25.1976 | 55.2787 | 0 | Mall | IBS | IIB | IDX-5095-CSG-SAR-X-1 | update your code
AUH0736 | Al Muneera Mainland Al Sana_2(CC & lower CD2) Buildings |  |  |  | AUH | 24.4498 | 54.6065 | Not Assigned | Residential | IBS | MW | 0 | not carrying traffic
DXN0502 | Med clinic Parkview Hospital @ Al Barsha South Third |  |  |  | DXB | 25.0654 | 55.2489 | Huawei | Hospital | IBS | IIB | DXN-0502-CSG-SAR-X-1 | not carrying traffic
IDX5469 | JLT - A1 New Dubai Gate 2 |  |  |  | DXB | 25.0657 | 55.1371 | Tawasol | Residential | IBS | IIB | IDX-5469-CSG-SAR-X-1 | not carrying traffic
DXN0010 | Carlton Hotel |  |  |  | DXB | 25.2092 | 55.2749 | Huawei | Hotel | IBS | MW | 0 | not carrying traffic
IDX5295 | Kingdom of Shiba ( A & B ) |  |  |  | DXB | 25.1199 | 55.1107 | Nokia | Hotel | IBS | IIB | IDX-5295-CSG-SAR-X-1 | not carrying traffic
IDX5683 | Blue Water Retail Wharf - 2 |  | IDX0683 | IDXL5683 | DXB | 25.0789 | 55.1232 | Tawasol | Commercial | IBS | IIB | 0 | update your code
IDX5570 | Bvlgari Residences Block A at Jumeirah Bay |  | IDX0570 | IDXL5570 | DXB | 25.209 | 55.2358 | Not Assigned | Residential | IBS | IIB | IDX-5570-IBS-SAR-M-1 | update your code
SHJ0481 | Al Saada Tower @ Al Mamzar Lake |  |  |  | NE | 25.3118 | 55.3639 | Tawasol | Mixed used | IBS | IIB | SHJ-0481-CSG-SAR-X-1 | not carrying traffic
IDX5506 | Meraas HQ & Engineers Office |  |  |  | DXB | 25.2169 | 55.2753 | Huawei | commercial | IBS | MW | 0 | not carrying traffic
DXN0046 | Asia Cup-Al Nasr Club Stadium |  |  |  | DXB | 25.2398 | 55.3126 | Huawei | Stadium | IBS | IIB | DXB-3145-PREAGG-SR7-1 | GIS fle updated
DXN0013 | Al Nasr Club Stadium Seating Area |  |  |  | DXB | 25.2398 | 55.3126 | Huawei | Stadium | IBS | IIB | DXB-3145-PREAGG-SR7-1 | GIS fle updated
DXB0431 | Oceana Residential Building 2 - Palm Jumeirah |  | DXB5431 | 0 | DXB | 25.1113 | 55.1366 | 0 | Residential | IBS | IIB | DXB-0431-IBS-SAR-M-1 | update your code

## Sheet1 (hidden)
2G Site Code | 3G Site Code | LTE Site Code | Site Name | Physical Building | IBS Site Status | Lat | Long | Site Type | IBS Site Type | Region | Emirates | TOP Communities | Lead Operator | Design Partner | Site On Air Technology | 2G Status | 3G Status | LTE Status | Total 3G Data (MB) | Total 4G Data (MB)
DXB0051 | DXB5051 |  | Zumurrud Tower | Zumurrud Tower | On Air | 25.0702 | 55.1339 | IBS | Commercial | DXB | Dubai | DUBAI_MARSA DUBAI | du | In House | 2G-3G | On Air | On Air |  | 342032.8014 | 0 | DXB5051
AUH0803 | AUH5803 | AUHL0803 | Zone Corp C | Zone Corp C | On Air | 24.4308 | 54.4644 | IBS | Commercial | SE | Abu Dhabi | ABU DHABI_Al Matar | du | Huawei | 2G-3G-4G | On Air | On Air | On Air | 75631.9968 | 183314.5165 | AUH5803
SHJ0236 | SHJ5236 | SHJL0236 | Zero 6 Mall |  | On Air | 25.2901 | 55.4972 |  | Mall | NE |  | SHARJAH_AL JURAINA |  |  |  |  | On Air | On Air | 542911.3463 | 2869529.8 | SHJ5236
DXB0461 | DXB5461 |  | ZEE TV New DMC 10 Bldg | ZEE TV New DMC 10 Bldg | On Air | 25.102 | 55.1679 | IBS | Commercial | DXB | Dubai | DUBAI_AL SAFOUH SECOND | du | NSN | 2G-3G | On Air | On Air |  | 551846.7238 | 0 | DXB5461
IDX5236 | IDX0236 | IDXL5236 | Zayed University DMC | Zayed University DMC | On Air | 25.1044 | 55.1669 | IBS | University | DXB | Dubai | DUBAI_AL SAFOUH SECOND | du | Huawei | 3G-4G |  | On Air | On Air | 10433.1428 | 80586.9 | IDX0236
AUH0651 | AUH5651 | AUHL0651 | Zayed University - Library Building | Zayed University - Library Building | On Air | 24.3941 | 54.584 | IBS | University | SE | Abu Dhabi | ABU DHABI_ZAYED CITY | du | MOTO | 2G-3G | On Air | On Air |  | 282736.9188 | 0 | AUH5651
AUH0652 | AUH5652 | AUHL0652 | Zayed University - Convention Building | Zayed University - Convention Building | On Air | 24.3941 | 54.584 | IBS | University | SE | Abu Dhabi | ABU DHABI_ZAYED CITY | du | MOTO | 2G-3G-4G | On Air | On Air | On Air | 275593.4674 | 64935.2131 | AUH5652
IAD5106 | IAD0106 | IADL5106 | Zayed Sports City Stadium Site 3 | Zayed Sports City Stadium | On Air | 24.4163 | 54.4528 |  | Stadium | SE |  | ABU DHABI_Al Madina Al Riyadiya |  |  | 3G-4G |  | On Air | On Air | 3903.5216 | 79046.117 | #N/A
IAD5104 | IAD0104 | IADL5104 | Zayed Sports City Stadium Site 2 | Zayed Sports City Stadium | On Air | 24.4163 | 54.4528 |  | Stadium | SE |  | ABU DHABI_Al Madina Al Riyadiya |  |  | 3G-4G |  | On Air | On Air | 34733.902 | 389054.36 | #N/A
IAD5103 | IAD0103 | IADL5103 | Zayed Sports City Stadium Site 1 | Zayed Sports City Stadium | On Air | 24.4163 | 54.4528 |  | Stadium | SE |  | ABU DHABI_Al Madina Al Riyadiya |  |  | 3G-4G |  | On Air | On Air | 6738.7333 | 116559.9297 | #N/A
AUH0728 | AUH5728 | AUHL0728 | Zayed Higher Organization - Abu Dhabi Center for Autism | Zayed Higher Organization - Abu Dhabi Center for Autism | On Air | 24.3223 | 54.6093 | IBS | Hospital | SE | Abu Dhabi | ABU DHABI_SHAKHBOUT CITY | du | T | 3G-4G |  | On Air | On Air | 173146.6139 | 405744.9181 | AUH5728
SHJ0113 | SHJ5113 | SHJL0113 | Zakher 3 | Zakher 3 | On Air | 25.3081 | 55.3728 | IBS | Residential | NE | Sharjah | SHARJAH_AL MAMZAR | du | NSN | 2G-3G | On Air | On Air |  | 2741320.4761 | 0 | SHJ5113
AUH0808 | AUH5808 | AUHL0808 | Zadco Complex Khalidiyah | Zadco Complex Khalidiyah | On Air | 24.4709 | 54.3425 | IBS | Residential | SE | Abu Dhabi | ABU DHABI_Al Khalidiya | du | W | 3G-4G |  | On Air | On Air | 111009.4429 | 519179.4126 | AUH5808
DXB0959 | DXB5959 |  | Zabeel Sarray 3G Sec1 | Zabeel Sarray 3G Sec1 | On Air | 25.0987 | 55.1237 | IBS | Hotel | DXB | Dubai | DUBAI_NAKHLAT JUMEIRA (THE PALM JUMEIRAH) | Etisalat | ETC | 3G |  | On Air |  | 74221.052 | 0 | DXB5959
DXB0008 | DXB5008 | DXBL0008 | Zabeel Main Majlis/Palace | Zabeel Main Majlis/Palace | On Air | 25.2093 | 55.3018 | IBS | Palace | DXB | Dubai | DUBAI_ZAABEEL SECOND | Etisalat | ETC | 2G-3G-4G | On Air | On Air | On Air | 9213.6913 | 72260.1 | DXB5008
DXB0688 | DXB5688 |  | Zabeel Ladies Club | Zabeel Ladies Club | On Air | 25.2315 | 55.3064 | IBS | Hotel | DXB | Dubai | DUBAI_ZAABEEL FIRST (ZAABEEL FIRST) | Etisalat | ETC | 2G-3G | On Air | On Air |  | 90199.8116 | 0 | DXB5688
DXB0144 | DXB5144 | DXBL0144 | Zabeel Falcon Majlis | Zabeel Falcon Majlis | On Air | 25.2094 | 55.2981 | IBS | Palace | DXB | Dubai | DUBAI_ZAABEEL SECOND | Etisalat | ETC | 2G-3G-4G | On Air | On Air | On Air | 39.9845 | 357.2 | DXB5144
IDX5007 | IDX0007 |  | YES Business Center | YES Business Center | On Air | 25.1117 | 55.2058 | IBS | Commercial | DXB | Dubai | DUBAI_AL BARSHA FIRST | du | Huawei | 2G-3G | On Air | On Air |  | 485551.2368 | 0 | IDX0007
SHJ0368 | SHJ5368 |  | Yaz Building | Yaz Building | On Air | 25.3004 | 55.3718 | IBS | Residential | NE | Sharjah | SHARJAH_AL NAHDA | du | Huawei | 2G-3G | On Air | On Air |  | 508401.8673 | 0 | SHJ5368
DXB0162 | DXB5162 |  | Yass Tower_Dubai Marina | Yass Tower_Dubai Marina | On Air | 25.0836 | 55.149 | IBS | Residential | DXB | Dubai | DUBAI_MARSA DUBAI | Etisalat | ETC | 2G-3G | On Air | On Air |  | 267445.3287 | 0 | DXB5162
SHJ0138 | SHJ5138 |  | Yasmin 3 | Yasmin 3 | On Air | 25.331 | 55.4232 | IBS | Residential | NE | Sharjah | SHARJAH_INDUSTRIAL AREA 6 | du | Huawei | 2G-3G | On Air | On Air |  | 903156.7114 | 0 | SHJ5138
SHJ0137 | SHJ5137 | SHJL0137 | Yasmin 2 | Yasmin 2 | On Air | 25.3313 | 55.4234 | IBS | Residential | NE | Sharjah | SHARJAH_INDUSTRIAL AREA 6 | du | Huawei | 2G-3G-4G | On Air | On Air | On Air | 501240.0663 | 1066067.1 | SHJ5137
SHJ0136 | SHJ5136 | SHJL0136 | Yasmin 1 | Yasmin 1 | On Air | 25.3325 | 55.4237 | IBS | Residential | NE | Sharjah | SHARJAH_INDUSTRIAL AREA 6 | du | Huawei | 2G-3G-4G | On Air | On Air | On Air | 1104630.3233 | 1317222.9 | SHJ5136
AUH0934 | AUH5934 | AUHL0934 | Yas Waterworld - Souk Building | Yas Waterworld | On Air | 24.4886 | 54.6004 | IBS | Resort/Theme Park | SE | Abu Dhabi | ABU DHABI_YAS ISLAND | Etisalat | ETC | 2G-3G-4G | On Air | On Air | On Air | 130076.9304 | 444177.4188 | AUH5934
AUH0933 | AUH5933 | AUHL0933 | Yas Waterworld - BOH Building | Yas Waterworld | On Air | 24.4868 | 54.5994 | IBS | Resort/Theme Park | SE | Abu Dhabi | ABU DHABI_YAS ISLAND | Etisalat | ETC | 2G-3G-4G | On Air | On Air | On Air | 81284.5751 | 142881.3456 | AUH5933
AUH0930 | AUH5930 | AUHL0930 | Yas Marina Yacht Club - Building 4 & Basement | Yas Marina Yacht Club | On Air | 24.4654 | 54.6091 | IBS | Hotel | SE | Abu Dhabi | ABU DHABI_YAS ISLAND | Etisalat | ETC | 2G-3G-4G | On Air | On Air | On Air | 13249.7189 | 104191.8385 | AUH5930
AUH0929 | AUH5929 | AUHL0929 | Yas Marina Yacht Club - Building 2 | Yas Marina Yacht Club | On Air | 24.4661 | 54.6096 | IBS | Commercial | SE | Abu Dhabi | ABU DHABI_YAS ISLAND | Etisalat | ETC | 2G-3G-4G | On Air | On Air | On Air | 159870.5437 | 693201.5863 | AUH5929
AUH0928 | AUH5928 | AUHL0928 | Yas Marina Yacht Club - Building 1 | Yas Marina Yacht Club | On Air | 24.4671 | 54.6094 | IBS | Commercial | SE | Abu Dhabi | ABU DHABI_YAS ISLAND | Etisalat | ETC | 2G-3G-4G | On Air | On Air | On Air | 84915.0433 | 218728.2306 | AUH5928
AUH0611 | AUH5611 | AUHL0611 | YAS Marina Hotel B - L6 (Now known as Viceroy Hotel) | YAS Viceroy Hotel | On Air | 24.4674 | 54.6068 | IBS | Hotel | SE | Abu Dhabi | ABU DHABI_YAS ISLAND | Etisalat | ETC | 2G-3G-4G | On Air | On Air | On Air | 151451.8763 | 874067.9998 | AUH5611
AUH0610 | AUH5610 | AUHL0610 | YAS Marina Hotel A - L8 (Now known as Viceroy Hotel) | YAS Viceroy Hotel | On Air | 24.4674 | 54.6071 | IBS | Hotel | SE | Abu Dhabi | ABU DHABI_YAS ISLAND | Etisalat | ETC | 2G-3G-4G | On Air | On Air | On Air | 508000.4086 | 1480870.7952 | AUH5610
AUH0612 | AUH5612 | AUHL0612 | YAS Marina Hotel - LG (Now known as Viceroy Hotel) | YAS Viceroy Hotel | On Air | 24.4674 | 54.6068 | IBS | Hotel | SE | Abu Dhabi | ABU DHABI_YAS ISLAND | Etisalat | ETC | 2G-3G-4G | On Air | On Air | On Air | 155234.9062 | 251865.7112 | AUH5612
AUH0649 | AUH5649 | AUHL0649 | YAS Mall VOX Cinema | YAS Mall | On Air | 24.4902 | 54.6073 | IBS | Mall | SE | Abu Dhabi | ABU DHABI_YAS ISLAND | Etisalat | ETC | 3G-4G |  | On Air | On Air | 704557.659 | 2694797.2243 | AUH5649
AUH0978 | AUH5978 | AUHL0978 | Yas Mall - South West | YAS Mall | On Air | 24.4877 | 54.6068 | IBS | Mall | SE | Abu Dhabi | ABU DHABI_YAS ISLAND | Etisalat | ETC | 2G-3G-4G | On Air | On Air | On Air | 1887943.8163 | 8264650.1578 | AUH5978
AUH0977 | AUH5977 | AUHL0977 | Yas Mall - South East | YAS Mall | On Air | 24.4873 | 54.6093 | IBS | Mall | SE | Abu Dhabi | ABU DHABI_YAS ISLAND | Etisalat | ETC | 2G-3G-4G | On Air | On Air | On Air | 3214163.7496 | 12218581.7357 | AUH5977
AUH0980 | AUH5980 | AUHL0980 | Yas Mall - NW Car Park | YAS Mall | On Air | 24.4903 | 54.6077 | IBS | Car Park | SE | Abu Dhabi | ABU DHABI_YAS ISLAND | Etisalat | ETC | 2G-3G-4G | On Air | On Air | On Air | 833435.351 | 2769946.8613 | AUH5980
AUH0976 | AUH5976 | AUHL0976 | Yas Mall - North West | YAS Mall | On Air | 24.4896 | 54.608 | IBS | Mall | SE | Abu Dhabi | ABU DHABI_YAS ISLAND | Etisalat | ETC | 2G-3G-4G | On Air | On Air | On Air | 3523041.2142 | 9421913.8611 | AUH5976
AUH0533 | AUH5533 | AUHL0533 | Yas Mall - North East | YAS Mall | On Air | 24.489 | 54.6099 | IBS | Mall | SE | Abu Dhabi | ABU DHABI_YAS ISLAND | Etisalat | ETC | 2G-3G-4G | On Air | On Air | On Air | 2381007.8519 | 8378309.3131 | AUH5533
AUH0979 | AUH5979 | AUHL0979 | Yas Mall - NE Car Park | YAS Mall | On Air | 24.4894 | 54.6109 | IBS | Car Park | SE | Abu Dhabi | ABU DHABI_YAS ISLAND | Etisalat | ETC | 2G-3G-4G | On Air | On Air | On Air | 1117799.5116 | 2837875.7414 | AUH5979
SHJ0132 | SHJ5132 | SHJL0132 | Yamama Tower | Yamama Tower | On Air | 25.3287 | 55.376 | IBS | Residential | NE | Sharjah | SHARJAH_AL MAZAJ THIRD | du | NSN-FTK | 2G-3G-4G | On Air | On Air | On Air | 543437.1941 | 1189128.5 | SHJ5132
SHJ0315 | SHJ5315 | SHJL0315 | Yamaha Building | Yamaha Building | On Air | 25.318 | 55.3766 | IBS | Residential | NE | Sharjah | SHARJAH_AL MAMZAR | du | Huawei | 2G-3G-4G | On Air | On Air | On Air | 271189.314 | 1604538.7 | SHJ5315
AUH0845 | AUH5845 | AUHL0845 | Yahsat Building | Yahsat Building | On Air | 24.4398 | 54.8271 | IBS | Commercial | SE | Abu Dhabi | ABU DHABI_ZAYED MILITARY CITY | du | NSN | 2G-3G-4G | On Air | On Air | On Air | 377774.1072 | 1728588.7414 | AUH5845
DXB0619 | DXB5619 | DXBL0619 | XL Tower_Business Bay | XL Tower_Business Bay | On Air | 25.1805 | 55.2675 | IBS | Commercial | DXB | Dubai | DUBAI_BURJ KHALIFA (BUSINESS BAY) | du | Mitech | 2G-3G-4G | On Air | On Air | On Air | 155228.5584 | 1146936 | DXB5619
| AJM5955 | AJML0955 | Wyndham Garden Hotel Ajman |  | On Air | 25.4083 | 55.4329 |  | Hotel | [7 empty] | On Air |  | 21094.6239 | 46456.5 | AJM5955
DXB0070 | DXB5070 | DXBL0070 | World Trade Center | World Trade Center | On Air | 25.2278 | 55.2887 | IBS | Commercial | DXB | Dubai | DUBAI_TRADE CENTER SECOND | du | NSN | 2G-3G-4G | On Air | On Air | On Air | 1380788.2552 | 11029.9 | DXB5070
IDX5229 | IDX0229 | IDXL5229 | Windsor Manor Business Bay | Windsor Manor Business Bay | On Air | 25.1918 | 55.2911 | IBS | Residential | DXB | Dubai | DUBAI_BURJ KHALIFA (BUSINESS BAY) | du | Huawei | 3G-4G |  | On Air | On Air | 420944.1062 | 2017322.9 | IDX0229
DXB0991 | DXB5991 |  | Wild Wadi_JBH | Wild Wadi_JBH | On Air | 25.1387 | 55.1888 | IBS | Resort/Theme Park | DXB | Dubai | DUBAI_UMM SUQEIM THIRD | du | In House | 2G-3G | On Air | On Air |  | 357773.1056 | 0 | DXB5991
DXB0369 | DXB5369 |  | White Palace_DSO | White Palace_DSO | On Air | 25.1242 | 55.4026 | IBS | Residential | DXB | Dubai | DUBAI_NADD HESSA (DUBAI SILICON OASIS) | du | Huawei | 2G-3G | On Air | On Air |  | 353958.8279 | 0 | DXB5369
IDX5105 | IDX0105 | IDXL5105 | Westin Hotel at SZR | Westin Hotel at SZR | On Air | 25.1842 | 55.2553 | IBS | Hotel | DXB | Dubai | DUBAI_BURJ KHALIFA (BUSINESS BAY) | du | Huawei | 3G-4G |  | On Air | On Air | 363505.534 | 7045142 | IDX0105
| IDX0105A |  | Westin Hotel at SZR | Westin Hotel at SZR | On Air | 25.1842 | 55.2553 | IBS | Hotel | DXB | Dubai | DUBAI_BURJ KHALIFA (BUSINESS BAY) | du | Huawei | 3G |  | On Air |  | 606924.0686 | 0 | IDX0105A
AUH0872 | AUH5872 | AUHL0872 | Westin Hotel & Spa - Abu Dhabi Golf Club | Westin Hotel & Spa - Abu Dhabi Golf Club | On Air | 24.4196 | 54.529 | IBS | Hotel | SE | Abu Dhabi | ABU DHABI_KHALIFA CITY | Etisalat | ETC | 2G-3G-4G | On Air | On Air | On Air | 176787.9579 | 506618.3132 | AUH5872
DXB0565 | DXB5565 | DXBL0565 | Westin Hotel | Westin Hotel | On Air | 25.0932 | 55.1486 | IBS | Hotel | DXB | Dubai | DUBAI_MARSA DUBAI | du | In House | 2G-3G-4G | On Air | On Air | On Air | 663190.058 | 2025170 | DXB5565
DXB0139 | DXB5139 | DXBL0139 | Westburry 2 @ BB (Plot BB.A03.027 Residential Tower) | Westburry 2 @ BB (Plot BB.A03.027 Residential Tower) | On Air | 25.1861 | 55.275 | IBS | Commercial | DXB | Dubai | DUBAI_BURJ KHALIFA (BUSINESS BAY) | du | NSN | 3G-4G |  | On Air | On Air | 562370.549 | 4028503.9 | DXB5139
DXB0140 | DXB5140 |  | Westburry 1 @ BB (Plot BB.A03.028 Office Tower) | Westburry 1 @ BB (Plot BB.A03.028 Office Tower) | On Air | 25.1864 | 55.2745 | IBS | Residential | DXB | Dubai | DUBAI_BURJ KHALIFA (BUSINESS BAY) | du | NSN | 3G |  | On Air |  | 1181147.7872 | 0 | DXB5140
DXB0698 | DXB5698 |  | West Avenue Tower | West Avenue Tower | On Air | 25.0744 | 55.1389 | IBS | Residential | DXB | Dubai | DUBAI_MARSA DUBAI | du | Huawei | 3G |  | On Air |  | 466264.3114 | 0 | DXB5698
AUH0639 | AUH5639 | AUHL0639 | Welcome Pavillion - Yas Island | Welcome Pavillion - Yas Island | On Air | 24.4856 | 54.6078 | IBS | Commercial | SE | Abu Dhabi | ABU DHABI_YAS ISLAND | Etisalat | ETC | 2G-3G-4G | On Air | On Air | On Air | 1243505.149 | 1347.1962 | AUH5639
DXB0705 | DXB5705 | DXBL0705 | Welcare Hospital | Welcare Hospital | On Air | 25.2469 | 55.3401 | IBS | Hospital | DXB | Dubai | DUBAI_AL GARHOUD | du | NSN | 2G-3G-4G | On Air | On Air | On Air | 468520.4907 | 4316441.8 | DXB5705
DXB0692 | DXB5692 |  | Water’s Edge Tower | Water’s Edge Tower | On Air | 25.1878 | 55.2843 | IBS | Residential | DXB | Dubai | DUBAI_BURJ KHALIFA (BUSINESS BAY) | du | Huawei | 3G |  | On Air |  | 845123.0069 | 0 | DXB5692
| IAD0130 | IADL5130 | Warner Bros World Theme Park_Site 2 | Warner Bros World Theme Park | On Air | 24.4916 | 54.5999 |  | Resort/Theme Park | [7 empty] | On Air | On Air | 202395.9061 | 1412972.9253 | IAD0130
| IAD0129 | IADL5129 | Warner Bros World Theme Park_Site 1 | Warner Bros World Theme Park | On Air | 24.4916 | 54.5999 |  | Resort/Theme Park | [7 empty] | On Air | On Air | 304870.8539 | 2001028.598 | IAD0129
AUH0415 | AUH5415 | AUHL0415 | Waqf Sheikh Zayed Tower (AWQAF Building) | Waqf Sheikh Zayed Tower (AWQAF Building) | On Air | 24.4769 | 54.3538 | IBS | Government | SE | Abu Dhabi | ABU DHABI_Al Khalidiya | du | T | 3G-4G |  | On Air | On Air | 531651.6079 | 2283686.3664 | AUH5415
NA | DXB5682E | DXBL0647II | Waitrose 2 | Dubai Mall | On Air | 25.1976 | 55.2787 | ATOM | Mall | DXB | Dubai | DUBAI_BURJ KHALIFA (BUSINESS BAY) | du | Huawei | 3G-4G |  | On Air | On Air | 69623.7196 | 2642579.7 | DXB5682E
AAN0034 | AAN5034 | AANL0034 | Wahat Hili Mall & Rayhan Hotel by Rotana | Wahat Hili Mall & Rayhan Hotel by Rotana | On Air | 24.273547 | 55.7791 | IBS | Mall | SE | Abu Dhabi | ABU DHABI_HILI | Etisalat | ETC | 2G-3G-4G | On Air | On Air | On Air | 1315112.5529 | 5603988.0174 | AAN5034
DXB0379 | DXB5379 |  | Wafi Pyramids | Wafi Pyramids | On Air | 25.2298 | 55.3202 | IBS | Mall | DXB | Dubai | DUBAI_UMM HURAIR SECOND | du | NSN | 2G-3G | On Air | On Air |  | 461829.4529 | 0 | DXB5379
DXB0068 | DXB5068 |  | Wafi Mall_4(Site Expansion) | Wafi Mall | On Air | 25.2294 | 55.318 | IBS | Mall | DXB | Dubai | DUBAI_UMM HURAIR SECOND | du | NSN | 2G-3G-4G | On Air | On Air |  | 1297684.6774 | 0 | DXB5068
| IDX0120 | IDXL5119I | Wafi Mall_3(Site Expansion) | Wafi Mall | On Air | 25.2292 | 55.3192 | IBS | Mall | DXB | Dubai | DUBAI_UMM HURAIR SECOND | du | NSN | 3G-4G |  | On Air | On Air | 296362.3948 | 7501748.7 | IDX0120
| IDX0119 | IDXL5119 | Wafi Mall_2(Site Expansion) | Wafi Mall | On Air | 25.2285 | 55.3202 | IBS | Mall | DXB | Dubai | DUBAI_UMM HURAIR SECOND | du | NSN | 3G-4G |  | On Air | On Air | 629914.0897 | 5890719.4 | IDX0119
IDX5064 | IDX0064 | IDXL5064 | Wafi Mall_1(Site Expansion) | Wafi Mall | On Air | 25.2294 | 55.318 | IBS | Mall | DXB | Dubai | DUBAI_UMM HURAIR SECOND | du | NSN | 3G-4G |  | On Air | On Air | 710665.4913 | 2243673.1 | IDX0064
| DXB5068B | IDXL5064I | Wafi Mall (Site Expansion) | Wafi Mall | On Air | 25.2294 | 55.318 | IBS | Mall | DXB | Dubai | DUBAI_UMM HURAIR SECOND | du | NSN | 3G-4G |  | On Air | On Air | 1153430.8777 | 4923586.8 | DXB5068B
IDX5436 | IDX0436 | IDXL5436 | W Residences Palm Jumeirah Basement | W Residences Palm Jumeirah Basement | Decomm | 25.1065 | 55.1113 | IBS | Residential | DXB | Dubai | DUBAI_NAKHLAT JUMEIRA (THE PALM JUMEIRAH) | du | Huawei | 2G-3G-4G |  | Decomm | Decomm | 35965.974 | 59436.7 | #N/A
IDX5299 | IDX0299 | IDXL5299 | W Hotel Resort Palm Jumeirah | W Hotel Resort Palm Jumeirah | On Air | 25.1064 | 55.1114 | IBS | Hotel | DXB | Dubai | DUBAI_NAKHLAT JUMEIRA (THE PALM JUMEIRAH) | du | Huawei | 2G-3G-4G |  | On Air | On Air | 346604.846 | 853772.3 | IDX0299
IDX5107 | IDX0107 | IDXL5107 | W Hotel at SZR | W Hotel at SZR | On Air | 25.1841 | 55.2548 | IBS | Hotel | DXB | Dubai | DUBAI_BURJ KHALIFA (BUSINESS BAY) | du | Huawei | 3G-4G |  | On Air | On Air | 782726.2162 | 5433457.9 | IDX0107
IDX5226 | IDX0226 | IDXL5226 | Volante Tower Business Bay | Volante Tower Business Bay | On Air | 25.1825 | 55.2716 | IBS | Residential | DXB | Dubai | DUBAI_BURJ KHALIFA (BUSINESS BAY) | du | Huawei | 3G-4G |  | On Air | On Air | 41112.9805 | 232551.5 | IDX0226
| IDX0727 | IDXL5727 | Vizir Palme Couture |  | On Air | 25.1068 | 55.1442 |  | Hotel | DXB |  | DUBAI_NAKHLAT JUMEIRA (THE PALM JUMEIRAH) |  |  |  |  | On Air | On Air | 76675.0784 | 105552.6 | IDX0727
AUH0853 | AUH5853 | AUHL0853 | Vision Twin Tower 2 | Vision Twin Tower | On Air | 24.489 | 54.3741 | IBS | Residential | SE | Abu Dhabi | ABU DHABI_Madinat Zayed(AD) | du | Huawei | 2G-3G-4G | On Air | On Air | On Air | 144395.1773 | 329617.4642 | AUH5853
AUH0825 | AUH5825 | AUHL0825 | Vision Twin Tower 1 | Vision Twin Tower | On Air | 24.4888 | 54.3738 | IBS | Residential | SE | Abu Dhabi | ABU DHABI_Madinat Zayed(AD) | du | Huawei | 2G-3G-4G | On Air | On Air | On Air | 100955.3093 | 438758.0663 | AUH5825
DXB0512 | DXB5512 | DXBL0512 | Vision Tower Business Bay | Vision Tower Business Bay | On Air | 25.1888 | 55.2635 | IBS | Commercial | DXB | Dubai | DUBAI_BURJ KHALIFA (BUSINESS BAY) | Etisalat | ETC | 2G-3G-4G | On Air | On Air | On Air | 1152911.5938 | 5205903.6 | DXB5512
| IDX0870 | IDXL5870 | Vincitore Boulevard |  | On Air | 25.0661 | 55.2329 |  | Residential |  |  | DUBAI_AL BARSHA SOUTH THIRD |  |  |  |  | On Air | On Air | 41955.3157 | 350760.7 | IDX0870
| IDX0944C | IDXL5944III | Villa J8 atPalm Jumeirah | Villa J8 atPalm Jumeirah | On Air | 25.1224 | 55.1237 |  | commercial | DXB |  | DUBAI_NAKHLAT JUMEIRA (THE PALM JUMEIRAH) |  |  | 3G-4G |  | On Air | On Air | 17269.3196 | 107100.8 | IDX0944C
IDX5112 | IDX0112 | IDXL5112 | Viceroy Hotel Resorts and Residence Palm jumeirah_Right | Viceroy Hotel Resorts and Residence Palm jumeirah | On Air | 25.1042 | 55.1484 | IBS | Hotel | DXB | Dubai | DUBAI_NAKHLAT JUMEIRA (THE PALM JUMEIRAH) | du | NSN | 3G-4G |  | On Air | On Air | 1099204.0994 | 3569378 | IDX0112
IDX5110 | IDX0110 | IDXL5110 | Viceroy Hotel Resorts and Residence Palm jumeirah_Left | Viceroy Hotel Resorts and Residence Palm jumeirah | On Air | 25.1042 | 55.1484 | IBS | Hotel | DXB | Dubai | DUBAI_NAKHLAT JUMEIRA (THE PALM JUMEIRAH) | du | NSN | 3G-4G |  | On Air | On Air | 1089939.0362 | 3295754.4 | IDX0110
SHJ0153 | SHJ5153 |  | Venus Building | Venus Building | On Air | 25.3068 | 55.37 | IBS | Residential | NE | Sharjah | SHARJAH_AL MAMZAR | du | NSN-FTK | 2G-3G | On Air | On Air |  | 292543.5843 | 0 | SHJ5153
AUH0940 | AUH5940 | AUHL0940 | V Continents Executive Suites | V Continents Executive Suites | On Air | 24.462729 | 54.3865 | IBS | Hotel | SE | Abu Dhabi | ABU DHABI_Al Nahyan | du | Huawei | 3G-4G |  | On Air | On Air | 55720.3931 | 305555.2728 | AUH5940
DXB0637 | DXB5637 | DXBL0637 | Uptown Mirdiff | Uptown Mirdiff | On Air | 25.2236 | 55.4247 | IBS | Mall | DXB | Dubai | DUBAI_MIRDIF | du | T | 2G-3G-4G | On Air | On Air | On Air | 865521.1922 | 2211519.7 | DXB5637
IDX5288 | IDX0288 | IDXL5288 | University of Dubai New Campus at DIAC | University of Dubai New Campus at DIAC | On Air | 25.1066 | 55.414 | IBS | University | DXB | Dubai | DUBAI_AL ROWAIYAH FIRST (800) | du | Huawei | 3G-4G |  | On Air | On Air | 52313.7098 | 370516.1 | IDX0288
IDX5802 | IDX0802 | IDXL5802 | University of Dubai IT College | University of Dubai IT College | On Air | 25.1056 | 55.4151 | IBS | University | DXB | Dubai | DUBAI_AL ROWAIYAH FIRST (800) | du | T | 3G-4G |  | On Air | On Air | 14329.3733 | 71587.9 | IDX0802
SHJ0363 | SHJ5363 | SHJL0363 | University Hospital Sharjah | University Hospital Sharjah | On Air | 25.2995 | 55.4895 | IBS | University | NE | Sharjah | SHARJAH_UNIVERSITY CITY | Etisalat | ETC | 2G-3G-4G | On Air | On Air | On Air | 1298429.9459 | 3787793 | SHJ5363
AUH0913 | AUH5913 | AUHL0913 | Universal Hospital - Tower 2 | Universal Hospital - Tower 2 | On Air | 24.4601 | 54.3794 | IBS | Hospital | SE | Abu Dhabi | ABU DHABI_Al Karamah | du | NSN | 2G-3G-4G | On Air | On Air | On Air | 222866.5528 | 758489.54 | AUH5913
AUH0969 | AUH5969 | AUHL0969 | Universal Hospital | Universal Hospital | On Air | 24.4596 | 54.3791 | IBS | Hospital | SE | Abu Dhabi | ABU DHABI_Al Karamah | du | NSN | 2G-3G-4G | On Air | On Air | On Air | 393582.8403 | 1582562.151 | AUH5969
AUH0448 | AUH5448 | AUHL0448 | Union National Bank | Union National Bank | On Air | 24.4923 | 54.3755 | IBS | Commercial | SE | Abu Dhabi | ABU DHABI_Madinat Zayed(AD) | du | NSN | 2G-3G-4G | On Air | On Air | On Air | 529710.1051 | 1987793.8122 | AUH5448
IDX5456 | IDX0456 | IDXL5456 | Union Coop Rashidiya | Union Coop Rashidiya | On Air | 25.2287 | 55.3836 | IBS | Mall | DXB | Dubai | DUBAI_AL RASHIDIYA | du | T | 3G-4G |  | On Air | On Air | 389506.1701 | 1258902.4 | IDX0456
IDX5443 | IDX0443 | IDXL5443 | Union Coop Mankhool | Union Coop Mankhool | On Air | 25.2424 | 55.2963 | IBS | Mall | DXB | Dubai | DUBAI_MANKHOOL | du | T | 3G-4G |  | On Air | On Air | 167069.7886 | 420306.3 | IDX0443
DXB0283 | DXB5283 | DXBL0283 | Union Coop Jumeira | Union Coop Jumeira | On Air | 25.1874 | 55.2394 | IBS | Mall | DXB | Dubai | DUBAI_JUMEIRA THIRD | du | In House | 2G-3G-4G | On Air | On Air | On Air | 466489.9413 | 2042359.8 | DXB5283
DXB0282 | DXB5282 | DXBL0282 | Union Coop Al Wasl | Union Coop Al Wasl | On Air | 25.2104 | 55.271 | IBS | Mall | DXB | Dubai | DUBAI_AL SATWA | du | In House | 2G-3G-4G | On Air | On Air | On Air | 604425.6708 | 1984292.5 | DXB5282
DXB0276 | DXB5276 | DXBL0276 | Union Coop Al Tawar | Union Coop Al Tawar | On Air | 25.2704 | 55.3717 | IBS | Mall | DXB | Dubai | DUBAI_AL TWAR FIRST | du | In House | 2G-3G-4G | On Air | On Air | On Air | 422596.3806 | 1348531.7 | DXB5276
DXB0825 | DXB5825 | DXBL0825 | Union Coop Al Awir | Union Coop Al Awir | On Air | 25.1752 | 55.387 | IBS | Mall | DXB | Dubai | DUBAI_RAS AL KHOR IND. THIRD | du | Huawei | 2G-3G-4G | On Air | On Air | On Air | 615098.9565 | 4208764.9 | DXB5825
DXB0689 | DXB5689 | DXBL0689 | Union Coop Abu Hail | Union Coop Abu Hail | On Air | 25.2822 | 55.341 | IBS | Mall | DXB | Dubai | DUBAI_HOR AL ANZ EAST | du | NSN | 2G-3G-4G | On Air | On Air | On Air | 695623.8983 | 2093590.6 | DXB5689
UAQ0751 | UAQ5751 |  | Umm Al Quwain Tower | Umm Al Quwain Tower | On Air | 25.5505 | 55.5465 | IBS | Commercial | NE | Umm al Quwain | UMM AL QUWAIN_Al Humrah Area | du | NSN | 2G-3G | On Air | On Air |  | 223404.6744 | 0 | UAQ5751
UAQ0757 | UAQ5757 | UAQL0757 | Umm al Quwain Hospital | Umm al Quwain Hospital | On Air | 25.574 | 55.5603 | IBS | Hospital | NE |  | UMM AL QUWAIN_Al Riqqah / Al Dar Al Baida Area |  |  | 3G-4G |  | On Air | On Air | 593493.8507 | 2889887.4 | UAQ5757
UAQ0759 | UAQ5759 | UAQL0759 | Umm Al Quwain Federal First Instance Court | Umm Al Quwain Federal First Instance Court | On Air | 25.5701 | 55.5633 | IBS | Government | NE | Umm al Quwain | UMM AL QUWAIN_Al Riqqah / Al Dar Al Baida Area | du | T | 3G-4G |  | On Air | On Air | 66073.8386 | 788136.6 | UAQ5759
DXB0827 | DXB5827 |  | UGCP_Burj Dubai | UGCP_Burj Dubai | On Air | 25.1979 | 55.2729 | IBS | Car Park | DXB | Dubai | DUBAI_BURJ KHALIFA (BUSINESS BAY) | du | Mitech | 2G-3G | On Air | On Air |  | 66129.9652 | 0 | DXB5827
DXB0888 | DXB5888 |  | UGCP 4_Burj Dubai | UGCP_Burj Dubai | On Air | 25.1979 | 55.2729 | IBS | Car Park | DXB | Dubai | DUBAI_BURJ KHALIFA (BUSINESS BAY) | du | Mitech | 2G-3G | On Air | On Air |  | 229888.9077 | 0 | DXB5888
DXB0887 | DXB5887 | DXBL0887 | UGCP 3_Burj Dubai | UGCP_Burj Dubai | On Air | 25.1979 | 55.2729 | IBS | Car Park | DXB | Dubai | DUBAI_BURJ KHALIFA (BUSINESS BAY) | du | Mitech | 2G-3G-4G | On Air | On Air | On Air | 154860.1979 | 1701972.2 | DXB5887
DXB0886 | DXB5886 | DXBL0886 | UGCP 2_Burj Dubai | UGCP_Burj Dubai | On Air | 25.1979 | 55.2729 | IBS | Car Park | DXB | Dubai | DUBAI_BURJ KHALIFA (BUSINESS BAY) | du | Mitech | 2G-3G-4G | On Air | On Air | On Air | 129443.3349 | 510362.6 | DXB5886
DXB0110 | DXB5110 | DXBL0110 | U-bora Residential Tower | U-bora Residential Tower | On Air | 25.1803 | 55.2709 | IBS | Residential | DXB | Dubai | DUBAI_BURJ KHALIFA (BUSINESS BAY) | Etisalat | ETC | 2G-3G-4G | On Air | On Air | On Air | 793023.2011 | 2689954.9 | DXB5110
DXB0625 | DXB5625 | DXBL0625 | U-bora Office Tower | U-bora Office Tower | On Air | 25.1803 | 55.2709 | IBS | Commercial | DXB | Dubai | DUBAI_BURJ KHALIFA (BUSINESS BAY) | Etisalat | ETC | 2G-3G-4G | On Air | On Air | On Air | 1405537.2415 | 4579353.8 | DXB5625
AAN0010 | AAN5010 | AANL0010 | UAE University | UAE University | On Air | 24.2294 | 55.7501 | IBS | University | SE | Abu Dhabi | ABU DHABI_AL MUTAREDH | du | NSN | 2G-3G-4G | On Air | On Air | On Air | 22478.9402 | 45715.9647 | AAN5010
AUH0661 | AUH5661 | AUHL0661 | UAE Presidential Guard HQ | UAE Presidential Guard HQ | On Air | 24.3301 | 54.605 | IBS | Government | SE | Abu Dhabi | ABU DHABI_SHAKHBOUT CITY | du | T | 3G-4G |  | On Air | On Air | 234189.3308 | 810717.7776 | AUH5661
AUH0937 | AUH5937 | AUHL0937 | UAE Exchange Building AUH | UAE Exchange Building AUH | On Air | 24.4865 | 54.3598 | IBS | Commercial | SE | Abu Dhabi | ABU DHABI_Al Markaziyah | du | NSN | 2G-3G-4G | On Air | On Air | On Air | 171996.1392 | 549391.3666 | AUH5937
AUH0848 | AUH5848 | AUHL0848 | Twofour54 C19 | Twofour54 C19 | On Air | 24.4296 | 54.4632 | IBS | Commercial | SE | Abu Dhabi | ABU DHABI_Al Matar | du | Huawei | 2G-3G-4G | On Air | On Air | On Air | 101417.483 | 584023.593 | AUH5848
AUH0847 | AUH5847 | AUHL0847 | Twofour54 C12 | Twofour54 C12 | On Air | 24.4293 | 54.4638 | IBS | Commercial | SE | Abu Dhabi | ABU DHABI_Al Matar | du | Huawei | 2G-3G-4G | On Air | On Air | On Air | 70005.9261 | 199785.5944 | AUH5847
AUH0846 | AUH5846 | AUHL0846 | Twofour54 C11 | Twofour54 C11 | On Air | 24.4289 | 54.4634 | IBS | Commercial | SE | Abu Dhabi | ABU DHABI_Al Matar | du | Huawei | 2G-3G-4G | On Air | On Air | On Air | 30325.7456 | 286361.8139 | AUH5846
AUH0749 | AUH5749 | AUHL0749 | Twofour54 C09 | Twofour54 C09 | On Air | 24.4289 | 54.4637 | IBS | Commercial | SE | Abu Dhabi | ABU DHABI_Al Matar | du | Huawei | 2G-3G-4G | On Air | On Air | On Air | 155422.0855 | 835107.0172 | AUH5749
DXB0792 | DXB5792 |  | Two Towers - Tecom | Two Towers - Tecom | On Air | 25.0949 | 55.1787 | IBS | Commercial | DXB | Dubai | DUBAI_AL THANYAH FIRST (AL SAFOUH THIRD) | Etisalat | ETC | 2G-3G | On Air | On Air |  | 780212.9815 | 0 | DXB5792
DXB0067 | DXB5067 | DXBL0067 | Twin Towers Shopping Center | Twin Towers Shopping Center | On Air | 25.2659 | 55.309 | IBS | Mall | DXB | Dubai | DUBAI_AL RIGGA | du | NSN | 2G-3G-4G | On Air | On Air | On Air | 426100.1301 | 1308441 | DXB5067
DXB0096 | DXB5096 |  | Twin Towers 2 (Residential) | Twin Towers 2 (Residential) | On Air | 25.2662 | 55.3087 | IBS | Residential | DXB | Dubai | DUBAI_AL RIGGA | du | NSN | 2G-3G | On Air | On Air |  | 89852.6881 | 0 | DXB5096
DXB0120 | DXB5120 |  | Twin Towers (Office) | Twin Towers (Office) | On Air | 25.2666 | 55.3081 | IBS | Commercial | DXB | Dubai | DUBAI_AL RIGGA | du | NSN | 2G-3G | On Air | On Air |  | 348129.9014 | 0 | DXB5120
| IDX0652 | IDXL5652 | Twin Towers (Al Yousuf Towers 1 and 2) | Twin Towers (Al Yousuf Towers 1 and 2) | On Air | 25.0504 | 55.2174 |  | Residential | DXB |  | DUBAI_AL BARSHA SOUTH FOURTH (JUMEIRAH VILLAGE SOUTH) |  |  |  |  | On Air | On Air | 126846.55 | 1362219.4 | IDX0652
AAN0016 | AAN5016 | AANL0016 | Twam Medical University | Twam Medical University | On Air | 24.1969 | 55.6523 | IBS | University | SE | Abu Dhabi | ABU DHABI_AL MAQAM | du | Mitech | 2G-3G-4G | On Air | On Air | On Air | 105117.9556 | 231228.4443 | AAN5016
AAN0028 | AAN5028 | AANL0028 | Twam Hospital Dental Center | Twam Hospital | On Air | 24.2332 | 55.7308 | IBS | Hospital | SE | Abu Dhabi | ABU DHABI_AL MUTAREDH | du | NSN | 2G-3G-4G | On Air | On Air | On Air | 145318.5499 | 827866.6316 | AAN5028
AAN0026 | AAN5026 | AANL0026 | Twam Hospital Blood Bank | Twam Hospital | On Air | 24.2331 | 55.7307 | IBS | Hospital | SE | Abu Dhabi | ABU DHABI_AL MUTAREDH | du | NSN | 2G-3G-4G | On Air | On Air | On Air | 12718.3602 | 231293.6436 | AAN5026
AAN0038 | AAN5038 | AANL0038 | Twam Hospital - Polyclinic Building | Twam Hospital | On Air | 24.1957 | 55.6504 | IBS | Hospital | SE | Al Ain | ABU DHABI_AL MAQAM | du | NSN | 2G-3G-4G | On Air | On Air | On Air | 621425.2174 | 2482642.7314 | AAN5038
AAN0039 | AAN5039 | AANL0039 | Twam Hospital - Administration Building | Twam Hospital | On Air | 24.1944 | 55.6464 | IBS | Hospital | SE | Al Ain | ABU DHABI_AL MAQAM | du | NSN | 2G-3G-4G | On Air | On Air | On Air | 126983.3866 | 824759.9452 | AAN5039
AAN0009 | AAN5009 | AANL0009 | Twam Hospital | Twam Hospital | On Air | 24.1959 | 55.6482 | IBS | Hospital | SE | Abu Dhabi | ABU DHABI_AL MAQAM | du | In House | 2G-3G-4G | On Air | On Air | On Air | 6862123.2368 | 10776873.3772 | AAN5009
AAN0050 | AAN5050 | AANL0050 | Twam Dialysis Centre | Twam Hospital | On Air | 24.1957 | 55.6441 | IBS | Hospital | SE | Al Ain | ABU DHABI_AL MAQAM | Etisalat | ETC | 3G-4G |  | On Air | On Air | 79706.5137 | 434429.7719 | AAN5050
AJM0877 | AJM5877 | AJML0877 | TULIP INN | TULIP INN | On Air | 25.4142 | 55.4379 | IBS | Hotel | NE | Ajman | AJMAN_NAKHEEL 2 | du | Huawei | 2G-3G-4G | On Air | On Air | On Air | 796900.2829 | 3243869 | AJM5877
IDX5832 | IDX0832 | IDXL5832 | Trident MarinaScape Avant and Common Podium | Trident MarinaScape Avant and Common Podium | On Air | 25.083 | 55.1467 | IBS | residential | DXB |  | DUBAI_MARSA DUBAI |  |  | 3G |  | On Air | On Air | 326190.1494 | 869596.7 | IDX0832
IDX5833 | IDX0833 | IDXL5833 | Trident Marina Scape Oceanic Tower | Trident Marina Scape Oceanic Tower | On Air | 25.083 | 55.1467 |  | residential | DXB |  | DUBAI_MARSA DUBAI |  |  | 3G-4G |  | On Air | On Air | 83381.5299 | 482884.6 | IDX0833
IDX5768 | IDX0768 | IDXL5768 | Trident grand Common Podium | Trident grand Apartments | On Air | 25.0832 | 55.1408 |  | Residential | DXB |  | DUBAI_MARSA DUBAI |  |  | 3G-4G |  | On Air | On Air | 211767.098 | 928609.2 | IDX0768
IDX5769 | IDX0769 | IDXL5769 | Trident grand Apartments | Trident grand Apartments | On Air | 25.0832 | 55.1408 |  | Residential | DXB |  | DUBAI_MARSA DUBAI |  |  | 3G-4G |  | On Air | On Air | 195004.1395 | 883142.3 | IDX0769
| AUH5482 | AUHL0482 | Trans AD & Abu Dhabi Commercial Court Building | Trans AD & Abu Dhabi Commercial Court Building | On Air | 24.4682 | 54.3843 |  | Government | SE |  | ABU DHABI_Al Nahyan |  |  |  |  | On Air | On Air | 266978.6426 | 801478.0292 | AUH5482
AUH0924 | AUH5924 | AUHL0924 | Traders Hotel AUH | Traders Hotel AUH | On Air | 24.4126 | 54.4916 | IBS | Hotel | SE | Abu Dhabi | ABU DHABI_AL MAQTA AREA | Etisalat | ETC | 2G-3G-4G | On Air | On Air | On Air | 166218.3093 | 730302.3275 | AUH5924
AUH0760 | AUH5760 | AUHL0760 | TRA New Office Building Abu Dhabi | TRA New Office Building Abu Dhabi | On Air | 24.4851 | 54.3814 | IBS | Commercial | SE | Abu Dhabi | ABU DHABI_Madinat Zayed(AD) | Etisalat | ETC | 2G-3G-4G | On Air | On Air | On Air | 19038.659 | 203097.939 | AUH5760
AUH0805 | AUH5805 | AUHL0805 | TRA Khalidiya Office building | TRA Khalidiya Office building | On Air | 24.4789 | 54.354 | IBS | Commercial | SE | Abu Dhabi | ABU DHABI_Al Hosn | du | Huawei | 2G-3G-4G | On Air | On Air | On Air | 200505.0752 | 67700.3193 | AUH5805
DXB0971 | DXB5971 | DXBL0971 | TRA Building_Mamzar | TRA Building_Mamzar | On Air | 25.287 | 55.3508 | IBS | Commercial | DXB | Dubai | DUBAI_AL MAMZAR | Etisalat | ETC | 2G-3G-4G | On Air | On Air | On Air | 189505.2263 | 2404024.8 | DXB5971
DXB0066 | DXB5066 | DXBL0066 | Towers Rotana Hotel | Towers Rotana Hotel | On Air | 25.213 | 55.2754 | IBS | Hotel | DXB | Dubai | DUBAI_TRADE CENTER FIRST | du | NSN | 2G-3G | On Air | On Air |  | 748506.6967 | 0 | DXB5066
DXB0493 | DXB5493 | DXBL0493 | Times Square Mall | Times Square Mall | On Air | 25.1396 | 55.22 | IBS | Mall | DXB | Dubai | DUBAI_AL QOUZE IND.FIRST (AL QUOZ IND. FIRST) | du | MOTO | 2G-3G-4G | On Air | On Air | On Air | 818836.3456 | 4418044.3 | DXB5493
SHJ0227 | SHJ5227 | SHJL0227 | Time Ruby Hotel | Time Ruby Hotel | On Air | 25.332766 | 55.361465 | IBS | Hotel | NE | Sharjah | SHARJAH_AL KHAN | du | T | 3G-4G |  | On Air | On Air | 309435.7491 | 874056.2 | SHJ5227
DXB0977 | DXB5977 |  | Time Oak Layia Hotel | Time Oak Layia Hotel | On Air | 25.0965 | 55.1727 | IBS | Hotel | DXB | Dubai | DUBAI_AL THANYAH FIRST (AL SAFOUH THIRD) | du | NSN | 2G-3G | On Air | On Air |  | 291454.9941 | 0 | DXB5977
AUH0531 | AUH5531 | AUHL0531 | Tilal Liwa Hotel | Tilal Liwa Hotel | On Air | 23.5337 | 53.801 | IBS | Hotel | SE | Abu Dhabi | ABU DHABI_Western Region desert | du | NSN | 2G-3G-4G | On Air | On Air | On Air | 0 | 523235.6649 | AUH5531
DXB0926 | DXB5926 | DXBL0926 | Tiara Residence Building 7 | Tiara Residence Building | On Air | 25.1173 | 55.1423 | IBS | Residential | DXB | Dubai | DUBAI_NAKHLAT JUMEIRA (THE PALM JUMEIRAH) | du | In House | 2G-3G-4G | On Air | On Air | On Air | 38233.9969 | 284367.7 | DXB5926
DXB0925 | DXB5925 | DXBL0925 | Tiara Residence Building 6 | Tiara Residence Building | On Air | 25.1169 | 55.142 | IBS | Residential | DXB | Dubai | DUBAI_NAKHLAT JUMEIRA (THE PALM JUMEIRAH) | du | In House | 2G-3G-4G | On Air | On Air | On Air | 76319.0207 | 339748.5 | DXB5925
DXB0924 | DXB5924 | DXBL0924 | Tiara Residence Building 5 | Tiara Residence Building | On Air | 25.1165 | 55.1416 | IBS | Residential | DXB | Dubai | DUBAI_NAKHLAT JUMEIRA (THE PALM JUMEIRAH) | du | In House | 2G-3G-4G | On Air | On Air | On Air | 79269.0821 | 561522.5 | DXB5924
DXB0923 | DXB5923 | DXBL0923 | Tiara Residence Building 4 | Tiara Residence Building | On Air | 25.1161 | 55.1413 | IBS | Residential | DXB | Dubai | DUBAI_NAKHLAT JUMEIRA (THE PALM JUMEIRAH) | du | In House | 2G-3G-4G | On Air | On Air | On Air | 151620.5164 | 539289.5 | DXB5923
DXB0922 | DXB5922 | DXBL0922 | Tiara Residence Building 3 | Tiara Residence Building | On Air | 25.1157 | 55.1428 | IBS | Residential | DXB | Dubai | DUBAI_NAKHLAT JUMEIRA (THE PALM JUMEIRAH) | du | In House | 2G-3G-4G | On Air | On Air | On Air | 391711.2702 | 1217388.8 | DXB5922
DXB0222 | DXB5222 | DXBL0222 | Tiara Residence Building 2 | Tiara Residence Building | On Air | 25.1156 | 55.1423 | IBS | Hotel | DXB | Dubai | DUBAI_NAKHLAT JUMEIRA (THE PALM JUMEIRAH) | du | In House | 2G-3G-4G | On Air | On Air | On Air | 63735.1185 | 291831.5 | DXB5222
DXB0221 | DXB5221 | DXBL0221 | Tiara Residence Building 1 | Tiara Residence Building | On Air | 25.1155 | 55.1417 | IBS | Hotel | DXB | Dubai | DUBAI_NAKHLAT JUMEIRA (THE PALM JUMEIRAH) | du | In House | 2G-3G-4G | On Air | On Air | On Air | 142547.371 | 529685.4 | DXB5221
AUH0664 | AUH5664 | AUHL0664 | The Zayed Charitable and Humanitarian Foundation | The Zayed Charitable and Humanitarian Foundation | On Air | 24.42 | 54.4494 | IBS | Government | SE | Abu Dhabi | ABU DHABI_Al Madina Al Riyadiya | du | NSN | 3G-4G |  | On Air | On Air | 106890.7178 | 316876.6326 | AUH5664
DXB0464 | DXB5464 | DXBL0464 | The Village Center | The Village Center | On Air | 25.2302 | 55.2616 | IBS | Mall | DXB | Dubai | DUBAI_JUMEIRA FIRST | du | In House | 2G-3G-4G | On Air | On Air | On Air | 163306.153 | 829345.4 | DXB5464
DXB0086 | DXB5086 |  | The Tower | The Tower | On Air | 25.2168 | 55.2801 | IBS | Residential | DXB | Dubai | DUBAI_TRADE CENTER SECOND | du | NSN | 2G-3G | On Air | On Air |  | 1150484.5732 | 0 | DXB5086
IDX5310 | IDX0310 | IDXL5310 | The Residences Phase I - Tower 3 and 4 (South Ridge) | South Ridge | On Air | 25.187 | 55.2783 | IBS | Residential | DXB | Dubai | DUBAI_BURJ KHALIFA (BUSINESS BAY) | Etisalat | ETC | 3G-4G |  | On Air | On Air | 399982.0516 | 1020801.7 | IDX0310
IDX5308 | IDX0308 | IDXL5308 | The Residences Phase I - Tower 3 and 4 (South Ridge) | South Ridge | On Air | 25.187 | 55.279 | IBS | Residential | DXB | Dubai | DUBAI_BURJ KHALIFA (BUSINESS BAY) | Etisalat | ETC | 2G-3G-4G | On Air | On Air | On Air | 114610.3851 | 476322.1 | IDX0308
IDX5306 | IDX0306 | IDXL5306 | The Residences Phase I - Tower 1 and 2 (South Ridge) | South Ridge | On Air | 25.1876 | 55.279 | IBS | Residential | DXB | Dubai | DUBAI_BURJ KHALIFA (BUSINESS BAY) | Etisalat | ETC | 2G-3G-4G | On Air | On Air | On Air | 295740.303 | 899417.7 | IDX0306
| IDX0785 | IDXL5785 | The Residence IV @ JVC | The Residence IV @ JVC | On Air | 25.0465 | 55.2034 |  | Residential | DXB |  | DUBAI_AL BARSHA SOUTH FOURTH (JUMEIRAH VILLAGE SOUTH) |  |  |  |  | On Air | On Air | 82855.0312 | 1203749.9 | IDX0785
DXB0208 | DXB5208 |  | The Prism Tower | The Prism Tower | On Air | 25.1874 | 55.2614 | IBS | Residential | DXB | Dubai | DUBAI_BURJ KHALIFA (BUSINESS BAY) | Etisalat | ETC | 2G-3G | On Air | On Air |  | 869525.6381 | 0 | DXB5208
DXB0338 | DXB5338 | DXBL0338 | The Prime Tower @ BB | The Prime Tower @ BB | On Air | 25.1884 | 55.2714 | IBS | Commercial | DXB | Dubai | DUBAI_BURJ KHALIFA (BUSINESS BAY) | du | In House | 3G-4G |  | On Air | On Air | 369711.6176 | 1995601.1 | DXB5338
AUH0809 | AUH5809 | AUHL0809 | The Petroleum Institute Reseach Center | The Petroleum Institute Reseach Center | On Air | 24.4189 | 54.4987 | IBS | University | SE | Abu Dhabi | ABU DHABI_SAS AL NAKHL (UMM AL NAR) | Etisalat | ETC | 3G-4G |  | On Air | On Air | 19232.7649 | 131547.2935 | AUH5809
IDX5062 | IDX0062 | IDXL5062 | The Opus | The Opus | On Air | 25.1886 | 55.2669 |  | Commercial | DXB |  | DUBAI_BURJ KHALIFA (BUSINESS BAY) |  |  | 3G-4G |  | On Air | On Air | 271007.2867 | 1074932.2 | IDX0062
| IDX0747 | IDXL5747 | The Onyx Tower 2 at Tecom |  | On Air | 25.0968 | 55.1688 |  | Commercial |  |  | DUBAI_AL THANYAH THIRD (EMIRATES HILL SECOND) |  |  |  |  | On Air | On Air | 64696.6446 | 183128.7 | IDX0747
| IDX0746 | IDXL5746 | The Onyx Tower 1 at Tecom |  | On Air | 25.0968 | 55.1688 |  | Commercial |  |  | DUBAI_AL THANYAH THIRD (EMIRATES HILL SECOND) |  |  |  |  | On Air | On Air | 129415.4926 | 259777.4 | IDX0746
DXB0478 | DXB5478 | DXBL0478 | The One Tower_Tecom C | The One Tower_Tecom C | On Air | 25.1014 | 55.1741 | IBS | Commercial | DXB | Dubai | DUBAI_AL THANYAH FIRST (AL SAFOUH THIRD) | du | In House | 2G-3G-4G |  | On Air | On Air | 1476972.4887 | 240877.5 | DXB5478
KFN0702 | KFN5702 | KFNL0702 | The Oceanic Hotel - Khor Fakkan | The Oceanic Hotel - Khor Fakkan | On Air | 25.3714 | 56.3488 | IBS | Hotel | NE | Sharjah | SHARJAH_Al Mudifi | du | Mitech | 2G-3G-4G | On Air | On Air | On Air | 67908.4975 | 297961.4 | KFN5702
AJM0938 | AJM5938 | AJML0938 | The Oberoi Hotel Al Zohra Island | The Oberoi Hotel Al Zohra Island | On Air | 25.436476 | 55.4646 | IBS | Hotel | NE | Ajman | AJMAN_ZORAH | Etisalat | ETC | 3G-4G |  | On Air | On Air | 177712.7699 | 998391.2 | AJM5938
DXB0570 | DXB5570 |  | THE NATIONAL BANK OF RAS AL KHAIMAH(P.S.C)Sultan Busniess Centre | THE NATIONAL BANK OF RAS AL KHAIMAH(P.S.C)Sultan Busniess Centre | On Air | 25.2339 | 55.3092 | IBS | Commercial | DXB | Dubai | DUBAI_OUD METHA | du | MOTO | 2G-3G | On Air | On Air |  | 1253470.279 | 0 | DXB5570
DXB0397 | DXB5397 |  | The Medalist DSC | The Medalist DSC | On Air | 25.0389 | 55.2181 | IBS | Residential | DXB | Dubai | DUBAI_AL HEBIAH FOURTH (DUBAI SPORTS CITY) | du | NSN | 2G-3G | On Air | On Air |  | 349662.2283 | 0 | DXB5397
DXB0661 | DXB5661 |  | The Marriott Harbour Hotel and Residence | The Marriott Harbour Hotel and Residence | On Air | 25.088 | 55.146 | IBS | Hotel | DXB | Dubai | DUBAI_MARSA DUBAI | du | Mitech | 2G-3G |  | On Air |  | 1066415.3346 | 0 | DXB5661
IDX5612 | IDX0612 | IDXL5612 | The Mall Jumeirah Road | The Mall Jumeirah Road | On Air | 25.140312, | 55.1912 | IBS | Mall | DXB | Dubai | DUBAI_UMM SUQEIM THIRD | du | T | 3G-4G |  | On Air | On Air | 448318.1806 | 2518363.4 | IDX0612
DXB0850 | DXB5850 |  | The Links_Golf Villas | The Links | On Air | 25.0918 | 55.1691 | IBS | Residential | DXB | Dubai | DUBAI_AL THANYAH THIRD (EMIRATES HILL SECOND) | Etisalat | ETC | 2G-3G | On Air | On Air |  | 398848.3879 | 0 | DXB5850
DXB0856 | DXB5856 |  | The Links_Golf View | The Links | On Air | 25.0905 | 55.1696 | IBS | Residential | DXB | Dubai | DUBAI_AL THANYAH THIRD (EMIRATES HILL SECOND) | Etisalat | ETC | 2G-3G | On Air | On Air |  | 60326.3974 | 0 | DXB5856
DXB0855 | DXB5855 |  | The Links_Canal View Bldg 2 | The Links | On Air | 25.0902 | 55.1709 | IBS | Residential | DXB | Dubai | DUBAI_AL THANYAH THIRD (EMIRATES HILL SECOND) | Etisalat | ETC | 2G-3G | On Air | On Air |  | 58206.0286 | 0 | DXB5855
DXB0854 | DXB5854 |  | The Links_Canal View Bldg 1 | The Links | On Air | 25.0908 | 55.1703 | IBS | Residential | DXB | Dubai | DUBAI_AL THANYAH THIRD (EMIRATES HILL SECOND) | Etisalat | ETC | 2G-3G | On Air | On Air |  | 26079.4802 | 0 | DXB5854
DXB0853 | DXB5853 |  | The Links West Tower - Greens | The Links | On Air | 25.0911 | 55.1701 | IBS | Residential | DXB | Dubai | DUBAI_AL THANYAH THIRD (EMIRATES HILL SECOND) | Etisalat | ETC | 2G-3G | On Air | On Air |  | 288139.1455 | 0 | DXB5853
DXB0852 | DXB5852 |  | The Links East Tower - Greens | The Links | On Air | 25.0903 | 55.1705 | IBS | Residential | DXB | Dubai | DUBAI_AL THANYAH THIRD (EMIRATES HILL SECOND) | Etisalat | ETC | 2G-3G | On Air | On Air |  | 325689.5986 | 0 | DXB5852
AUH0763 | AUH5763 | AUHL0763 | The Landmark Tower - Upper Part | The Landmark Tower | On Air | 24.4847 | 54.3506 | IBS | Commercial | SE | Abu Dhabi | ABU DHABI_Al Hosn | Etisalat | ETC | 2G-3G-4G | On Air | On Air | On Air | 99707.1556 | 281644.9541 | AUH5763
AUH0762 | AUH5762 | AUHL0762 | The Landmark Tower - Lower Part | The Landmark Tower | On Air | 24.4847 | 54.3506 | IBS | Commercial | SE | Abu Dhabi | ABU DHABI_Al Hosn | Etisalat | ETC | 2G-3G-4G | On Air | On Air | On Air | 548681.7069 | 1560177.893 | AUH5762
IDX5025 | IDX0025 | IDXL5025 | The Landmark Group HQ | The Landmark Group HQ | On Air | 25.0874 | 55.1512 | IBS | Commercial | DXB | Dubai | DUBAI_MARSA DUBAI | du | NSN | 3G-4G |  | On Air | On Air | 1781857.1715 | 8833606.6 | IDX0025
IDX5626 | IDX0626 | IDXL5626 | The International School of Choueifat DIP | The International School of Choueifat DIP | On Air | 24.9876 | 55.1719 | IBS | University | DXB | Dubai | DUBAI_Dubai Green Community | du | W | 3G-4G |  | On Air | On Air | 276740.6047 | 1274559.3 | IDX0626
IDX5463 | IDX0463 | IDXL5463 | The Greens Community Center | The Greens Community Center | On Air | 25.094 | 55.1681 | IBS | Mall | DXB | Dubai | DUBAI_AL THANYAH THIRD (EMIRATES HILL SECOND) | du | T | 3G-4G |  | On Air | On Air | 250044.1111 | 1308720.3 | IDX0463
| IAD0061 | IADL5061 | The Gate Towers at Reem Island_Tower Podium | The Gate Towers at Reem Island | On Air | 24.4938 | 54.4089 |  | Commercial & Residential |  |  | ABU DHABI_AL REEM ISLAND |  |  |  |  | On Air | On Air | 86556.0184 | 797746.9687 | IAD0061
| IAD0062 | IADL5062 | The Gate Towers at Reem Island_T5 | The Gate Towers at Reem Island | On Air | 24.4938 | 54.4089 |  | Commercial & Residential |  |  | ABU DHABI_AL REEM ISLAND |  |  |  |  | On Air | On Air | 140096.6775 | 1346365.1926 | IAD0062
| IAD0063 | IADL5063 | The Gate Towers at Reem Island_T4 | The Gate Towers at Reem Island | On Air | 24.4938 | 54.4089 |  | Commercial & Residential |  |  | ABU DHABI_AL REEM ISLAND |  |  |  |  | On Air | On Air | 125927.7384 | 2242453.0923 | IAD0063
| IAD0064 | IADL5064 | The Gate Towers at Reem Island_T3 | The Gate Towers at Reem Island | On Air | 24.4938 | 54.4089 |  | Commercial & Residential |  |  | ABU DHABI_AL REEM ISLAND |  |  |  |  | On Air | On Air | 143166.9757 | 2185673.6855 | IAD0064
SHJ0135 | SHJ5135 |  | The Garden 3 | The Garden 3 | On Air | 25.3131 | 55.3781 | IBS | Residential | NE | Sharjah | SHARJAH_AL MAMZAR | du | NSN-FTK | 2G-3G | On Air | On Air |  | 550440.5877 | 0 | SHJ5135
DXB0465 | DXB5465 | DXBL0465 | The Galleria Mall | The Galleria Mall | On Air | 25.2074 | 55.2546 | IBS | Mall | DXB | Dubai | DUBAI_AL WASL | Etisalat | ETC | 2G-3G-4G | On Air | On Air | On Air | 963040.3746 | 5442673.5 | DXB5465
| IDX0696 | IDXL5696 | THE FIRST AVENUE MALL & Hotel | THE FIRST AVENUE MALL & Hotel | On Air | 25.0474 | 55.2437 |  | Mall | DXB |  | DUBAI_AL HEBIAH FIRST (DUBAI AUTODROME) |  |  | 3G-4G |  | On Air | On Air | 689585.752 | 3568550.8 | IDX0696
IDX5332 | IDX0332 | IDXL5332 | The Edge_Tecom | The Edge_Tecom | On Air | 25.1028 | 55.1646 | IBS | Commercial | DXB | Dubai | DUBAI_AL SAFOUH SECOND | du | Huawei | 3G-4G |  | On Air | On Air | 346921.3545 | 3040543.4 | IDX0332
IDX5079 | IDX0079 | IDXL5079 | The Distinction @ BB | The Distinction @ BB | On Air | 25.1879 | 55.2797 | IBS | Hotel | DXB | Dubai | DUBAI_BURJ KHALIFA (BUSINESS BAY) | du | NSN | 3G-4G |  | On Air | On Air | 419948.1211 | 2521093 | IDX0079
IDX5016 | IDX0016 | IDXL5016 | The Curve Building | The Curve Building | On Air | 25.1629 | 55.2355 | IBS | Commercial | DXB | Dubai | DUBAI_AL QOUZ THIRD (AL QUOZ THIRD) | du | Huawei | 2G-3G-4G | On Air | On Air | On Air | 606650.3673 | 2241669.6 | IDX0016
AUH0874 | AUH5874 | AUHL0874 | The Crown Prince Court | The Crown Prince Court | On Air | 24.4544 | 54.345 | IBS | Government | SE | Abu Dhabi | ABU DHABI_Al Bateen | du | NSN | 2G-3G-4G | On Air | On Air | On Air | 137236.9403 | 189928.1719 | AUH5874
IDX5756 | IDX0756 | IDXL5756 | The Country Club Hotel | The Country Club Hotel | On Air | 25.2491 | 55.2831 | ATOM | Hotel | DXB | Dubai | DUBAI_AL RAFFA | du | T | 3G-4G |  | On Air | On Air | 272616.3514 | 1278527.1 | IDX0756
DXB0251 | DXB5251 | DXBL0251 | The City Hospital | The City Hospital | On Air | 25.2304 | 55.3225 | IBS | Hospital | DXB | Dubai | DUBAI_UMM HURAIR SECOND | du | NSN | 2G-3G-4G | On Air | On Air | On Air | 1082677.7262 | 7065388.9 | DXB5251
DXB0411 | DXB5411 |  | The Bridge Tower in Dubai Sports City | The Bridge Tower in Dubai Sports City | On Air | 25.043 | 55.2218 | IBS | Commercial | DXB | Dubai | DUBAI_AL HEBIAH FOURTH (DUBAI SPORTS CITY) | du | NSN | 2G-3G | On Air | On Air |  | 917994.6229 | 0 | DXB5411
SHJ0207 | SHJ5207 |  | The Blue Tower | The Blue Tower | On Air | 25.3353 | 55.3756 | IBS | Residential | NE | Sharjah | SHARJAH_AL MAZAJ THIRD | du | NSN | 2G-3G | On Air | On Air |  | 602618.1561 | 0 | SHJ5207
IDX5044 | IDX0044 | IDXL5044 | The Binary @ BB | The Binary @ BB | On Air | 25.1875 | 55.2668 | IBS | Commercial | DXB | Dubai | DUBAI_BURJ KHALIFA (BUSINESS BAY) | du | Huawei | 2G-3G-4G | On Air | On Air | On Air | 369005.8264 | 1620556.4 | IDX0044
| IDX0667 | IDXL5667 | The Atria Service Tower |  | On Air | 25.180167° | 55.263426° |  | Commercial & Residential |  |  | DUBAI_BURJ KHALIFA (BUSINESS BAY) |  |  |  |  | On Air |  | 34297.4211 | 105901.2 | IDX0667
| IDX0665 | IDXL5665 | The Atria Residential Tower |  | On Air | 25.1802 | 55.2639 |  | Commercial & Residential |  |  | DUBAI_BURJ KHALIFA (BUSINESS BAY) |  |  |  |  | On Air | On Air | 50414.3976 | 84065.6 | IDX0665
IDX5699 | IDX0699 | IDXL5699 | The Arcadia Preparatory School | The Arcadia Preparatory School | On Air | 25.0456 | 55.1828 | IBS | University | DXB | Dubai | DUBAI_AL BARSHA SOUTH FIFTH (JUMEIRAH VILLAGE) | du | W | 3G-4G |  | On Air | On Air | 9414.8858 | 98443.8 | IDX0699
IDX5808 | IDX0808 | IDXL5808 | The Apricot @ DSO | The Apricot @ DSO | On Air | 25.1121 | 55.3843 | IBS | Commercial | DXB | Dubai | DUBAI_NADD HESSA (DUBAI SILICON OASIS) | du | W | 3G-4G |  | On Air | On Air | 501995.6105 | 3487973.6 | IDX0808
DXB0269 | DXB5269 | DXBL0269 | The Address Montgomery Hotel | The Address Montgomery Hotel | On Air | 25.0677 | 55.1617 | IBS | Hotel | DXB | Dubai | DUBAI_AL THANYAH FOURTH (EMIRATES HILL THIRD) | du | Huawei | 3G-4G |  | On Air | On Air | 51283.1633 | 578513.1 | DXB5269
IDX5066 | IDX0066 | IDXL5066 | The Address Boulevard_Upper Part | The Address Boulevard | On Air | 25.2007 | 55.2763 | IBS | Hotel | DXB | Dubai | DUBAI_BURJ KHALIFA (BUSINESS BAY) | Etisalat | ETC | 3G-4G |  | On Air | On Air | 195092.1836 | 1697738.8 | IDX0066
IDX5065 | IDX0065 | IDXL5065 | The Address Boulevard_Lower Part | The Address Boulevard | On Air | 25.2007 | 55.2763 | IBS | Hotel | DXB | Dubai | DUBAI_BURJ KHALIFA (BUSINESS BAY) | Etisalat | ETC | 3G-4G |  | On Air | On Air | 120690.3245 | 2506088.6 | IDX0065
| IDX0065A |  | The Address Boulevard_Lower Part | The Address Boulevard | On Air | 25.2007 | 55.2763 | IBS | Commercial | DXB | Dubai | DUBAI_BURJ KHALIFA (BUSINESS BAY) | Etisalat | ETC | 3G |  | On Air |  | 304899.0429 | 0 | IDX0065A
IDX5116 | IDX0116 |  | TFG Marina Hotel | TFG Marina Hotel | On Air | 25.0691 | 55.1286 | IBS | Hotel | DXB | Dubai | DUBAI_MARSA DUBAI | du | NSN | 2G-3G | On Air | On Air |  | 679975.7846 | 0 | IDX0116
IDX5999 | IDX0999 | IDXL5999 | Terminal Test Team | Terminal Test Team | On Air | 25.1243 | 55.41 | IBS | Commercial | DXB | Dubai | DUBAI_AL ROWAIYAH FIRST (800) |  |  | 3G-4G |  |  | On Air | 0 | 13930.1 | #N/A
NA | IDX0999A | IDXL5999I | Terminal Test Team | Terminal Test Team | On Air | 25.1243 | 55.4101 | IBS | Commercial | DXB | Dubai | DUBAI_AL ROWAIYAH FIRST (800) | du |  | 3G |  | On Air | On Air | 383.484 | 4504.2 | IDX0999A
NA | IDX0999B | IDXL5999II | Terminal Test Team | Terminal Test Team | On Air | 25.1243 | 55.4101 | IBS | Commercial | DXB | Dubai | DUBAI_AL ROWAIYAH FIRST (800) | du |  | 3G-4G |  | On Air | On Air | 44.487 | 1820.6 | IDX0999B
DXB0534 | DXB5534 | DXBL0534 | TECOM Executive Heights (Damac HQ) | TECOM Executive Heights (Damac HQ) | On Air | 25.0952 | 55.173 | IBS | Commercial | DXB | Dubai | DUBAI_AL THANYAH FIRST (AL SAFOUH THIRD) | du | Huawei | 2G-3G-4G | On Air | On Air | On Air | 1895157.7755 | 9610196.1 | DXB5534
IDX5593 | IDX0593 | IDXL5593 | Technopark Block A & B | Technopark Block A & B | On Air | 24.8972 | 55.0615 | IBS | Commercial | DXB | Dubai | DUBAI_JABAL ALI INDUSTRIAL THIRD (JABAL ALI INDUSTRIAL 3) | du | T | 3G-4G |  | On Air | On Air | 16605.4476 | 154715.1 | IDX0593
| IDX0594 | IDXL5594 | Techno Hub1&2 and Techno Point Building |  | On Air | 25.1216 | 55.3769 |  | University |  |  | DUBAI_NADD HESSA (DUBAI SILICON OASIS) |  |  |  |  | On Air | On Air | 96594.5485 | 358209.3 | IDX0594
AJM0912 | AJM5912 | AJML0912 | Tasheel Building | Tasheel Building | On Air | 25.3901 | 55.4655 | IBS | Residential | NE | Ajman | AJMAN_RASHIDEYA 1 | du | NSN | 2G-3G-4G | On Air | On Air | On Air | 2129949.7821 | 6189322.2 | AJM5912
| IAD0078 | IADL5078 | Tamouh_Marina Square Zone A (A2_UAE Exchange HQ) |  | On Air | 24.488379 | 54.395 |  | Commercial & Residential |  |  | ABU DHABI_AL REEM ISLAND |  |  |  |  | On Air | On Air | 230071.3916 | 2016074.0276 | IAD0078
DXB0667 | DXB5667 | DXBL0667 | Tamani Hotel | Tamani Hotel | On Air | 25.0911 | 55.1493 | IBS | Hotel | DXB | Dubai | DUBAI_MARSA DUBAI | du | Huawei | 2G-3G-4G | On Air | On Air | On Air | 589956.1951 | 5034424.4 | DXB5667
IDX5209 | IDX0209 | IDXL5209 | Tamani Arts Office @ BB | Tamani Arts Office @ BB | On Air | 25.1874 | 55.2811 |  | Commercial | DXB |  | DUBAI_BURJ KHALIFA (BUSINESS BAY) |  |  | 3G-4G |  | On Air | On Air | 207163.1863 | 1187242.6 | IDX0209
DXB0684 | DXB5684 | DXBL0684 | Taj Apartments Grandeur Residence | Taj Apartments Grandeur Residence | On Air | 25.099 | 55.1214 | IBS | Hotel | DXB | Dubai | DUBAI_NAKHLAT JUMEIRA (THE PALM JUMEIRAH) | Etisalat | ETC | 2G-3G-4G | On Air | On Air | On Air | 463126.3087 | 1808373.4 | DXB5684
IDX5708 | IDX0708 | IDXL5708 | Taif Al Madina Contracting - Buildings A & B | Taif Al Madina Contracting - Buildings A & B | On Air | 24.9764 | 55.2041 | IBS | Commercial | DXB | Dubai | DUBAI_DUBAI INVESTMENT PARK SECOND | du | W | 3G-4G |  | On Air | On Air | 1553859.1173 | 3148631.3 | IDX0708
AUH0823 | AUH5823 | AUHL0823 | Taawun Tower 2 | Taawun Tower 2 | On Air | 24.4939 | 54.3628 | IBS | Residential | SE | Abu Dhabi | ABU DHABI_Al Markaziyah | du | Huawei | 2G-3G-4G | On Air | On Air | On Air | 10561.5414 | 15322.0556 | AUH5823
SHJ0325 | SHJ5325 | SHJL0325 | Taawun 3 | Taawun 3 | On Air | 25.3155 | 55.3755 | IBS | Residential | NE | Sharjah | SHARJAH_AL KHAN | du | Huawei | 2G-3G-4G | On Air | On Air | On Air | 710905.9196 | 1560408 | SHJ5325
SHJ0293 | SHJ5293 | SHJL0293 | Taawun 2 | Taawun 2 | On Air | 25.3151 | 55.3754 | IBS | Residential | NE | Sharjah | SHARJAH_AL KHAN | du | Huawei | 2G-3G-4G | On Air | On Air | On Air | 825686.2193 | 1727047.4 | SHJ5293
SHJ0292 | SHJ5292 | SHJL0292 | Taawun 1 | Taawun 1 | On Air | 25.3147 | 55.3753 | IBS | Residential | NE | Sharjah | SHARJAH_AL KHAN | du | Huawei | 2G-3G-4G | On Air | On Air | On Air | 1818361.7458 | 4023469.3 | SHJ5292
IDX5374 | IDX0374 | IDXL5374 | Swiss School (DHCC) Al Jeddaf Swiss International Scientific School | Swiss School (DHCC) Al Jeddaf Swiss International Scientific School | On Air | 25.2082 | 55.3327 | IBS | University | DXB | Dubai | DUBAI_AL JADAF | du | W | 3G-4G |  | On Air | On Air | 30560.1841 | 215213.8 | IDX0374
DXB0770 | DXB5770 | DXBL0770 | Sunset Mall_Commercial | Sunset Mall_Commercial | On Air | 25.1839 | 55.2263 | IBS | Mall | DXB | Dubai | DUBAI_JUMEIRA THIRD | Etisalat | ETC | 2G-3G-4G | On Air | On Air | On Air | 430337.5265 | 1212572.2 | DXB5770
DXB0771 | DXB5771 |  | Sunset Apartments | Sunset Apartments | On Air | 25.1845 | 55.2258 | IBS | Residential | DXB | Dubai | DUBAI_JUMEIRA THIRD | Etisalat | ETC | 2G-3G | On Air | On Air |  | 345159.9119 | 0 | DXB5771
DXB0194 | DXB5194 |  | Sun Microsystems | Sun Microsystems | On Air | 25.1033 | 55.1703 | IBS | Commercial | DXB | Dubai | DUBAI_AL SAFOUH SECOND | du | NSN | 2G-3G | On Air | On Air |  | 231344.388 | 0 | DXB5194
DXB0893 | DXB5893 | DXBL0893 | Sulafa Tower at Dubai Marina_Upper Part | Sulafa Tower at Dubai Marina | On Air | 25.0894 | 55.1492 | IBS | Residential | DXB | Dubai | DUBAI_MARSA DUBAI | du | Mitech | 2G-3G-4G | On Air | On Air | On Air | 509625.7805 | 3807087.9 | DXB5893
DXB0321 | DXB5321 | DXBL0321 | Sulafa Tower at Dubai Marina_Lower Part | Sulafa Tower at Dubai Marina | On Air | 25.0894 | 55.1492 | IBS | Residential | DXB | Dubai | DUBAI_MARSA DUBAI | du | Mitech | 2G-3G-4G | On Air | On Air | On Air | 776136.8435 | 3633571.3 | DXB5321
AAN0017 | AAN5017 | AANL0017 | Strata Horizon Al Ain | Strata Horizon Al Ain | On Air | 24.286 | 55.6226 | IBS | Commercial | SE | Abu Dhabi | ABU DHABI_AL AIN INTERNATIONAL AIRPORT | du | In House | 2G-3G-4G | On Air | On Air | On Air | 1426757.8218 | 6148460.9806 | AAN5017
AUH0607 | AUH5607 | AUHL0607 | Staybridge Hotel (H4) - Yas Island | Staybridge Hotel (H4) - Yas Island | On Air | 24.4646 | 54.5981 | IBS | Hotel | SE | Abu Dhabi | ABU DHABI_YAS ISLAND | Etisalat | ETC | 2G-3G-4G | On Air | On Air | On Air | 143908.1132 | 374321.7304 | AUH5607
IDX5648 | IDX0648 | IDXL5648 | Starwood Hotel & Residences | Starwood Hotel & Residences | On Air | 25.0376 | 55.1966 | IBS | Hotel | DXB | Dubai | DUBAI_MEAISEM FIRST (JUMEIRAH GOLF ESTATE) | du | T | 3G-4G |  | On Air | On Air | 141303.9284 | 1048547.6 | IDX0648
DXB0927 | DXB5927 | DXBL0927 | Standard Chartered Building - HQ | Standard Chartered Building - HQ | On Air | 25.2023 | 55.2726 | IBS | Commercial | DXB | Dubai | DUBAI_BURJ KHALIFA (BUSINESS BAY) | du | Huawei | 2G-3G-4G | On Air | On Air | On Air | 1855875.0683 | 7752278.6 | DXB5927
DXB0631 | DXB5631 |  | Stand point plot 29 30_B | Stand point plot 29 30 | On Air | 25.1966 | 55.271 | IBS | Residential | DXB | Dubai | DUBAI_BURJ KHALIFA (BUSINESS BAY) | du | NSN | 2G-3G | On Air | On Air |  | 445203.3167 | 0 | DXB5631
DXB0484 | DXB5484 |  | Stand point plot 29 30_A | Stand point plot 29 30 | On Air | 25.1966 | 55.271 | IBS | Residential | DXB | Dubai | DUBAI_BURJ KHALIFA (BUSINESS BAY) | du | NSN | 2G-3G | On Air | On Air |  | 485379.402 | 0 | DXB5484
DXB0973 | DXB5973 |  | Stadium Park Apartments R4-8 Building | Stadium Park Apartments R4-8 Building | On Air | 25.0432 | 55.2158 | IBS | Residential | DXB | Dubai | DUBAI_AL HEBIAH FOURTH (DUBAI SPORTS CITY) | du | In House | 2G-3G |  | On Air |  | 142799.3512 | 0 | DXB5973
DXB0988 | DXB5988 |  | Stadium Park Apartments R4-7 Building | Stadium Park Apartments R4-7 Building | On Air | 25.0432 | 55.2154 | IBS | Residential | DXB | Dubai | DUBAI_AL HEBIAH FOURTH (DUBAI SPORTS CITY) | du | In House | 2G-3G | On Air | On Air |  | 102002.2345 | 0 | DXB5988
DXB0987 | DXB5987 |  | Stadium Park Apartments R4-6 Building | Stadium Park Apartments R4-6 Building | On Air | 25.0436 | 55.2146 | IBS | Residential | DXB | Dubai | DUBAI_AL HEBIAH FOURTH (DUBAI SPORTS CITY) | du | In House | 2G-3G | On Air | On Air |  | 181036.8289 | 0 | DXB5987
DXB0970 | DXB5970 |  | Stadium Park Apartments R4-5 Building | Stadium Park Apartments R4-5 Building | On Air | 25.0442 | 55.2143 | IBS | Residential | DXB | Dubai | DUBAI_AL HEBIAH FOURTH (DUBAI SPORTS CITY) | du | In House | 2G-3G | On Air | On Air |  | 111805.7437 | 0 | DXB5970
| IDX0245 | IDXL5245 | St. Regis Hotel at SZR_Banquet Hall | St. Regis Hotel at SZR | On Air | 25.1834 | 55.2543 | IBS | Hotel | DXB | Dubai | DUBAI_BURJ KHALIFA (BUSINESS BAY) | du | Huawei | 3G-4G |  | On Air | On Air | 60162.7722 | 426123.1 | IDX0245
| IDX0246 | IDXL5246 | St. Regis Hotel at SZR_Ball Room | St. Regis Hotel at SZR | On Air | 25.1834 | 55.2543 | IBS | Hotel | DXB | Dubai | DUBAI_BURJ KHALIFA (BUSINESS BAY) | du | Huawei | 3G-4G |  | On Air | On Air | 41689.9718 | 328893.3 | IDX0246
IDX5045 | IDX0045 | IDXL5045 | St. Regis Hotel at SZR | St. Regis Hotel at SZR | On Air | 25.1834 | 55.2543 | IBS | Hotel | DXB | Dubai | DUBAI_BURJ KHALIFA (BUSINESS BAY) | du | Huawei | 2G-3G-4G | On Air | On Air | On Air | 708949.1916 | 3685545 | IDX0045
AUH0870 | AUH5870 | AUHL0870 | St. Regis Hotel & Resort | St. Regis Hotel & Resort | On Air | 24.5383 | 54.4242 | IBS | Hotel | SE | Abu Dhabi | ABU DHABI_SADIYAT ISLAND | Etisalat | ETC | 2G-3G-4G | On Air | On Air | On Air | 640383.5896 | 1661961.468 | AUH5870
AUH0884 | AUH5884 | AUHL0884 | St. Regis Apartments | St. Regis Apartments | On Air | 24.5377 | 54.4256 | IBS | Residential | SE | Abu Dhabi | ABU DHABI_SADIYAT ISLAND | Etisalat | ETC | 2G-3G-4G | On Air | On Air | On Air | 882823.7837 | 1265990.1859 | AUH5884
IDX5457 | IDX0457 | IDXL5457 | Spinney's (Cedre Town Center) Dubai Silicon Oasis | Spinney's (Cedre Town Center) Dubai Silicon Oasis | On Air | 25.1272 | 55.3971 | IBS | Mall | DXB | Dubai | DUBAI_NADD HESSA (DUBAI SILICON OASIS) | du | T | 3G-4G |  | On Air | On Air | 571962.9257 | 2901220 | IDX0457
AUH0882 | AUH5882 | AUHL0882 | Spinneys – KIZAD warehouse | Spinneys – KIZAD warehouse | On Air | 24.6939 | 54.743 | IBS | Mall | SE | Abu Dhabi | ABU DHABI_KHALIFA INDUSTRIAL CITY A | du | W | 3G-4G |  | On Air | On Air | 87275.0549 | 185242.2285 | AUH5882
AUH0710 | AUH5710 | AUHL0710 | Southwest Car Park C1 - Yas Island | YAS Mall | On Air | 24.4876 | 54.6063 | IBS | Car Park | SE | Abu Dhabi | ABU DHABI_YAS ISLAND | Etisalat | ETC | 2G-3G-4G | On Air | On Air | On Air | 224484.2656 | 162872.8208 | AUH5710
AUH0711 | AUH5711 | AUHL0711 | Southeast Car Park C2 - Yas Island | YAS Mall | On Air | 24.4862 | 54.6102 | IBS | Car Park | SE | Abu Dhabi | ABU DHABI_YAS ISLAND | Etisalat | ETC | 2G-3G-4G | On Air | On Air | On Air | 161789.0239 | 270252.471 | AUH5711
| IAD0096 | IADL5096 | Sorbonne University_Student Accommodation & Sports Hall |  | On Air | 24.489 | 54.4124 |  | University |  |  | ABU DHABI_AL REEM ISLAND |  |  |  |  | On Air | On Air | 5723.0159 | 130082.6887 | IAD0096
DXB0200 | DXB5200 |  | Sony- Ericsson | Sony- Ericsson | On Air | 25.0947 | 55.1595 | IBS | Commercial | DXB | Dubai | DUBAI_AL SAFOUH SECOND | du | NSN | 2G-3G | On Air | On Air |  | 407869.4547 | 0 | DXB5200
IDX5384 | IDX0384 | IDXL5384 | Somewhere Hotel Apartment | Somewhere Hotel Apartment | On Air | 25.0966 | 55.174 | IBS | Hotel | DXB | Dubai | DUBAI_AL THANYAH FIRST (AL SAFOUH THIRD) | du | W | 2G-3G-4G | On Air | On Air | On Air | 189465.9321 | 887669.9 | IDX0384
IDX5156 | IDX0156 | IDXL5156 | Somewhere Hotel (Al Sondos Suites by Royal Meridien) | Somewhere Hotel (Al Sondos Suites by Royal Meridien) | On Air | 25.2538 | 55.3296 | IBS | Hotel | DXB | Dubai | DUBAI_PORT SAEED | du | NSN | 2G-3G-4G | On Air | On Air |  | 226887.9934 | 0 | IDX0156
DXB0359 | DXB5359 | DXBL0359 | Sofitel Resort Palm Jumeirah - Right Wing | Sofitel Resort Palm Jumeirah | On Air | 25.1394 | 55.1336 | IBS | Hotel | DXB | Dubai | DUBAI_NAKHLAT JUMEIRA (THE PALM JUMEIRAH) | du | Huawei | 2G-3G-4G | On Air | On Air | On Air | 585376.7147 | 1733664.8 | DXB5359
DXB0352 | DXB5352 | DXBL0352 | Sofitel Resort Palm Jumeirah - Left Wing | Sofitel Resort Palm Jumeirah | On Air | 25.1394 | 55.1336 | IBS | Hotel | DXB | Dubai | DUBAI_NAKHLAT JUMEIRA (THE PALM JUMEIRAH) | du | Huawei | 2G-3G-4G | On Air | On Air | On Air | 798677.9803 | 2211293.1 | DXB5352
DXB0748 | DXB5748 | DXBL0748 | Sofitel JBR | Sofitel JBR | On Air | 25.0756 | 55.1325 | IBS | Hotel | DXB | Dubai | DUBAI_MARSA DUBAI | du | In House | 2G-3G-4G | On Air | On Air | On Air | 243152.6748 | 1002727.5 | DXB5748
DXB0151 | DXB5151 |  | Sofitel Hotel Downtown Parking Building | Sofitel Downtown | On Air | 25.1999 | 55.2693 | IBS | Hotel | DXB | Dubai | DUBAI_BURJ KHALIFA (BUSINESS BAY) | Etisalat | ETC | 2G-3G | On Air | On Air |  | 309061.1048 | 0 | DXB5151
DXB0801 | DXB5801 | DXBL0801 | Sofitel Hotel Downtown | Sofitel Downtown | On Air | 25.1999 | 55.2693 | IBS | Hotel | DXB | Dubai | DUBAI_BURJ KHALIFA (BUSINESS BAY) | Etisalat | ETC | 2G-3G-4G | On Air | On Air | On Air | 449370.0466 | 3028316.5 | DXB5801
DXB0706 | DXB5706 | DXBL0706 | Sofitel Downtown Residential and Office Building | Sofitel Downtown | On Air | 25.1999 | 55.2693 | IBS | Hotel | DXB | Dubai | DUBAI_BURJ KHALIFA (BUSINESS BAY) | Etisalat | ETC | 2G-3G-4G | On Air | On Air | On Air | 557543.774 | 2156830 | DXB5706
DXB0013 | DXB5013 | DXBL0013 | Sofitel City Centre Hotel | Sofitel City Centre Hotel | On Air | 25.2505 | 55.3348 | IBS | Hotel | DXB | Dubai | DUBAI_PORT SAEED | du | NSN | 2G-3G-4G | On Air | On Air | On Air | 348471.1494 | 2062013.9 | DXB5013
DXB0331 | DXB5331 | DXBL0331 | Sobha Sapphire @ BB | Sobha Sapphire @ BB | On Air | 25.1779 | 55.2751 | IBS | Commercial | DXB | Dubai | DUBAI_BURJ KHALIFA (BUSINESS BAY) | du | In House | 2G-3G-4G | On Air | On Air | On Air | 624278.6461 | 2377988.3 | DXB5331
DXB0519 | DXB5519 |  | Sobha Daffodils_JVC | Sobha Daffodils_JVC | On Air | 25.0471 | 55.2069 | IBS | Residential | DXB | Dubai | DUBAI_AL BARSHA SOUTH FOURTH (JUMEIRAH VILLAGE SOUTH) | du | In House | 2G-3G | On Air | On Air |  | 214449.6738 | 0 | DXB5519
DXB0836 | DXB5836 | DXBL0836 | Smart Heights | Smart Heights | On Air | 25.0968 | 55.1768 | IBS | Commercial | DXB | Dubai | DUBAI_AL THANYAH FIRST (AL SAFOUH THIRD) | du | Comba | 2G-3G-4G | On Air | On Air | On Air | 393326.1178 | 2121356.8 | DXB5836
IDX5408 | IDX0408 | IDXL5408 | Smana Hotel Al Raffa | Smana Hotel Al Raffa | On Air | 25.2499 | 55.2824 | IBS | Hotel | DXB | Dubai | DUBAI_AL RAFFA | du | W | 3G-4G |  | On Air | On Air | 85172.1819 | 309306.3 | IDX0408
|  | IADL5007 | SmallCell Terminal 1_Check In Counters | AUH Airport T1/T2 | On Air | 24.427 | 54.6466 | SmallCell | Airport | SE | Abu Dhabi | ABU DHABI_ABU DHABI INTERNATIONAL AIRPORT | du |  | 4G |  |  | On Air | 0 | 1330144.3257 | #N/A | IADL5007
|  | IADL5012I | SmallCell VIP Terminal_Main Lobby | AUH Airport T1/T2 | On Air | 24.427 | 54.6466 |  | Airport | SE |  | ABU DHABI_ABU DHABI INTERNATIONAL AIRPORT |  |  | 4G |  |  | On Air | 0 | 126897.7356 | #N/A | IADL5012I
|  | IADL5012II | SmallCell VIP Terminal_Arabic Lounges & Majlis | AUH Airport T1/T2 | On Air | 24.427 | 54.6466 |  | Airport | SE | 4G | ABU DHABI_ABU DHABI INTERNATIONAL AIRPORT |  |  | 4G |  |  | On Air | 0 | 45944.8503 | #N/A | IADL5012II
|  | IADL5014I | SmallCell Terminal 2_Departure Waiting Area | AUH Airport T1/T2 | On Air | 24.427 | 54.6466 | SmallCell | Airport | SE | Abu Dhabi | ABU DHABI_ABU DHABI INTERNATIONAL AIRPORT | du |  | 4G |  |  | On Air | 0 | 663571.5729 | #N/A | IADL5014I
|  | IADL5014II | SmallCell Terminal 2_Arrival Hall Area | AUH Airport T1/T2 | On Air | 24.427 | 54.6466 | SmallCell | Airport | SE | Abu Dhabi | ABU DHABI_ABU DHABI INTERNATIONAL AIRPORT | du |  | 4G |  |  | On Air | 0 | 316795.2422 | #N/A | IADL5014II
|  | IADL5013II | SmallCell Terminal 2_ Departure Area | AUH Airport T1/T2 | On Air | 24.427 | 54.6466 | SmallCell | Airport | SE | Abu Dhabi | ABU DHABI_ABU DHABI INTERNATIONAL AIRPORT | du |  | 4G |  |  | On Air | 0 | 273228.5571 | #N/A | IADL5013II
|  | IADL5014 | SmallCell Terminal 2_ Baggage Reclaim Area | AUH Airport T1/T2 | On Air | 24.427 | 54.6466 | SmallCell | Airport | SE | Abu Dhabi | ABU DHABI_ABU DHABI INTERNATIONAL AIRPORT | du |  | 4G |  |  | On Air | 0 | 770236.4652 | #N/A | IADL5014
|  | IADL5007I | SmallCell Terminal 1_Passport Control Economy | AUH Airport T1/T2 | On Air | 24.427 | 54.6466 | SmallCell | Airport | SE | Abu Dhabi | ABU DHABI_ABU DHABI INTERNATIONAL AIRPORT | du |  | 4G |  |  | On Air | 0 | 690815.3497 | #N/A | IADL5007I
|  | IADL5004II | SmallCell Terminal 1_GF_Waiting Area | AUH Airport T1/T2 | On Air | 24.427 | 54.6466 |  | Airport | SE |  | ABU DHABI_ABU DHABI INTERNATIONAL AIRPORT |  |  | 4G |  |  | On Air | 0 | 608504.8161 | #N/A | IADL5004II
|  | IADL5006 | SmallCell Terminal 1_GF_Offices Area 4 | AUH Airport T1/T2 | On Air | 24.427 | 54.6466 | SmallCell | Airport | SE | Abu Dhabi | ABU DHABI_ABU DHABI INTERNATIONAL AIRPORT | du |  | 4G |  |  | On Air | 0 | 286556.0476 | #N/A | IADL5006
|  | IADL5005 | SmallCell Terminal 1_GF_Offices Area 3 | AUH Airport T1/T2 | On Air | 24.427 | 54.6466 | SmallCell | Airport | SE | Abu Dhabi | ABU DHABI_ABU DHABI INTERNATIONAL AIRPORT | du |  | 4G |  |  | On Air | 0 | 341259.849 | #N/A | IADL5005
|  | IADL5004I | SmallCell Terminal 1_GF_Offices Area 2 | AUH Airport T1/T2 | On Air | 24.427 | 54.6466 |  | Airport | SE | 4G | ABU DHABI_ABU DHABI INTERNATIONAL AIRPORT |  |  | 4G |  |  | On Air | 0 | 417613.7345 | #N/A | IADL5004I
|  | IADL5003II | SmallCell Terminal 1_GF_Offices Area 1 | AUH Airport T1/T2 | On Air | 24.427 | 54.6466 |  | Airport | SE | 4G | ABU DHABI_ABU DHABI INTERNATIONAL AIRPORT |  |  | 4G |  |  | On Air | 0 | 126074.9517 | #N/A | IADL5003II
|  | IADL5005I | SmallCell Terminal 1_GF_Entrance | AUH Airport T1/T2 | On Air | 24.427 | 54.6466 | SmallCell | Airport | SE | Abu Dhabi | ABU DHABI_ABU DHABI INTERNATIONAL AIRPORT | du |  | 4G |  |  | On Air | 0 | 151178.9801 | #N/A | IADL5005I
|  | IADL5011 | SmallCell Terminal 1_Etihad Premium Lounge | AUH Airport T1/T2 | On Air | 24.427 | 54.6466 | SmallCell | Airport | SE | Abu Dhabi | ABU DHABI_ABU DHABI INTERNATIONAL AIRPORT | du |  | 4G |  |  | On Air | 0 | 383475.6363 | #N/A | IADL5011
|  | IADL5004 | SmallCell Terminal 1_Departure Baggage Area | AUH Airport T1/T2 | On Air | 24.427 | 54.6466 |  | Airport | SE | 4G | ABU DHABI_ABU DHABI INTERNATIONAL AIRPORT |  |  | 4G |  |  | On Air | 0 | 148772.1951 | #N/A | IADL5004
|  | IADL5005II | SmallCell Terminal 1_BHC_Arrival Baggage Area | AUH Airport T1/T2 | On Air | 24.427 | 54.6466 | SmallCell | Airport | SE | Abu Dhabi | ABU DHABI_ABU DHABI INTERNATIONAL AIRPORT | du |  | 4G |  |  | On Air | 0 | 745270.3124 | #N/A | IADL5005II
|  | IADL5008II | SmallCell Terminal 1_Arrival Luggage Collection | AUH Airport T1/T2 | On Air | 24.427 | 54.6466 | SmallCell | Airport | SE | Abu Dhabi | ABU DHABI_ABU DHABI INTERNATIONAL AIRPORT | du |  | 4G |  |  | On Air | 0 | 568167.1569 | #N/A | IADL5008II
|  | IADL5007II | SmallCell Terminal 1_Al Reem Lounge | AUH Airport T1/T2 | On Air | 24.427 | 54.6466 | SmallCell | Airport | SE | Abu Dhabi | ABU DHABI_ABU DHABI INTERNATIONAL AIRPORT | du |  | 4G |  |  | On Air | 0 | 983646.7459 | #N/A | IADL5007II
|  | IADL5010II | SmallCell Terminal 1_AL Dhabi Lounge | AUH Airport T1/T2 | On Air | 24.427 | 54.6466 | SmallCell | Airport | SE | Abu Dhabi | ABU DHABI_ABU DHABI INTERNATIONAL AIRPORT | du |  | 4G |  |  | On Air | 0 | 130906.1427 | #N/A | IADL5010II
|  | IADL5010I | SmallCell Terminal 1_Airport Hotel Area 2 | AUH Airport T1/T2 | On Air | 24.427 | 54.6466 | SmallCell | Airport | SE | Abu Dhabi | ABU DHABI_ABU DHABI INTERNATIONAL AIRPORT | du |  | 4G |  |  | On Air | 0 | 77044.509 | #N/A | IADL5010I
|  | IADL5010 | SmallCell Terminal 1_Airport Hotel Area 1 | AUH Airport T1/T2 | On Air | 24.427 | 54.6466 | SmallCell | Airport | SE | Abu Dhabi | ABU DHABI_ABU DHABI INTERNATIONAL AIRPORT | du |  | 4G |  |  | On Air | 0 | 12245.5664 | #N/A | IADL5010
|  | IADL5011I | SmallCell Terminal 1_2F_Offices Area 9 | AUH Airport T1/T2 | On Air | 24.427 | 54.6466 | SmallCell | Airport | SE | Abu Dhabi | ABU DHABI_ABU DHABI INTERNATIONAL AIRPORT | du |  | 4G |  |  | On Air | 0 | 179963.2687 | #N/A | IADL5011I
|  | IADL5009II | SmallCell Terminal 1_2F_Offices Area 8 | AUH Airport T1/T2 | On Air | 24.427 | 54.6466 | SmallCell | Airport | SE | Abu Dhabi | ABU DHABI_ABU DHABI INTERNATIONAL AIRPORT | du |  | 4G |  |  | On Air | 0 | 152442.4167 | #N/A | IADL5009II
|  | IADL5009I | SmallCell Terminal 1_2F_Offices Area 7 | AUH Airport T1/T2 | On Air | 24.427 | 54.6466 | SmallCell | Airport | SE | Abu Dhabi | ABU DHABI_ABU DHABI INTERNATIONAL AIRPORT | du |  | 4G |  |  | On Air | 0 | 133312.7846 | #N/A | IADL5009I
|  | IADL5012 | SmallCell Terminal 1_2F_Offices Area 11 | AUH Airport T1/T2 | On Air | 24.427 | 54.6466 | SmallCell | Airport | SE | Abu Dhabi | ABU DHABI_ABU DHABI INTERNATIONAL AIRPORT | du |  | 4G |  |  | On Air | 0 | 246961.0387 | #N/A | IADL5012
|  | IADL5011II | SmallCell Terminal 1_2F_Offices Area 10 | AUH Airport T1/T2 | On Air | 24.427 | 54.6466 | SmallCell | Airport | SE | Abu Dhabi | ABU DHABI_ABU DHABI INTERNATIONAL AIRPORT | du |  | 4G |  |  | On Air | 0 | 165020.0626 | #N/A | IADL5011II
|  | IADL5008I | SmallCell Terminal 1_1F_Public Corridor | AUH Airport T1/T2 | On Air | 24.427 | 54.6466 | SmallCell | Airport | SE | Abu Dhabi | ABU DHABI_ABU DHABI INTERNATIONAL AIRPORT | du |  | 4G |  |  | On Air | 0 | 964789.6911 | #N/A | IADL5008I
|  | IADL5006II | SmallCell Terminal 1_1F_Offices Area 6 | AUH Airport T1/T2 | On Air | 24.427 | 54.6466 | SmallCell | Airport | SE | Abu Dhabi | ABU DHABI_ABU DHABI INTERNATIONAL AIRPORT | du |  | 4G |  |  | On Air | 0 | 770439.5328 | #N/A | IADL5006II
|  | IADL5006I | SmallCell Terminal 1_1F_Offices Area 5 | AUH Airport T1/T2 | On Air | 24.427 | 54.6466 | SmallCell | Airport | SE | Abu Dhabi | ABU DHABI_ABU DHABI INTERNATIONAL AIRPORT | du |  | 4G |  |  | On Air | 0 | 213339.0411 | #N/A | IADL5006I
|  | IADL5008 | SmallCell Terminal 1_ Al DAR Lounge | AUH Airport T1/T2 | On Air | 24.427 | 54.6466 | SmallCell | Airport | SE | Abu Dhabi | ABU DHABI_ABU DHABI INTERNATIONAL AIRPORT | du |  | 4G |  |  | On Air | 0 | 764329.0756 | #N/A | IADL5008
|  | IADL5009 | SmallCell Terminal 1&3 Passengers Link | AUH Airport T1/T2 | On Air | 24.427 | 54.6466 | SmallCell | Airport | SE | Abu Dhabi | ABU DHABI_ABU DHABI INTERNATIONAL AIRPORT | du |  | 4G |  |  | On Air | 0 | 284435.9853 | #N/A | IADL5009
|  | IADL5003 | SmallCell Sky Bridge_Right Half | AUH Airport T1/T2 | On Air | 24.427 | 54.6466 | SmallCell | Airport | SE | Abu Dhabi | ABU DHABI_ABU DHABI INTERNATIONAL AIRPORT | du |  | 4G |  |  | On Air | 0 | 29658.4625 | #N/A | IADL5003
|  | IADL5003I | SmallCell Sky Bridge_Left Half | AUH Airport T1/T2 | On Air | 24.427 | 54.6466 | SmallCell | Airport | SE | Abu Dhabi | ABU DHABI_ABU DHABI INTERNATIONAL AIRPORT | du |  | 4G |  |  | On Air | 0 | 47298.393 | #N/A | IADL5003I
|  | IADL5013 | SmallCell Sheikh Zayed Hall | AUH Airport T1/T2 | On Air | 24.427 | 54.6466 | SmallCell | Airport | SE |  | ABU DHABI_ABU DHABI INTERNATIONAL AIRPORT |  |  | 4G |  |  | On Air | 0 | 287074.2669 | #N/A | IADL5013
|  | IADL5001 | SmallCell Satellite_Ground Floor_Right Half | AUH Airport T1/T2 | On Air | 24.427 | 54.6466 | SmallCell |  |  |  | ABU DHABI_ABU DHABI INTERNATIONAL AIRPORT | [5 empty] | On Air | 0 | 492131.9857 | #N/A | IADL5001
|  | IADL5001I | SmallCell Satellite_Ground Floor_Left Half | AUH Airport T1/T2 | On Air | 24.427 | 54.6466 | SmallCell | Airport | SE | Abu Dhabi | ABU DHABI_ABU DHABI INTERNATIONAL AIRPORT | du |  | 4G |  |  | On Air | 0 | 347453.5218 | #N/A | IADL5001I
|  | IADL5001II | SmallCell Satellite_First Floor_Right Half | AUH Airport T1/T2 | On Air | 24.427 | 54.6466 | SmallCell | Airport | SE | Abu Dhabi | ABU DHABI_ABU DHABI INTERNATIONAL AIRPORT | du |  | 4G |  |  | On Air | 0 | 759182.395 | #N/A | IADL5001II
|  | IADL5002 | SmallCell Satellite_First Floor_Left Half | AUH Airport T1/T2 | On Air | 24.427 | 54.6466 | SmallCell | Airport | SE | Abu Dhabi | ABU DHABI_ABU DHABI INTERNATIONAL AIRPORT | du |  | 4G |  |  | On Air | 0 | 1664284.839 | #N/A | IADL5002
|  | IADL5002I | SmallCell Bus Gate_Ground & First Floors | AUH Airport T1/T2 | On Air | 24.427 | 54.6466 |  | Airport | SE |  | ABU DHABI_ABU DHABI INTERNATIONAL AIRPORT |  |  | 4G |  |  | On Air | 0 | 98171.2889 | #N/A | IADL5002I
|  | IADL5002II | SmallCell Bus Gate Second Floor | AUH Airport T1/T2 | On Air | 24.427 | 54.6466 |  | Airport | SE | 4G | ABU DHABI_ABU DHABI INTERNATIONAL AIRPORT |  |  | 4G |  |  | On Air | 0 | 140524.0305 | #N/A | IADL5002II
|  | IADL5013I | SmallCell Arrival Hall | AUH Airport T1/T2 | On Air | 24.427 | 54.6466 | SmallCell | Airport | SE | Abu Dhabi | ABU DHABI_ABU DHABI INTERNATIONAL AIRPORT |  |  | 4G |  |  | On Air | 0 | 1093734.9554 | #N/A | IADL5013I
SHJ0181 | SHJ5181 | SHJL0181 | Skyline University College | Skyline University College | On Air | 25.2906 | 55.4673 | IBS | University | NE | Sharjah | SHARJAH_MUWAILEH COMMERCIAL | du | Huawei | 2G-3G-4G | On Air | On Air | On Air | 59499.2019 | 146195.9 | SHJ5181
DXB0494 | DXB5494 | DXBL0494 | Sky Garden - | Sky Garden - | On Air | 25.212 | 55.2827 | IBS | Residential | DXB | Dubai | DUBAI_ZAABEEL SECOND | du | MOTO | 2G-3G-4G | On Air | On Air | On Air | 1041328.0343 | 4085747.8 | DXB5494
DXB0934 | DXB5934 | DXBL0934 | Sky Courts_Tower F | Sky Courts | On Air | 25.0922 | 55.3849 | IBS | Residential | DXB | Dubai | DUBAI_WADI AL SAFA 5 (DUBAI LAND) | du | MOTO | 2G-3G-4G | On Air | On Air | On Air | 2027001.9379 | 6027858.7 | DXB5934
DXB0157 | DXB5157 | DXBL0157 | Sky Courts_Tower E | Sky Courts | On Air | 25.0922 | 55.3849 | IBS | Residential | DXB | Dubai | DUBAI_WADI AL SAFA 5 (DUBAI LAND) | du | MOTO | 2G-3G-4G | On Air | On Air | On Air | 796806.2127 | 4693836 | DXB5157
DXB0158 | DXB5158 | DXBL0158 | Sky Courts_Tower D | Sky Courts | On Air | 25.0922 | 55.3849 | IBS | Residential | DXB | Dubai | DUBAI_WADI AL SAFA 5 (DUBAI LAND) | du | MOTO | 2G-3G-4G | On Air | On Air | On Air | 1012393.5816 | 4505638 | DXB5158
DXB0152 | DXB5152 | DXBL0152 | Sky Courts_Tower C | Sky Courts | On Air | 25.0922 | 55.3849 | IBS | Residential | DXB | Dubai | DUBAI_WADI AL SAFA 5 (DUBAI LAND) | du | MOTO | 2G-3G-4G | On Air | On Air | On Air | 678216.0638 | 5404264.9 | DXB5152
DXB0935 | DXB5935 | DXBL0935 | Sky Courts_Tower B | Sky Courts | On Air | 25.0922 | 55.3849 | IBS | Residential | DXB | Dubai | DUBAI_WADI AL SAFA 5 (DUBAI LAND) | du | MOTO | 2G-3G-4G | On Air | On Air | On Air | 1113614.3371 | 5919107.2 | DXB5935
DXB0936 | DXB5936 | DXBL0936 | Sky Courts_Tower A | Sky Courts | On Air | 25.0922 | 55.3849 | IBS | Residential | DXB | Dubai | DUBAI_WADI AL SAFA 5 (DUBAI LAND) | du | MOTO | 2G-3G-4G | On Air | On Air | On Air | 1551920.1408 | 6588390.4 | DXB5936
IDX5610 | IDX0610 | IDXL5610 | Sky Central | Sky Central | On Air | 25.0974 | 55.1753 | IBS | Residential | DXB | Dubai | DUBAI_AL THANYAH FIRST (AL SAFOUH THIRD) | du | T | 3G-4G |  | On Air | On Air | 503564.4727 | 2381869.5 | IDX0610
DXB0486 | DXB5486 | DXBL0486 | SIT Business Tower | SIT Business Tower | On Air | 25.118 | 55.3907 | IBS | Commercial | DXB | Dubai | DUBAI_NADD HESSA (DUBAI SILICON OASIS) | Etisalat | ETC | 2G-3G-4G | On Air | On Air | On Air | 518022.7231 | 2582102 | DXB5486
DXB0773 | DXB5773 | DXBL0773 | Silverene Tower Dubai Marina | Silverene Tower Dubai Marina | On Air | 25.0754 | 55.1383 | IBS | Residential | DXB | Dubai | DUBAI_MARSA DUBAI | du | Huawei | 3G-4G |  | On Air | On Air | 907607.9996 | 4512174.6 | DXB5773
AUH0512 | AUH5512 | AUHL0512 | Silver Wave Tower | Silver Wave Tower | On Air | 24.5056 | 54.3756 | IBS | Residential | SE | Abu Dhabi | ABU DHABI_Al Zahiya (Tourist Club Extention) | Etisalat | ETC | 2G-3G-4G | On Air | On Air | On Air | 417985.1697 | 1048758.2227 | AUH5512
AUH0641 | AUH5641 | AUHL0641 | Silver Tower | Silver Tower | On Air | 24.4922 | 54.359 | IBS | Commercial | SE | Abu Dhabi | ABU DHABI_Al Markaziyah | Etisalat | ETC | 2G-3G-4G | On Air | On Air | On Air | 308054.7286 | 905559.1667 | AUH5641
DXB0703 | DXB5703 | DXBL0703 | Sidra Tower | Sidra Tower | On Air | 25.1082 | 55.1793 | IBS | Hotel | DXB | Dubai | DUBAI_AL SAFOUH FIRST | Etisalat | ETC | 2G-3G-4G | On Air | On Air | On Air | 605100.2925 | 2484763 | DXB5703
DXB0753 | DXB5753 |  | Shoba Ivory 2 | Shoba Ivory 2 | On Air | 25.1789 | 55.2727 | IBS | Commercial | DXB | Dubai | DUBAI_BURJ KHALIFA (BUSINESS BAY) | du | In House | 2G-3G | On Air | On Air |  | 267344.4256 | 0 | DXB5753
DXB0752 | DXB5752 | DXBL0752 | Shoba Ivory 1 | Shoba Ivory 1 | On Air | 25.1796 | 55.2719 | IBS | Commercial | DXB | Dubai | DUBAI_BURJ KHALIFA (BUSINESS BAY) | du | In House | 2G-3G-4G | On Air | On Air | On Air | 230452.6337 | 864860.2 | DXB5752
DXB0828 | DXB5828 | DXBL0828 | SHK Zayed University Wings C&E | SHK Zayed University | On Air | 25.1032 | 55.3853 | IBS | University | DXB | Dubai | DUBAI_AL ROWAIYAH SECOND (800) | Etisalat | Mitech/ETC | 2G-3G-4G | On Air | On Air | On Air | 454988.7814 | 120034.6 | DXB5828
DXB0524 | DXB5524 | DXBL0524 | SHK Zayed University Library Building | SHK Zayed University | On Air | 25.1032 | 55.3853 | IBS | University | DXB | Dubai | DUBAI_AL ROWAIYAH SECOND (800) | Etisalat | Mitech/ETC | 2G-3G-4G | On Air | On Air | On Air | 66932.7984 | 227300.4 | DXB5524
DXB0523 | DXB5523 | DXBL0523 | SHK Zayed University Admins Building | SHK Zayed University | On Air | 25.1032 | 55.3853 | IBS | University | DXB | Dubai | DUBAI_AL ROWAIYAH SECOND (800) | Etisalat | Mitech/ETC | 2G-3G-4G | On Air | On Air | On Air | 83098.3672 | 252369.4 | DXB5523
AUH0503 | AUH5503 | AUHL0503 | Shining Towers Podium | Shining Towers | On Air | 24.4731 | 54.3494 | IBS | Commercial | SE | Abu Dhabi | ABU DHABI_Al Khalidiya | Etisalat | ETC | 2G-3G-4G | On Air | On Air | On Air | 302461.0259 | 835757.5847 | AUH5503
AUH0502 | AUH5502 | AUHL0502 | Shining Tower 2 - Residential Building | Shining Towers | On Air | 24.4731 | 54.3494 | IBS | Commercial | SE | Abu Dhabi | ABU DHABI_Al Khalidiya | Etisalat | ETC | 2G-3G-4G | On Air | On Air | On Air | 35040.4804 | 285786.1738 | AUH5502
AUH0501 | AUH5501 | AUHL0501 | Shining Tower 1 - Office Building | Shining Towers | On Air | 24.4731 | 54.3494 | IBS | Commercial | SE | Abu Dhabi | ABU DHABI_Al Khalidiya | Etisalat | ETC | 2G-3G-4G | On Air | On Air | On Air | 763127.9478 | 4204853.6911 | AUH5501
SHJ0220 | SHJ5220 | SHJL0220 | Sheraton Sharjah Hotel & Resort | Sheraton Sharjah Hotel & Resort | On Air | 25.3958 | 55.4228 | IBS | Hotel | NE | Sharjah | SHARJAH_AL RIFAAH | Etisalat | ETC | 2G-3G-4G | On Air | On Air | On Air | 511143.6016 | 1282436 | SHJ5220
IDX5193 | IDX0193 | IDXL5193 | Sheraton Grand Hotel Dubai_Upper | Sheraton Grand Hotel Dubai | On Air | 25.2294 | 55.2865 | IBS | Hotel | DXB | Dubai | DUBAI_TRADE CENTER FIRST | du | NSN | 3G-4G |  | On Air | On Air | 607667.758 | 3784267.7 | IDX0193
IDX5192 | IDX0192 | IDXL5192 | Sheraton Grand Hotel Dubai_Lower | Sheraton Grand Hotel Dubai | On Air | 25.2294 | 55.2865 | IBS | Hotel | DXB | Dubai | DUBAI_TRADE CENTER FIRST | du | NSN | 3G-4G |  | On Air | On Air | 188614.0213 | 655580.7 | IDX0192
DXB0063 | DXB5063 | DXBL0063 | Sheraton Deira Dubai | Sheraton Deira Dubai | On Air | 25.2749 | 55.3275 | IBS | Hotel | DXB | Dubai | DUBAI_AL MUTEENA | du | Mitech | 3G-4G |  | On Air | On Air | 251720.6465 | 1676576.2 | DXB5063
| AUH5468 | AUHL0468 | Sheraton Corniche Hotel & Resort | Sheraton Corniche Hotel & Resort | On Air | 24.5004 | 54.3688 |  | Hotel | SE |  | ABU DHABI_Tourist Club Area |  |  | 3G |  | On Air | On Air | 187418.6848 | 496725.6211 | AUH5468
DXB0064 | DXB5064 |  | Sheraton Beach Resort | Sheraton Beach Resort | On Air | 25.0735 | 55.1292 | IBS | Hotel | DXB | Dubai | DUBAI_MARSA DUBAI | du | NSN | 2G-3G | On Air | On Air |  | 168370.1224 | 0 | DXB5064
AUH0566 | AUH5566 | AUHL0566 | Sheikh's Villa Qaffay Island | Sheikh's Villa Qaffay Island | On Air | 24.58 | 51.7268 | IBS | Residential | SE | Abu Dhabi | ABU DHABI_Al Qaffay Island | du | NSN | 2G-3G-4G | On Air | On Air | On Air | 8038.7494 | 3926.2176 | AUH5566
AUH0567 | AUH5567 | AUHL0567 | Sheikh's Palace Qaffay Island | Sheikh's Palace Qaffay Island | On Air | 24.5824 | 51.7309 | IBS | Residential | SE | Abu Dhabi | ABU DHABI_Al Qaffay Island | du | NSN | 2G-3G-4G | On Air | On Air | On Air | 6474.7012 | 1219.8416 | AUH5567
AAN0040 | AAN5040 | AANL0040 | Sheikh Zayed Desert Learning Center (SZDLC) | Sheikh Zayed Desert Learning Center (SZDLC) | On Air | 24.1752 | 55.7391 | IBS | University | SE | Abu Dhabi | ABU DHABI_SHIAB AL ASHKHAR | Etisalat | ETC | 2G-3G-4G | On Air | On Air | On Air | 155283.3391 | 607376.2159 | AAN5040
| AUH5544 | AUHL0544 | Sheikh Sultan Bin Suroor Al Daheri (Lulu Centre Building Salam) | Sheikh Sultan Bin Suroor Al Daheri (Lulu Centre Building Salam) | On Air | 24.4983 | 54.3706 |  | Commercial | SE |  | ABU DHABI_Al Markaziyah |  |  |  |  | On Air | On Air | 231699.7318 | 1123135.556 | AUH5544
DXB0178 | DXB5178 |  | Sheikh Rashid Bldg., Al Maktoum St., Deira Dubai | Sheikh Rashid Bldg., Al Maktoum St., Deira Dubai | On Air | 25.2665 | 55.3091 | IBS | Residential | DXB | Dubai | DUBAI_AL RIGGA | du | Alan Dick | 2G-3G | On Air | On Air |  | 325193.4486 | 0 | DXB5178
IDX5609 | IDX0609 | IDXL5609 | Sheikh Mohammad Humanitarian and Charity Building | Sheikh Mohammad Humanitarian and Charity Building | On Air | 25.295 | 55.351 | IBS | Government | DXB | Dubai | DUBAI_AL MAMZAR | du | T | 3G-4G |  | On Air | On Air | 167459.6646 | 1061290 | IDX0609
RAK0513 | RAK5513 | RAKL0513 | Sheikh Khalifah Speciality Hospital | Sheikh Khalifah Speciality Hospital | On Air | 25.6361 | 55.8356 | IBS | Hospital | NE | Ras Al Khaimah | RAS AL-KHAIMAH_KHURAIJAH | Etisalat | ETC | 2G-3G-4G | On Air | On Air | On Air | 1408119.1964 | 6419438.7 | RAK5513
AJM0871 | AJM5871 | AJML0871 | Sheikh Khalifah Hospital | Sheikh Khalifah Hospital | On Air | 25.4165 | 55.4958 | IBS | Hospital | NE | Ajman | AJMAN_JURF 1 | du | NSN | 2G-3G-4G | On Air | On Air | On Air | 2356006.2423 | 8428351 | AJM5871
AUH0450 | AUH5450 | AUHL0450 | Sheikh Khalifah Energy Complex_ZADCO Tower | Sheikh Khalifah Energy Complex_ZADCO Tower | On Air | 24.4978 | 54.3663 | IBS | Commercial | SE | Abu Dhabi | ABU DHABI_Al Markaziyah | du | NSN | 2G-3G-4G | On Air | On Air | On Air | 453394.4646 | 2172574.3062 | AUH5450
AUH0409 | AUH5409A | AUHL0409 | Sheikh Khalifah Energy Complex_Takreer Tower | Sheikh Khalifah Energy Complex_Takreer Tower | On Air | 24.4986 | 54.3671 | IBS | Commercial | SE | Abu Dhabi | ABU DHABI_Al Markaziyah | du | NSN | 2G-3G-4G | On Air | On Air | On Air | 904504.9459 | 2744511.0161 | #N/A
| AUH5409B |  | Sheikh Khalifah Energy Complex_Takreer Tower | Sheikh Khalifah Energy Complex_Takreer Tower | On Air | 24.4986 | 54.3671 | IBS | Commercial | SE | Abu Dhabi | ABU DHABI_Al Markaziyah | du | NSN | 3G |  | On Air |  | 329747.726 | 0 | AUH5409B
AUH0431 | AUH5431 | AUHL0431 | Sheikh Khalifah Energy Complex_GASCO Tower | Sheikh Khalifah Energy Complex_GASCO Tower | On Air | 24.4975 | 54.3658 | IBS | Commercial | SE | Abu Dhabi | ABU DHABI_Al Markaziyah | du | NSN | 2G-3G-4G | On Air | On Air | On Air | 354343.9497 | 1374178.4215 | AUH5431
AUH0547 | AUH5547 | AUHL0547 | Sheikh Khalifah Energy Complex_Borough Tower | Sheikh Khalifah Energy Complex_Borough Tower | On Air | 24.4982 | 54.3668 | IBS | Commercial | SE | Abu Dhabi | ABU DHABI_Al Markaziyah | du | NSN | 2G-3G-4G | On Air | On Air | On Air | 519320.9315 | 2979709.8471 | AUH5547
AUH0535 | AUH5535 | AUHL0535 | Sheikh Khalifa Medical City (SKMC) - Dialysis Center | Sheikh Khalifa Medical City (SKMC) - Dialysis Center | On Air | 24.4697 | 54.3685 | IBS | Hospital | SE | Abu Dhabi | ABU DHABI_Al Karamah | du | T | 3G-4G |  | On Air | On Air | 39622.4186 | 239539.448 | AUH5535
AUH0555 | AUH5555 | AUHL0555 | Sheikh Khalifa Hospital-OPC Building | Sheikh Khalifa Hospital | On Air | 24.4687 | 54.3648 | IBS | Hospital | SE | Abu Dhabi | ABU DHABI_Al Karamah | Etisalat | In House/ETC | 2G-3G-4G | On Air | On Air | On Air | 524373.8592 | 1543085.7125 | AUH5555
AUH0479 | AUH5479 | AUHL0479 | Sheikh Khalifa Hospital-Main Building | Sheikh Khalifa Hospital | On Air | 24.4678 | 54.3662 | IBS | Hospital | SE | Abu Dhabi | ABU DHABI_Al Karamah | Etisalat | In House/ETC | 2G-3G-4G | On Air | On Air | On Air | 1697402.6488 | 2455396.0665 | AUH5479
AUH0505 | AUH5505 | AUHL0505 | Sheikh Khalifa Hospital-D Wing & Admin Building | Sheikh Khalifa Hospital | On Air | 24.4687 | 54.3648 | IBS | Hospital | SE | Abu Dhabi | ABU DHABI_Al Karamah | Etisalat | In House/ETC | 2G-3G-4G | On Air | On Air | On Air | 967397.7474 | 1417095.0573 | AUH5505
AUH0506 | AUH5506 | AUHL0506 | Sheikh Khalifa Hospita- New Admin Building | Sheikh Khalifa Hospital | On Air | 24.4687 | 54.3648 | IBS | Hospital | SE | Abu Dhabi | ABU DHABI_Al Karamah | Etisalat | In House/ETC | 2G-3G-4G | On Air | On Air | On Air | 170791.3871 | 350659.3517 | AUH5506
UAQ0754 | UAQ5754 | UAQL0754 | Sheikh Khalifa General Hospital UAQ | Sheikh Khalifa General Hospital UAQ | On Air | 25.5009 | 55.599 | IBS | Hospital | NE | Umm al Quwain | UMM AL QUWAIN_AL SALAMAH | Etisalat | ETC | 2G-3G-4G | On Air | On Air | On Air | 2441178.7178 | 3917451.9 | UAQ5754
SHJ0194 | SHJ5194 |  | Sheikh Hamdan Tower | Sheikh Hamdan Tower | On Air | 25.3079 | 55.3735 | IBS | Residential | NE | Sharjah | SHARJAH_AL MAMZAR | du | Huawei | 2G-3G | On Air | On Air |  | 354821.9312 | 0 | SHJ5194
DXB0418 | DXB5418 | DXBL0418 | Sheikh Hamdan Palace Zabeel | Sheikh Hamdan Palace Zabeel | On Air | 25.2232 | 55.3041 | IBS | Palace | DXB | Dubai | DUBAI_ZAABEEL FIRST (ZAABEEL FIRST) | Etisalat | ETC/HW | 2G-3G-4G | On Air | On Air | On Air | 4405.7948 | 109869.2 | DXB5418
AUH0804 | AUH5804 | AUHL0804 | Sheikh Diab Building 1 | Sheikh Diab Building 1 | On Air | 24.4731 | 54.3509 | IBS | Commercial | SE | Abu Dhabi | ABU DHABI_Al Khalidiya | du | NSN | 2G-3G-4G | On Air | On Air | On Air | 271685.4059 | 717401.8321 | AUH5804
AUH0822 | AUH5822 | AUHL0822 | Sheikh Abdullah Building | Sheikh Abdullah Building | On Air | 24.4918 | 54.358 | IBS | Commercial | SE | Abu Dhabi | ABU DHABI_Al Markaziyah | du | NSN | 2G-3G | On Air | On Air | On Air | 196235.8688 | 335780.1856 | AUH5822
SHJ0274 | SHJ5274 | SHJL0274 | Sharjah University Complex | Sharjah University Complex | On Air | 25.2877 | 55.4767 | IBS | University | NE | Sharjah | SHARJAH_UNIVERSITY CITY | du | Huawei | 2G-3G-4G | On Air | On Air | On Air | 102504.0077 | 381044 | SHJ5274
SHJ0109 | SHJ5109 |  | Sharjah TV | Sharjah TV | On Air | 25.3523 | 55.4264 | IBS | Commercial | NE | Sharjah | SHARJAH_AL ABAR | du | Huawei | 2G-3G | On Air | On Air |  | 408536.1395 | 0 | SHJ5109
SHJ0416 | SHJ5416 | SHJL0416 | Sharjah Transport department | Sharjah Transport department | On Air | 25.3716 | 55.4519 | IBS | Government | NE | Sharjah | SHARJAH_AL AZRA | du | NSN | 2G-3G-4G | On Air | On Air | On Air | 658700.423 | 2718227.7 | SHJ5416
SHJ0211 | SHJ5211 | SHJL0211 | Sharjah Shooting Club - Old and New Building | Sharjah Shooting Club - Old and New Building | On Air | 25.3537 | 55.4875 | IBS | Commercial | NE | Sharjah | SHARJAH_SHARJAH GOLF AND SHOOTING CLUB | du | Huawei | 2G-3G-4G | On Air | On Air | On Air | 111344.25 | 843555.1 | SHJ5211
SHJ0414 | SHJ5414 |  | Sharjah Police Traffic Department | Sharjah Police Traffic Department | On Air | 25.3584 | 55.4441 | IBS | Government | NE | Sharjah | SHARJAH_AL RAMTHA | du | NSN | 2G-3G | On Air | On Air |  | 516876.3153 | 0 | SHJ5414
SHJ0431 | SHJ5431 | SHJL0431 | Sharjah New Medcare Hospital | Sharjah New Medcare Hospital | On Air | 25.3421 | 55.3885 | IBS | Hospital | NE | Sharjah | SHARJAH_AL NUD | du | Huawei | 3G-4G |  | On Air | On Air | 238225.0122 | 1410614 | SHJ5431
SHJ0405 | SHJ5405 | SHJL0405 | Sharjah Municipality New Building | Sharjah Municipality New Building | On Air | 25.3566 | 55.4009 | IBS | Government | NE | Sharjah | SHARJAH_AL MUSSALLA | Etisalat | ETC | 2G-3G-4G | On Air | On Air | On Air | 143097.3498 | 707479.2 | SHJ5405
SHJ0445 | SHJ5445 | SHJL0445 | Sharjah Municipality – Engineering & Project. | Sharjah Municipality – Engineering & Project. | On Air | 25.3668 | 55.4054 | IBS | Government | NE | Sharjah | SHARJAH_AL NASSERYA | du | W | 3G-4G |  | On Air | On Air | 331888.6165 | 1818250.1 | SHJ5445
SHJ0449 | SHJ5449 | SHJL0449 | Sharjah Military Hospital Batayeh | Sharjah Military Hospital Batayeh | On Air | 25.1774 | 55.8064 | IBS | Hospital | NE | Sharjah | SHARJAH_Al Battayeh | Etisalat | ETC | 3G-4G |  | On Air | On Air | 471769.25 | 2632900.4 | SHJ5449
SHJ0272 | SHJ5272 | SHJL0272 | Sharjah Mega Mall | Sharjah Mega Mall | On Air | 25.3445 | 55.3985 | IBS | Mall | NE | Sharjah | SHARJAH_ABU SHUGHARA | du | In House | 2G-3G-4G | On Air | On Air | On Air | 1499337.0569 | 5890681.8 | #N/A
SHJ0327 | SHJ5327 | SHJL0327 | Sharjah Islamic Bank | Sharjah Islamic Bank | On Air | 25.3165 | 55.3749 | IBS | Commercial | NE | Sharjah | SHARJAH_AL KHAN | Etisalat | ETC | 2G-3G-4G | On Air | On Air | On Air | 2041889.4521 | 10012325.4 | SHJ5327
SHJ0276 | SHJ5276 | SHJL0276 | Sharjah International Airport | Sharjah International Airport | On Air | 25.3214 | 55.521 | IBS | Airport | NE | Sharjah | SHARJAH_SHARJAH INTERNATIONAL AIRPORT | Etisalat | ETC | 2G-3G-4G | On Air | On Air | On Air | 10970674.0232 | 25696929.3 | SHJ5276
SHJ0452 | SHJ5452 | SHJL0452 | Sharjah Industrial Area Police Station | Sharjah Industrial Area Police Station | On Air | 25.3025 | 55.4282 | IBS | Government | NE | Sharjah | SHARJAH_INDUSTRIAL AREA 10 | du | T | 3G-4G |  | On Air | On Air | 105160.8127 | 389462.7 | SHJ5452
SHJ0217 | SHJ5217 | SHJL0217 | Sharjah Gate Tower | Sharjah Gate Tower | On Air | 25.3 | 55.376 | IBS | Residential | NE | Sharjah | SHARJAH_AL NAHDA | du | T | 3G-4G |  | On Air | On Air | 770338.6747 | 2338386.4 | SHJ5217
SHJ0343 | SHJ5343 |  | SHARJAH DIRECTORATE OF TOWN PLANNING | SHARJAH DIRECTORATE OF TOWN PLANNING | On Air | 25.3422 | 55.3756 | IBS | Commercial | NE | Sharjah | SHARJAH_AL LAYYEH | du | MOTO | 2G-3G | On Air | On Air |  | 857175.3759 | 0 | SHJ5343
SHJ0361 | SHJ5361 | SHJL0361 | Sharjah Court | Sharjah Court | On Air | 25.36 | 55.3782 | IBS | Government | NE | Sharjah | SHARJAH_PORT KHALID | du | Huawei | 2G-3G-4G | On Air | On Air | On Air | 595494.2611 | 2572127.8 | SHJ5361
SHJ0212 | SHJ5212 |  | Sharjah Consultative Councle | Sharjah Consultative Councle | On Air | 25.355 | 55.4045 | IBS | Government | NE | Sharjah | SHARJAH_AL YARMOOK | du | NSN | 2G-3G | On Air | On Air |  | 27358.0718 | 0 | SHJ5212
SHJ0278 | SHJ5278 | SHJL0278 | Sharjah City Centre | Sharjah City Centre | On Air | 25.3253 | 55.3928 | IBS | Mall | NE | Sharjah | SHARJAH_INDUSTRIAL AREA 1 | du | NSN | 2G-3G-4G | On Air | On Air | On Air | 2614357.347 | 11306962.7 | SHJ5278
SHJ0314 | SHJ5314 | SHJL0314 | Sharjah Chamber Commerce | Sharjah Chamber Commerce | On Air | 25.314 | 55.3646 | IBS | Government | NE | Sharjah | SHARJAH_AL KHAN | du | Huawei | 2G-3G-4G | On Air | On Air | On Air | 54449.6399 | 335953.3 | SHJ5314
SHJ0309 | SHJ5309 |  | SHARJAH ACQUARIUM | SHARJAH ACQUARIUM | On Air | 25.3304 | 55.3584 | IBS | Commercial | NE | Sharjah | SHARJAH_AL KHAN | du | In House | 2G-3G | On Air | On Air |  | 196725.5401 | 0 | SHJ5309
IDX5660 | IDX0660 | IDXL5660 | Sharaf Group 1 | Sharaf Group 1 | On Air | 25.2289 | 55.3359 | IBS | Residential | DXB | Dubai | DUBAI_AL JADAF | du |  | 3G-4G |  | On Air | On Air | 27489.8554 | 80523.4 | IDX0660
AUH0463 | AUH5463 | AUHL0463 | Shangri-La Hotel Qaryat Al Beri | Shangri-La Hotel AUH | On Air | 24.4067 | 54.4907 | IBS | Hotel | SE | Abu Dhabi | ABU DHABI_AL MAQTA AREA | Etisalat | ETC | 2G-3G-4G | On Air | On Air | On Air | 293484.6349 | 1002138.6583 | AUH5463
AUH0603 | AUH5603 | AUHL0603 | Shangri-La Hotel - Spa Building | Shangri-La Hotel AUH | On Air | 24.408 | 54.4913 | IBS | Hotel | SE | Abu Dhabi | ABU DHABI_AL MAQTA AREA | Etisalat | ETC | 2G-3G-4G | On Air | On Air | On Air | 35557.6762 | 118687.7981 | AUH5603
AUH0602 | AUH5602 | AUHL0602 | Shangri-La Hotel - Souk Building | Shangri-La Hotel AUH | On Air | 24.4088 | 54.4914 | IBS | Hotel | SE | Abu Dhabi | ABU DHABI_AL MAQTA AREA | Etisalat | ETC | 2G-3G-4G | On Air | On Air | On Air | 537991.3301 | 1332488.6036 | AUH5602
DXB0061 | DXB5061 | DXBL0061 | Shangri-la Hotel | Shangri-la Hotel | On Air | 25.2081 | 55.2719 | IBS | Hotel | DXB | Dubai | DUBAI_TRADE CENTER FIRST | du | NSN | 2G-3G-4G | On Air | On Air |  | 3447982.2709 | 0 | DXB5061
| AUH5833 | AUHL0833 | Shams Towers (Sun Tower) |  | On Air | 24.4964 | 54.4082 |  | Commercial & Residential | SE |  | ABU DHABI_AL REEM ISLAND |  |  |  |  | On Air | On Air | 199087.1173 | 1603259.0942 | AUH5833
| AUH5832 | AUHL0832 | Shams Towers (Sky Tower upper) | Shams Towers (Sky Tower upper) | On Air | 24.4964 | 54.4082 | IBS | Commercial & Residential | SE | AUH | ABU DHABI_AL REEM ISLAND | ETC |  |  |  | On Air | On Air | 76033.4633 | 510294.3565 | AUH5832
| AUH5831 | AUHL0831 | Shams Towers ( Common Parking & Sky Tower lower) | Shams Towers ( Common Parking & Sky Tower lower) | On Air | 24.4964 | 54.4082 |  | Commercial & Residential | SE |  | ABU DHABI_AL REEM ISLAND |  |  | 3G-4G |  | On Air | On Air | 1495879.6402 | 1650245.1127 | AUH5831
DXB0676 | DXB5676 |  | Shams Sheraton Hotel - JBR | Shams Sheraton Hotel - JBR | On Air | 25.0722 | 55.1295 | IBS | Hotel | DXB | Dubai | DUBAI_MARSA DUBAI | du | In House | 2G-3G | On Air | On Air |  | 272226.2601 | 0 | DXB5676
RAK0544 | RAK5544 | RAKL0544 | Shaam New Hospital | Shaam New Hospital | On Air | 26.0231 | 56.0818 | IBS | Hospital | NE | Ras Al Khaimah | RAS AL-KHAIMAH_SHAM | du | T | 3G-4G |  | On Air | On Air | 352963.8199 | 904821.6 | RAK5544
SHJ0158 | SHJ5158 | SHJL0158 | Shaab Mall | Shaab Mall | On Air | 25.3719 | 55.4262 | IBS | Mall | NE | Sharjah | SHARJAH_AL HAZANA | Etisalat | ETC | 2G-3G-4G | On Air | On Air | On Air | 1053181.3947 | 3269245.8 | SHJ5158
IDX5103 | IDX0103 | IDXL5103 | SGH Accommodation | SGH Accommodation | On Air | 25.0957 | 55.1842 | IBS | Residential | DXB | Dubai | DUBAI_AL BARSHA THIRD | du | Huawei | 2G-3G-4G | On Air | On Air | On Air | 463235.3633 | 1760257.6 | IDX0103
SHJ0337 | SHJ5337 | SHJL0337 | Sewa HQ | Sewa HQ | On Air | 25.3431 | 55.3761 | IBS | Government | NE | Sharjah | SHARJAH_AL LAYYEH | du | In House | 2G-3G-4G | On Air | On Air | On Air | 245672.3904 | 919883.3 | SHJ5337
DXB0890 | DXB5890 | DXBL0890 | Seven Tides Anantara Palm Jumeirah_Condo 2 | Seven Tides Anantara Palm Jumeirah | On Air | 25.1279 | 55.1539 | IBS | Hotel | DXB | Dubai | DUBAI_NAKHLAT JUMEIRA (THE PALM JUMEIRAH) | du | Huawei | 2G-3G-4G | On Air | On Air | On Air | 500657.3883 | 1980463.1 | DXB5890
DXB0889 | DXB5889 | DXBL0889 | Seven Tides Anantara Palm Jumeirah_Condo 1 | Seven Tides Anantara Palm Jumeirah | On Air | 25.1314 | 55.1523 | IBS | Hotel | DXB | Dubai | DUBAI_NAKHLAT JUMEIRA (THE PALM JUMEIRAH) | du | Huawei | 2G-3G-4G | On Air | On Air | On Air | 324299.9566 | 1227944.8 | DXB5889
IDX5694 | IDX0694 | IDXL5694 | Serenia Residences The Palm | Serenia Residences The Palm | On Air | 25.132 | 55.152 |  | Residential | DXB |  | DUBAI_NAKHLAT JUMEIRA (THE PALM JUMEIRAH) |  |  | 3G-4G |  | On Air | On Air | 80985.2943 | 206790.6 | IDX0694
AUH0956 | AUH5956 | AUHL0956 | Seha (Das) Tower | Seha (Das) Tower | On Air | 24.4689 | 54.3376 | IBS | Commercial | SE | Abu Dhabi | ABU DHABI_Al Khebeirah | du | W | 3G-4G |  | On Air | On Air | 347837.2298 | 1910649.2588 | AUH5956
DXB0334 | DXB5334 |  | Seasons Community | Seasons Community | On Air | 25.059 | 55.2031 | IBS | Residential | DXB | Dubai | DUBAI_AL BARSHA SOUTH FOURTH (JUMEIRAH VILLAGE SOUTH) | du | In House | 2G-3G | On Air | On Air |  | 422685.7817 | 0 | DXB5334
AUH0523 | AUH5523 | AUHL0523 | Sea View Tower (Dubai Islamic Bank) | Sea View Tower (Dubai Islamic Bank) | On Air | 24.4721 | 54.3402 | IBS | Commercial | SE | Abu Dhabi | ABU DHABI_Al Khalidiya | Etisalat | ETC | 2G-3G-4G | On Air | On Air | On Air | 50595.0884 | 291554.1277 | AUH5523
| IAD0085 | IADL5085 | Sea View Tower |  | On Air | 24.5123 | 54.4057 |  | Residential | [7 empty] | On Air | On Air | 22208.4671 | 181301.282 | IAD0085
| IAD0089 | IADL5089 | Sea Side Tower @ Al Reem Island |  | On Air | 24.5119 | 54.4064 |  | Commercial & Residential |  |  | ABU DHABI_AL REEM ISLAND |  |  |  |  | On Air | On Air | 387640.5488 | 2413013.871 | IAD0089
DXB0896 | DXB5896 |  | Scala Tower @ BB | Scala Tower @ BB | On Air | 25.1851 | 55.2855 | IBS | Residential | DXB | Dubai | DUBAI_BURJ KHALIFA (BUSINESS BAY) | Etisalat | ETC | 2G-3G | On Air | On Air |  | 507955.6977 | 0 | DXB5896
SHJ0023 | SHJ5023 | SHJL0023 | Sayegh Tower | Sayegh Tower | On Air | 25.3213 | 55.3826 | IBS | Residential | NE | Sharjah | SHARJAH_AL MAZAJ SECOND | du | T | 3G-4G |  | On Air | On Air | 172011.8031 | 1082623.5 | SHJ5023
DXB0317 | DXB5317 | DXBL0317 | Saudi German Hospital | Saudi German Hospital | On Air | 25.0971 | 55.1838 | IBS | Hospital | DXB | Dubai | DUBAI_AL BARSHA THIRD | du | In House | 2G-3G-4G | On Air | On Air | On Air | 1835064.6662 | 9230702.3 | DXB5317
SHJ0237 | SHJ5237 | SHJL0237 | Saudi German |  | On Air | 25.377 | 55.4008 |  | Commercial | NE |  | SHARJAH_AL QULAYAA |  |  |  |  | On Air | On Air | 28692.1642 | 167471.9 | SHJ5237
SHJ0402 | SHJ5402 |  | Sarh Al Emarat Tower | Sarh Al Emarat Tower | On Air | 25.3361 | 55.3754 | IBS | Residential | NE | Sharjah | SHARJAH_AL MAZAJ THIRD | du | Huawei | 2G-3G | On Air | On Air |  | 2541028.2605 | 0 | SHJ5402
| AUH5545 | AUHL0545 | Saraya Tower 2 | Saraya Tower 2 | On Air | 24.5022 | 54.3676 |  | Residential | SE |  | ABU DHABI_Tourist Club Area |  |  |  |  | On Air | On Air | 13620.1629 | 19890.7514 | AUH5545
| AUH5411 | AUHL0411 | Saraya Tower 1 | Saraya Tower 1 | On Air | 24.5025 | 54.368 |  | Residential | SE |  | ABU DHABI_Tourist Club Area |  |  |  |  | On Air | On Air | 15652.2526 | 50964.3823 | AUH5411
SHJ0393 | SHJ5393 | SHJL0393 | Sarab Tower | Sarab Tower | On Air | 25.3253 | 55.3795 | IBS | Residential | NE | Sharjah | SHARJAH_AL MAZAJ THIRD | du | NSN | 2G-3G-4G | On Air | On Air | On Air | 359449.7996 | 1906263.2 | SHJ5393
SHJ0133 | SHJ5133 |  | Sara Tower - Al Majaz | Sara Tower - Al Majaz | On Air | 25.3297 | 55.3754 | IBS | Residential | NE | Sharjah | SHARJAH_AL MAZAJ THIRD | du | NSN-FTK | 2G-3G | On Air | On Air |  | 474577.0358 | 0 | SHJ5133
RAK0543 | RAK5543 | RAKL0543 | Saqr Hospital | Saqr Hospital | On Air | 25.7697 | 55.9767 | IBS | Hospital | NE | Ras Al Khaimah | RAS AL-KHAIMAH_NEW TOWN// AL JUWAISE | du | T | 3G-4G |  | On Air | On Air | 1295857.031 | 5641723.2 | RAK5543
DXB0384 | DXB5384 | DXBL0384 | Sapphire Tower_Emirates National Investment (ENI) | Sapphire Tower_Emirates National Investment (ENI) | On Air | 25.2611 | 55.3326 | IBS | Commercial | DXB | Dubai | DUBAI_PORT SAEED | du | NSN | 2G-3G-4G | On Air | On Air | On Air | 923244.9538 | 1473954.6 | DXB5384
AUH0802 | AUH5802 | AUHL0802 | Saoud Al Dhahiri | Saoud Al Dhahiri | On Air | 24.4849 | 54.3751 | IBS | Commercial | SE | Abu Dhabi | ABU DHABI_Madinat Zayed(AD) | du | NSN | 2G-3G-4G | On Air | On Air | On Air | 219273.112 | 443402.9958 | AUH5802
IDX5771 | IDX0771 | IDXL5771 | SANDS INFRA BUILD | SANDS INFRA BUILD | On Air | 25.1023 | 55.1637 | IBS | Commercial | DXB | Dubai | DUBAI_AL SAFOUH SECOND | du | T | 3G-4G |  | On Air | On Air | 13324.2871 | 253468.2 | IDX0771
DXB0196 | DXB5196 |  | Samsung Electronics | Samsung Electronics | On Air | 25.0952 | 55.1584 | IBS | Commercial | DXB | Dubai | DUBAI_AL SAFOUH SECOND | du | NSN | 2G-3G | On Air | On Air |  | 524312.5271 | 0 | DXB5196
IDX5189 | IDX0189 |  | Samaya Hotel Deira | Samaya Hotel Deira | On Air | 25.2605 | 55.3187 | IBS | Hotel | DXB | Dubai | DUBAI_RIGGAT AL BUTEEN | du | NSN | 2G-3G | On Air | On Air |  | 294396.6031 | 0 | IDX0189
| AUH5764 | AUHL0764 | Sama Tower_Upper Part | Sama Tower AUH | On Air | 24.4832 | 54.3604 |  | Commercial | SE |  | ABU DHABI_Madinat Zayed(AD) |  |  | 4G |  | On Air | On Air | 161150.0679 | 611091.4999 | AUH5764
DXB0355 | DXB5355 |  | Sama Tower_SZR | Sama Tower_SZR | On Air | 25.2284 | 55.2858 | IBS | Commercial | DXB | Dubai | DUBAI_TRADE CENTER FIRST | Etisalat | ETC | 3G |  | On Air |  | 1458438.4175 | 0 | DXB5355
| AUH5483 | AUHL0483 | Sama Tower_Lower Part | Sama Tower AUH | On Air | 24.483246 | 54.3604 |  | Commercial | SE |  | ABU DHABI_Madinat Zayed(AD) |  |  |  |  | On Air | On Air | 483082.292 | 1594386.2954 | AUH5483
DXB0645 | DXB5645 | DXBL0645 | Sama Residence | Sama Residence | On Air | 25.2843 | 55.3597 | IBS | Residential | DXB | Dubai | DUBAI_AL NAHDA FIRST | du | Huawei | 2G-3G-4G | On Air | On Air | On Air | 1562434.2336 | 1987359.5 | DXB5645
DXB0354 | DXB5354 |  | Saleh Bin Lahej 361 Building | Saleh Bin Lahej 361 Building | On Air | 25.1158 | 55.203 | IBS | Residential | DXB | Dubai | DUBAI_AL BARSHA FIRST | du | Huawei | 2G-3G | On Air | On Air |  | 363498.0432 | 0 | DXB5354
| IDX0178 | IDXL5178 | Salam Tower Lampsite 4 | Salam Tower | On Air | 25.1 | 55.1689 | IBS | Commercial | DXB | Dubai | DUBAI_AL SAFOUH SECOND | du | Huawei | 3G-4G |  | On Air | On Air | 297376.6877 | 5575045.1 | IDX0178
| IDX0177 | IDXL5177 | Salam Tower Lampsite 3 | Salam Tower | On Air | 25.1 | 55.1689 | IBS | Commercial | DXB | Dubai | DUBAI_AL SAFOUH SECOND | du | Huawei | 3G-4G |  | On Air | On Air | 1253815.5732 | 12309224 | IDX0177
| IDX0176 | IDXL5176 | Salam Tower Lampsite 2 | Salam Tower | On Air | 25.1 | 55.1689 | IBS | Commercial | DXB | Dubai | DUBAI_AL SAFOUH SECOND | du | Huawei | 3G-4G |  | On Air | On Air | 469457.3411 | 13320237.6 | IDX0176
| IDX0175 | IDXL5175 | Salam Tower Lampsite 1 | Salam Tower | On Air | 25.1 | 55.1689 | IBS | Commercial | DXB | Dubai | DUBAI_AL SAFOUH SECOND | du | Huawei | 3G-4G |  | On Air | On Air | 1002373.3588 | 13537185.1 | IDX0175
| IDX0180 | IDXL5181 | Salam Tower CEO Office L1800 L800 MIMO | Salam Tower | On Air | 25.1017 | 55.171 | IBS | Commercial | DXB | Dubai | DUBAI_AL SAFOUH SECOND | du | Huawei | 3G-4G |  | On Air | On Air | 30381.6684 | 484491.6 | IDX0180
DXB0499 | DXB5499 | DXBL0499 | Salam Tower | Salam Tower | On Air | 25.1018 | 55.1711 | IBS | Commercial | DXB | Dubai | DUBAI_AL SAFOUH SECOND | du | MOTO | 2G-3G-4G | On Air | On Air | On Air | 655343.7035 | 4145360 | DXB5499
| DXB5499B |  | Salam Tower | Salam Tower | On Air | 25.1018 | 55.1711 | IBS | Commercial | DXB | Dubai | DUBAI_AL SAFOUH SECOND | du | MOTO | 3G |  | On Air |  | 395696.9389 | 0 | DXB5499B
SHJ0179 | SHJ5179 | SHJL0179 | Sahara centre, AL Nahda Area, Dubai | Sahara centre, AL Nahda Area, Dubai | On Air | 25.2973 | 55.3722 | IBS | Mall | NE | Sharjah | SHARJAH_AL NAHDA | du | Alan Dick | 2G-3G-4G | On Air | On Air | On Air | 3679436.4257 | 9803555.4 | SHJ5179
SHJ0399 | SHJ5399 | SHJL0399 | Sahara Center Extension | Sahara Center Extension | On Air | 25.298 | 55.3752 | IBS | Mall | NE | Sharjah | SHARJAH_AL NAHDA | Etisalat | ETC | 2G-3G-4G | On Air | On Air | On Air | 1419154.6956 | 6412533.5 | SHJ5399
NA | IDX0971E | IDXL5971V | Saga World Jumeirah Road | Saga World Jumeirah Road | On Air | 25.162277, | 55.2097 | ATOM | Commercial | DXB | Dubai | DUBAI_UMM SUQEIM FIRST | du | Huawei | 3G-4G |  | On Air | On Air | 165111.7098 | 428603.4 | IDX0971E
RAK0514 | RAK5514 | RAKL0514 | Safeer Mall RAK | Safeer Mall RAK | On Air | 25.7484 | 55.9253 | IBS | Mall | NE | Ras Al Khaimah | RAS AL-KHAIMAH_DHAIT NORTH | Etisalat | ETC | 2G-3G-4G | On Air | On Air | On Air | 880139.0829 | 2200046.3 | RAK5514
SHJ0373 | SHJ5373 | SHJL0373 | Safeer Mall Al Majaz 3 | Safeer Mall Al Majaz 3 | On Air | 25.3255 | 55.3775 | IBS | Mall | NE | Sharjah | SHARJAH_AL MAZAJ THIRD | du | NSN | 2G-3G-4G | On Air | On Air | On Air | 248936.6919 | 301367.3 | SHJ5373
SHJ0372 | SHJ5372 | SHJL0372 | Safeer Mall Al Majaz 1 | Safeer Mall Al Majaz 1 | On Air | 25.3325 | 55.3921 | IBS | Mall | NE | Sharjah | SHARJAH_AL MAZAJ FIRST | du | NSN | 2G-3G-4G | On Air | On Air | On Air | 322475.743 | 1295887.3 | SHJ5372
AJM0893 | AJM5893 | AJML0893 | Safeer Mall Ajman | Safeer Mall Ajman | On Air | 25.39 | 55.4447 | IBS | Mall | NE | Ajman | AJMAN_NUAIMEYA 3 | du | Huawei | 2G-3G-4G | On Air | On Air | On Air | 917092.1989 | 2046734.4 | AJM5893
SHJ0330 | SHJ5330 | SHJL0330 | Safeer Mall | Safeer Mall | On Air | 25.3096 | 55.3788 | IBS | Car Park | NE | Sharjah | SHARJAH_INDUSTRIAL AREA 7 | du | Mitech | 2G-3G-4G | On Air | On Air | On Air | 1181355.3102 | 1089569.3 | SHJ5330
IDX5852 | IDX0852 | IDXL5852 | Saeed Tower 1 @ SZR | Saeed Tower 1 @ SZR | On Air | 25.2224 | 55.2819 | IBS | Residential | DXB | Dubai | DUBAI_TRADE CENTER FIRST | du |  | 4G |  | On Air | On Air | 126965.6484 | 904680.6 | IDX0852
DXB0135 | DXB5135 |  | Saeed Tower 1 | Saeed Tower 1 | On Air | 25.2225 | 55.2819 | IBS | Residential | DXB | Dubai | DUBAI_TRADE CENTER FIRST | du | NSN | 2G-3G | On Air | On Air |  | 6748.4936 | 0 | #N/A
AUH0912 | AUH5912 | AUHL0912 | Saadiyat Tunnel | Saadiyat Tunnel | On Air | 24.5315 | 54.4033 | IBS | Tunnel | SE | Abu Dhabi | ABU DHABI_SADIYAT ISLAND | du | NSN | 2G-3G-4G | On Air | On Air | On Air | 21476.0822 | 422791.747 | AUH5912
DXB0267 | DXB5267 |  | S.S. Lootah Bldg., Yousuf Baker Road, Deira, dubai | S.S. Lootah Bldg., Yousuf Baker Road, Deira, dubai | On Air | 25.2744 | 55.3447 | IBS | Commercial | DXB | Dubai | DUBAI_AL KHABAISI | du | Alan Dick | 2G-3G | On Air | On Air |  | 193620.3637 | 0 | DXB5267
AUH0984 | AUH5984 | AUHL0984 | Ruwais New Hospital (ADNOC) | Ruwais New Hospital (ADNOC) | On Air | 24.0859 | 52.6654 | IBS | Hospital | SE | Abu Dhabi | ABU DHABI_AL RUWAIS | du | NSN | 2G-3G-4G | On Air | On Air | On Air | 0 | 152639.2926 | AUH5984
AAN0061 | AAN5061 | AANL0061 | Ruler's Representative Court | Ruler's Representative Court | On Air | 24.2226 | 55.7236 | IBS | Government | SE | Al Ain | ABU DHABI_AL MUWAIJI | du | W | 3G-4G |  | On Air | On Air | 154128.4527 | 252491.6201 | AAN5061
DXB0675 | DXB5675 | DXBL0675 | Rugby Stadium- Players Club House | Rugby Stadium- Players Club House | On Air | 24.9954 | 55.4685 | IBS | Grand Stand | DXB | Dubai | DUBAI_AL MARMOOM (DUBAI LAND) | Etisalat | ETC | 2G-3G-4G |  | On Air | On Air | 27751.0281 | 120454.6 | DXB5675
DXB0691 | DXB5691 | DXBL0691 | Rugby Stadium Grand Stand - Emirates Sports | Rugby Stadium Grand Stand - Emirates Sports | On Air | 24.9946 | 55.4672 | IBS | Grand Stand | DXB | Dubai | DUBAI_AL MARMOOM (DUBAI LAND) | Etisalat | ETC | 2G-3G-4G | On Air | On Air | On Air | 8383.9956 | 24460.8 | DXB5691
IDX5726 | IDX0726 | IDXL5726 | RTA-Enterprise Command & Control Center | RTA-Enterprise Command & Control Center | On Air | 25.238516 | 55.3665 | IBS | Government | DXB | Dubai | DUBAI_UMM RAMOOL | du | T | 3G-4G |  | On Air | On Air | 179202.2788 | 1387300.3 | IDX0726
DXB0939 | DXB5939 | DXBL0939 | RTA Head Quarters | RTA Head Quarters | On Air | 25.2341 | 55.3566 | IBS | Commercial | DXB | Dubai | DUBAI_AL GARHOUD | Etisalat | Mitech/ETC | 2G-3G-4G | On Air | On Air | On Air | 1855018.3799 | 8567867.6 | DXB5939
IDX5345 | IDX0345 | IDXL5345 | RTA Etihad Museum | RTA Etihad Museum | On Air | 25.2416 | 55.2694 | IBS | Museum | DXB | Dubai | DUBAI_JUMEIRA FIRST | Etisalat | ETC | 3G-4G |  | On Air | On Air | 26845.9089 | 266314 | IDX0345
DXB0912 | DXB5912 | DXBL0912 | Royal Mirage Hotel (Phase 3) | Royal Mirage Hotel (Phase 3) | On Air | 25.0993 | 55.1329 | IBS | Hotel | DXB | Dubai | DUBAI_NAKHLAT JUMEIRA (THE PALM JUMEIRAH) | du | MOTO | 2G-3G-4G | On Air | On Air | On Air | 252442.177 | 772492.8 | DXB5912
AUH0922 | AUH5922 | AUHL0922 | Royal International Hotel (AKA Swiss Bell Hotel) | Royal International Hotel (AKA Swiss Bell Hotel) | On Air | 24.4986 | 54.3721 | IBS | Hotel | SE | Abu Dhabi | ABU DHABI_Tourist Club Area | Etisalat | ETC | 2G-3G-4G | On Air | On Air | On Air | 118.2027 | 336.282 | AUH5922
AJM0882 | AJM5882 | AJML0882 | Royal Building | Royal Building | On Air | 25.3655 | 55.4796 | IBS | Commercial | NE | Ajman | AJMAN_AJMAN INDUSTRIAL 2 | du | NSN-FTK | 2G-3G-4G | On Air | On Air | On Air | 741891.2829 | 1253936.3 | AJM5882
RAK0526 | RAK5526 |  | Royal Breeze Cluster 2 (Buildings 4) | Royal Breeze Cluster | On Air | 25.7021 | 55.7852 | IBS | Residential | NE | Ras Al Khaimah | RAS AL-KHAIMAH_JAZEERA NAD AL SILI | du | Huawei | 2G-3G | On Air | On Air |  | 1025737.3567 | 0 | RAK5526
RAK0524 | RAK5524 | RAKL0524 | Royal Breeze Cluster 2 (Buildings 3 & 5) | Royal Breeze Cluster | On Air | 25.7016 | 55.7845 | IBS | Residential | NE | Ras Al Khaimah | RAS AL-KHAIMAH_JAZEERA NAD AL SILI | du | Huawei | 2G-3G-4G | On Air | On Air | On Air | 607977.063 | 2396043.1 | RAK5524
RAK0523 | RAK5523 | RAKL0523 | Royal Breeze Cluster 1 (Buildings 1 & 2) | Royal Breeze Cluster | On Air | 25.6999 | 55.7826 | IBS | Residential | SE | Abu Dhabi | RAS AL-KHAIMAH_JAZEERA NAD AL SILI | du | Huawei | 2G-3G-4G | On Air | On Air | On Air | 444113.4359 | 2389984.8 | RAK5523
| IDX0757 | IDXL5757 | Royal Bay The Palm | Royal Bay The Palm | On Air | 25.1254 | 55.1531 |  | Residential | DXB |  | DUBAI_NAKHLAT JUMEIRA (THE PALM JUMEIRAH) |  |  | 3G-4G |  | On Air | On Air | 33515.2721 | 349449.4 | IDX0757
IDX5697 | IDX0697_U900 | IDXL5697 | Rove Hotel at Marina |  | On Air | 25.0697 | 55.1274 |  | #N/A |  |  | DUBAI_MARSA DUBAI |  |  |  |  | On Air | On Air | 86406.9683 | 700803.7 | IDX0697_U900
AUH0446 | AUH5446 | AUHL0446 | Rotana Mall | Rotana Mall | On Air | 24.4705 | 54.3425 | IBS | Mall | SE | Abu Dhabi | ABU DHABI_Al Khalidiya | du | NSN | 2G-3G-4G | On Air | On Air | On Air | 181654.0608 | 367691.2332 | AUH5446
AUH0794 | AUH5794 | AUHL0794 | Rotana Hotel and Resort in Saadiyat Island left Wing |  | On Air | 24.5422 | 54.4304 |  | Hotel |  |  | 0 | [5 empty] | On Air | 32747.4597 | 701536.3271 | AUH5794
AUH0423 | AUH5423A | AUHL0423 | Rotana Beach Hotel | Rotana Beach Hotel | On Air | 24.4947 | 54.3839 | IBS | Hotel | SE | Abu Dhabi | ABU DHABI_Tourist Club Area | du | NSN | 2G-3G-4G | On Air | On Air | On Air | 728953.6548 | 780083.0149 | #N/A
| AUH5423B |  | Rotana Beach Hotel | Rotana Beach Hotel | On Air | 24.4947 | 54.3839 | IBS | Hotel | SE | Abu Dhabi | ABU DHABI_Tourist Club Area | du | NSN | 3G |  | On Air |  | 107466.2605 | 0 | #N/A
AUH0609 | AUH5609 | AUHL0609 | Rotana & Centro Hotel (H5+H6) B | Rotana & Centro Hotel (H5+H6) B | On Air | 24.4653 | 54.5992 | IBS | Hotel | SE | Abu Dhabi | ABU DHABI_YAS ISLAND | Etisalat | ETC | 2G-3G-4G | On Air | On Air | On Air | 64326.9127 | 192729.522 | AUH5609
AUH0608 | AUH5608 | AUHL0608 | Rotana & Centro Hotel (H5+H6) A | Rotana & Centro Hotel (H5+H6) A | On Air | 24.4653 | 54.5992 | IBS | Hotel | SE | Abu Dhabi | ABU DHABI_YAS ISLAND | Etisalat | ETC | 2G-3G-4G | On Air | On Air | On Air | 709145.1827 | 1109887.7903 | AUH5608
AUH0944 | AUH5944 | AUHL0944 | Rosewood Hotel Abu Dhabi | Rosewood Hotel Abu Dhabi | On Air | 24.5002 | 54.3871 | IBS | Hotel | SE | Abu Dhabi | ABU DHABI_AL MARYAH ISLAND | Etisalat | ETC | 2G-3G-4G | On Air | On Air | On Air | 718353.1298 | 1739107.1816 | AUH5944
IDX5461 | IDX0461 | IDXL5461 | Rose Park Hotel | Rose Park Hotel | On Air | 25.1141 | 55.1908 | IBS | Hotel | DXB | Dubai | DUBAI_AL BARSHA FIRST | du | T | 3G-4G |  | On Air | On Air | 142663.06 | 778385 | IDX0461
IDX5420 | IDX0420 | IDXL5420 | ROSE GARDEN HOTEL APARTMENTS | ROSE GARDEN HOTEL APARTMENTS | On Air | 25.1139 | 55.1927 | IBS | Hotel | DXB | Dubai | DUBAI_AL BARSHA FIRST | du | T | 3G-4G |  | On Air | On Air | 123012.8541 | 591501.5 | IDX0420
SHJ0235 | SHJ5235 | SHJL0235 | Rose 1 Tower | Rose 1 Tower | On Air | 25.3247 | 55.3762 | IBS | Residential | NE | Sharjah | SHARJAH_AL KHAN | du | W | 3G-4G |  | On Air | On Air | 85371.1476 | 486206 | SHJ5235
DXB0872 | DXB5872 | DXBL0872 | Rolex Tower_SZR | Rolex Tower_SZR | On Air | 25.2099 | 55.2754 | IBS | Commercial | DXB | Dubai | DUBAI_TRADE CENTER SECOND | Etisalat | ETC | 2G-3G-4G | On Air | On Air | On Air | 828501.3355 | 4289735.2 | DXB5872
IDX5505 | IDX0505 | IDXL5505 | Roda Metha Suites | Roda Metha Suites | On Air | 25.2324 | 55.3151 | IBS | Residential | DXB | Dubai | DUBAI_OUD METHA | du | W | 2G-3G-4G | On Air | On Air | On Air | 89359.3721 | 593986.1 | IDX0505
RAK0530 | RAK5530 | RAKL0530 | Rixos Bab Al Bahr RAK | Rixos Bab Al Bahr RAK | On Air | 25.6633 | 55.7487 | IBS | Hotel | NE | Ras Al Khaimah | RAS AL-KHAIMAH_JAZEERA NAD AL SILI | Etisalat | ETC | 2G-3G-4G | On Air | On Air | On Air | 598116.1749 | 2219006.4 | RAK5530
SHJ0323 | SHJ5323 |  | Riviera Tower | Riviera Tower | On Air | 25.324 | 55.3751 | IBS | Residential | NE | Sharjah | SHARJAH_AL KHAN | du | NSN | 2G-3G | On Air | On Air |  | 371299.3891 | 0 | SHJ5323
AUH0975 | AUH5975 | AUHL0975 | Ritz-Carlton Village AUH | Ritz-Carlton Village AUH | On Air | 24.4105 | 54.4847 | IBS | Hotel | SE | Abu Dhabi | ABU DHABI_Al Madina Al Riyadiya | Etisalat | ETC | 2G-3G-4G | On Air | On Air | On Air | 101427.8109 | 415185.5577 | AUH5975
AUH0968 | AUH5968 | AUHL0968 | Ritz-Carlton Abu Dhabi Grand Canal (Formerly JW Marriot AUH) | Ritz-Carlton Abu Dhabi Grand Canal (Formerly JW Marriot AUH) | On Air | 24.4116 | 54.4857 | IBS | Hotel | SE | Abu Dhabi | ABU DHABI_Al Madina Al Riyadiya | Etisalat | ETC | 2G-3G-4G | On Air | On Air | On Air | 782234.0413 | 1375139.0565 | AUH5968
DXB0699 | DXB5699 | DXBL0699 | Ritz Carlton JBR Extension | Ritz Carlton | On Air | 25.0838 | 55.1388 | IBS | Hotel | DXB | Dubai | DUBAI_MARSA DUBAI | Etisalat | ETC | 2G-3G-4G | On Air | On Air | On Air | 231788.9657 | 1481879.6 | DXB5699
DXB0781 | DXB5781 | DXBL0781 | Ritz Carlton DIFC Right | Ritz Carlton DIFC | On Air | 25.2125 | 55.2792 | IBS | Hotel | DXB | Dubai | DUBAI_ZAABEEL SECOND | Etisalat | ETC | 2G-3G-4G | On Air | On Air | On Air | 276305.9426 | 692123.6 | DXB5781
DXB0767 | DXB5767 | DXBL0767 | Ritz Carlton DIFC Middle | Ritz Carlton DIFC | On Air | 25.2125 | 55.2792 | IBS | Hotel | DXB | Dubai | DUBAI_ZAABEEL SECOND | Etisalat | ETC | 2G-3G-4G | On Air | On Air | On Air | 79300.4637 | 375620.8 | DXB5767
DXB0226 | DXB5226 | DXBL0226 | Ritz Carlton DIFC Left | Ritz Carlton DIFC | On Air | 25.2125 | 55.2792 | IBS | Hotel | DXB | Dubai | DUBAI_ZAABEEL SECOND | Etisalat | ETC | 2G-3G-4G | On Air | On Air | On Air | 1613988.0424 | 6051313.8 | DXB5226
DXB0058 | DXB5058 | DXBL0058 | Ritz Carlton | Ritz Carlton | On Air | 25.0826 | 55.1378 | IBS | Hotel | DXB | Dubai | DUBAI_MARSA DUBAI | du | NSN | 2G-3G-4G | On Air | On Air | On Air | 329831.6735 | 1106326.7 | DXB5058
IDX5386 | IDX0386 | IDXL5386 | Rimco Investment Building | Rimco Investment Building | On Air | 25.1012 | 55.1678 | IBS | Commercial | DXB | Dubai | DUBAI_AL SAFOUH SECOND | du | W | 3G-4G |  | On Air | On Air | 308935.4414 | 967748.6 | IDX0386
DXB0780 | DXB5780 |  | Rimal Rotana Dubai | Rimal Rotana Dubai | On Air | 25.2643 | 55.3267 | IBS | Hotel | DXB | Dubai | DUBAI_AL MURAQQABAT | du | Mitech | 2G-3G | On Air | On Air |  | 211914.494 | 0 | DXB5780
DXB0788 | DXB5788 |  | Rihab Rotana Suites | Rihab Rotana Suites | On Air | 25.254 | 55.3356 | IBS | Hotel | DXB | Dubai | DUBAI_PORT SAEED | du | Mitech | 2G-3G | On Air | On Air |  | 45999.9568 | 0 | DXB5788
SHJ0130 | SHJ5130 |  | Reveira Tower | Reveira Tower | On Air | 25.3312 | 55.376 | IBS | Residential | NE | Sharjah | SHARJAH_AL MAZAJ THIRD | du | NSN-FTK | 2G-3G | On Air | On Air |  | 122449.2965 | 0 | SHJ5130
DXB0057 | DXB5057 |  | RENAISSANCE HOTEL | RENAISSANCE HOTEL | On Air | 25.2706 | 55.3275 | IBS | Hotel | DXB | Dubai | DUBAI_AL MUTEENA | du | NSN | 2G-3G | On Air | On Air |  | 465592.3239 | 0 | DXB5057
DXB0785 | DXB5785 |  | Regent Palace Hotel | Regent Palace Hotel | On Air | 25.2533 | 55.3038 | IBS | Hotel | DXB | Dubai | DUBAI_AL KARAMA | du | MOTO | 2G-3G | On Air | On Air |  | 313355.1764 | 0 | DXB5785
| AUH5748 | AUHL0748 | Regent Emirates Pearl hotel |  | On Air | 24.4585 | 54.3202 |  | Hotel | SE |  | ABU DHABI_Al Ras Al Akhdar |  |  |  |  | On Air | On Air | 102097.3003 | 363037.3412 | AUH5748
DXB0865 | DXB5865 | DXBL0865 | Regal Tower 2 | Regal Tower 2 | On Air | 25.1844 | 55.2646 | IBS | Commercial | DXB | Dubai | DUBAI_BURJ KHALIFA (BUSINESS BAY) | du | Comba | 2G-3G-4G | On Air | On Air | On Air | 489483.5715 | 2337894.8 | DXB5865
DXB0864 | DXB5864 |  | Regal Tower 1 | Regal Tower 1 | On Air | 25.1867 | 55.2609 | IBS | Commercial | DXB | Dubai | DUBAI_BURJ KHALIFA (BUSINESS BAY) | du | Comba | 2G-3G | On Air | On Air |  | 1979926.9256 | 0 | DXB5864
DXB0030 | DXB5030 |  | Regal Plaza Hotel | Regal Plaza Hotel | On Air | 25.2576 | 55.2973 | IBS | Hotel | DXB | Dubai | DUBAI_MANKHOOL | du | NSN | 2G-3G | On Air | On Air |  | 183946.456 | 0 | DXB5030
SHJ0205 | SHJ5205 | SHJL0205 | Real State Registration Dept | Real State Registration Dept | On Air | 25.3451 | 55.3757 | IBS | Government | NE | Sharjah | SHARJAH_AL LAYYEH | du | Huawei | 2G-3G-4G | On Air | On Air | On Air | 105186.9249 | 448511.5 | SHJ5205
DXB0659 | DXB5659 | DXBL0659 | Rashid Hospital Wing B | Rashid Hospital | On Air | 25.2445 | 55.3184 | IBS | Hospital | DXB | Dubai | DUBAI_UMM HURAIR SECOND | Etisalat | MOTO/ETC | 2G-3G-4G | On Air | On Air | On Air | 281029.5111 | 1203158.2 | DXB5659
DXB0187 | DXB5187 | DXBL0187 | Rashid Hospital Wing A | Rashid Hospital | On Air | 25.2445 | 55.3184 | IBS | Hospital | DXB | Dubai | DUBAI_UMM HURAIR SECOND | Etisalat | MOTO/ETC | 2G-3G-4G | On Air | On Air | On Air | 876322.0482 | 4075649.7 | DXB5187
DXB0576 | DXB5576 | DXBL0576 | Rashid Hospital Trauma Center | Rashid Hospital | On Air | 25.2445 | 55.3184 | IBS | Hospital | DXB | Dubai | DUBAI_UMM HURAIR SECOND | Etisalat | ETC | 2G-3G-4G | On Air | On Air | On Air | 1367160.584 | 6326484.5 | DXB5576
DXB0833 | DXB5833 |  | Rashed Al Muhairi Tower_Tecom Zone C | Rashed Al Muhairi Tower_Tecom Zone C | On Air | 25.0939 | 55.1749 | IBS | Residential | DXB | Dubai | DUBAI_AL THANYAH FIRST (AL SAFOUH THIRD) | du | In House | 2G-3G | On Air | On Air |  | 177203.2343 | 0 | DXB5833
IDX5647 | IDX0647 | IDXL5647 | Rasasi Perfume | Rasasi Perfume | On Air | 24.8174 | 55.1013 | IBS | Commercial | DXB | Dubai | DUBAI_SAIH SHUAIB 4 | du | T | 3G-4G |  | On Air | On Air | 6698.7315 | 18480.4 | IDX0647
RAK0539 | RAK5539 | RAKL0539 | Ras Al Khaimah Traffic Department | Ras Al Khaimah Traffic Department | On Air | 25.7235 | 55.8723 | IBS | Government | NE | Ras Al Khaimah | RAS AL-KHAIMAH_AL DHAITH BUVABA | du | Huawei | 3G-4G |  | On Air | On Air | 45317.9575 | 636924.8 | RAK5539
RAK0540 | RAK5540 | RAKL0540 | Ras Al Khaimah Police HQ | Ras Al Khaimah Police HQ | On Air | 25.7389 | 55.8952 | IBS | Government | NE | Ras Al Khaimah | RAS AL-KHAIMAH_DHAIT SOUTH - 4 | du | Huawei | 3G-4G |  | On Air | On Air | 435164.4847 | 2210958 | RAK5540
RAK0504 | RAK5504 | RAKL0504 | Ras Al Khaimah International Airport | Ras Al Khaimah International Airport | On Air | 25.6155 | 55.9427 | IBS | Airport | NE | Ras Al Khaimah | RAS AL-KHAIMAH_MUWWALAH/AIRPORT | du | NSN | 2G-3G-4G | On Air | On Air | On Air | 377713.561 | 1742619.3 | RAK5504
NA | SHJ5498A | SHJL0498I | Ramiz Hypermarket @ MBZ Road | Ramiz Hypermarket @ MBZ Road | On Air | 25.3059 | 55.4425 | ATOM | Mall | NE | Sharjah | SHARJAH_INDUSTRIAL AREA 13 | du | T | 3G-4G |  | On Air | On Air | 166872.8001 | 462803.9 | SHJ5498A
DXB0104 | DXB5104 |  | Ramee Royal Hotel | Ramee Royal Hotel | On Air | 25.2489 | 55.3125 | IBS | Hotel | DXB | Dubai | DUBAI_AL KARAMA | du | Huawei | 2G-3G | On Air | On Air |  | 356581.0368 | 0 | DXB5104
DXB0256 | DXB5256 |  | Ramee Rose Hotel | Ramee Rose Hotel | On Air | 25.0981 | 55.1797 | IBS | Hotel | DXB | Dubai | DUBAI_AL THANYAH FIRST (AL SAFOUH THIRD) | du | MOTO | 2G-3G | On Air | On Air |  | 278079.5428 | 0 | DXB5256
DXB0789 | DXB5789 |  | Ramee Guestline Hotel | Ramee Guestline Hotel | On Air | 25.2644 | 55.3223 | IBS | Hotel | DXB | Dubai | DUBAI_AL MURAQQABAT | du | MOTO | 2G-3G | On Air | On Air |  | 264972.7973 | 0 | DXB5789
DXB0938 | DXB5938 |  | Ramee Guestline Apartments 3 | Ramee Guestline Apartments 3 | On Air | 25.0968 | 55.1798 | IBS | Hotel | DXB | Dubai | DUBAI_AL THANYAH FIRST (AL SAFOUH THIRD) | du | NSN | 2G-3G | On Air | On Air |  | 133023.7555 | 0 | DXB5938
AJM0884 | AJM5884 |  | Ramada Hotel & Suites Tower C | Ramada Hotel & Suites | On Air | 25.3895 | 55.463 | IBS | Hotel | NE | Ajman | AJMAN_RASHIDEYA 1 | du | Huawei | 2G-3G | On Air | On Air |  | 117879.509 | 0 | AJM5884
AJM0883 | AJM5883 |  | Ramada Hotel & Suites Tower B | Ramada Hotel & Suites | On Air | 25.3896 | 55.4626 | IBS | Hotel | NE | Ajman | AJMAN_RASHIDEYA 1 | du | Huawei | 2G-3G | On Air | On Air |  | 183114.3859 | 0 | AJM5883
AJM0873 | AJM5873 |  | Ramada Hotel & Suites Tower A | Ramada Hotel & Suites | On Air | 25.3899 | 55.4619 | IBS | Hotel | NE | Ajman | AJMAN_RASHIDEYA 1 | du | Huawei | 2G-3G | On Air | On Air |  | 119736.4461 | 0 | AJM5873
DXB0641 | DXB5641 |  | Ramada Chealsea Hotel | Ramada Chealsea Hotel | On Air | 25.1088 | 55.204 | IBS | Hotel | DXB | Dubai | DUBAI_AL BARSHA FIRST | du | Huawei | 2G-3G | On Air | On Air |  | 534023.6471 | 0 | DXB5641
RAK0516 | RAK5516 | RAKL0516 | RAK Royal Hospital | RAK Royal Hospital | On Air | 25.7686 | 55.9765 | IBS | Hospital | NE | Ras Al Khaimah | RAS AL-KHAIMAH_NEW TOWN// AL JUWAISE | du | Mitech | 2G-3G-4G | On Air | On Air | On Air | 703352.0413 | 3195477.7 | RAK5516
RAK0512 | RAK5512 | RAKL0512 | RAK Mall | RAK Mall | On Air | 25.7721 | 55.9595 | IBS | Mall | NE | Ras Al Khaimah | RAS AL-KHAIMAH_QUSSAIDAT | Etisalat | ETC | 2G-3G-4G | On Air | On Air | On Air | 1074602.4788 | 3776892.7 | RAK5512
RAK0538 | RAK5538 | RAKL0538 | RAK Bank HQ | RAK Bank HQ | On Air | 25.7077 | 55.8661 | IBS | Commercial | NE | Ras Al Khaimah | RAS AL-KHAIMAH_AL RIFFA | du | Huawei | 3G-4G |  | On Air | On Air | 287661.5148 | 2015315.1 | RAK5538
IDX5337 | IDX0337 | IDXL5337 | RAK Bank DSO | RAK Bank DSO | On Air | 25.113 | 55.3757 | IBS | Commercial | DXB | Dubai | DUBAI_NADD HESSA (DUBAI SILICON OASIS) | du | Huawei | 3G-4G |  | On Air | On Air | 799773.3592 | 5832567 | IDX0337
RAK0518 | RAK5518 | RAKL0518 | RAK Airport Arrival Building | RAK Airport Arrival Building | On Air | 25.6155 | 55.9427 | IBS | Airport | NE | Ras Al Khaimah | RAS AL-KHAIMAH_MUWWALAH/AIRPORT | du | In House | 3G-4G |  | On Air | On Air | 65341.2463 | 141101.1 | RAK5518
IDX5535 | IDX0535 | IDXL5535 | Rajmahal Theater at Dubai Parks and Resorts | Rajmahal Theater at Dubai Parks and Resorts | On Air | 24.9225 | 55.0107 | IBS | Theater | DXB | Dubai | DUBAI_SAIH SHUAIB 1 | Etisalat | ETC | 3G-4G |  | On Air | On Air | 14654.1761 | 213299.2 | IDX0535
DXB0069 | DXB5069 | DXBL0069 | RAFFLES HOTEL | RAFFLES HOTEL | On Air | 25.2279 | 55.3205 | IBS | Hotel | DXB | Dubai | DUBAI_UMM HURAIR SECOND | du | In House | 2G-3G-4G | On Air | On Air | On Air | 428727.4776 | 3103006.3 | DXB5069
AUH0605 | AUH5605 | AUHL0605 | Radisson SAS Hotel (H2) - Yas Island | Radisson SAS Hotel (H2) - Yas Island | On Air | 24.4666 | 54.5978 | IBS | Hotel | SE | Abu Dhabi | ABU DHABI_YAS ISLAND | Etisalat | ETC | 2G-3G-4G | On Air | On Air | On Air | 372157.3391 | 2029209.9016 | AUH5605
DXB0517 | DXB5517 | DXBL0517 | Radisson Blu Hotel DT Burj Dubai | Radisson Blu Hotel DT Burj Dubai | On Air | 25.1939 | 55.2895 | IBS | Hotel | DXB | Dubai | DUBAI_BURJ KHALIFA (BUSINESS BAY) | du | In House | 2G-3G-4G | On Air | On Air | On Air | 494876.823 | 2036023.9 | DXB5517
| IDX0843 | IDXL5843 | Radisson Blu Hotel DSO | Radisson Blu Hotel DSO | On Air | 25.124 | 55.3776 |  | Hotel | DXB |  | DUBAI_NADD HESSA (DUBAI SILICON OASIS) |  |  | 3G-4G |  | On Air | On Air | 230379.8073 | 1075678.3 | IDX0843
AUH0742 | AUH5742 | AUHL0742 | RABDAN Academy | RABDAN Academy | On Air | 24.4301 | 54.4365 | IBS | University | SE | Abu Dhabi | ABU DHABI_Al Zahra | du | NSN | 2G-3G-4G | On Air | On Air | On Air | 88760.2097 | 622589.8441 | AUH5742
IDX5185 | IDX0185 | IDXL5185 | R338 Building | R338 Building | On Air | 25.2273 | 55.3223 | IBS | Commercial | DXB | Dubai | DUBAI_UMM HURAIR SECOND | du | Huawei | 3G-4G |  | On Air | On Air | 425137.544 | 1666730.5 | IDX0185
AUH0881 | AUH5881 | AUHL0881 | Queen Palace Hotel | Queen Palace Hotel | On Air | 24.4759 | 54.3722 | IBS | Hotel | SE | Abu Dhabi | ABU DHABI_Madinat Zayed(AD) | du | W | 3G-4G |  | On Air | On Air | 111501.641 | 475622.9121 | AUH5881
AUH0576 | AUH5576 | AUHL0576 | Qasr Al Sarab Desert Resort - Royal Pavilion | Qasr Al Sarab Desert Resort | On Air | 22.9006 | 54.3378 |  | Hotel | SE |  | ABU DHABI_LIWA |  |  | 4G |  | On Air | On Air | 0 | 80.5977 | AUH5576
AUH0722 | AUH5722 | AUHL0722 | Qasr Al Sarab Desert Resort - Main Building | Qasr Al Sarab Desert Resort | On Air | 22.9006 | 54.3378 |  | Hotel | SE |  | ABU DHABI_LIWA |  |  | 3G-4G |  | On Air | On Air | 0 | 101238.1457 | AUH5722
AUH0867 | AUH5867 | AUHL0867 | Qasr Al Bahr - Sheikh's Kitchen | Qasr Al Bahr - Sheikh's Kitchen | On Air | 24.467 | 54.4044 | IBS | Government | SE | Abu Dhabi | ABU DHABI_Qaser Al Bahar | du | NSN | 2G-3G-4G | On Air | On Air | On Air | 2414.1455 | 5790.3051 | AUH5867
AUH0868 | AUH5868 | AUHL0868 | Qasr Al Bahr - Reception | Qasr Al Bahr - Reception | On Air | 24.4702 | 54.4015 | IBS | Government | SE | Abu Dhabi | ABU DHABI_Qaser Al Bahar | du | NSN | 2G-3G-4G | On Air | On Air | On Air | 68217.1721 | 207993.1069 | AUH5868
AUH0866 | AUH5866 | AUHL0866 | Qasr Al Bahr - Main Office & Logistics | Qasr Al Bahr - Main Office & Logistics | On Air | 24.4673 | 54.4076 | IBS | Government | SE | Abu Dhabi | ABU DHABI_Qaser Al Bahar | du | NSN | 2G-3G | On Air | On Air | On Air | 16959.0325 | 10879.5471 | AUH5866
AUH0865 | AUH5865 | AUHL0865 | Qasr Al Bahr - Guards Office & Majlis | Qasr Al Bahr - Guards Office & Majlis | On Air | 24.4663 | 54.4066 | IBS | Government | SE | Abu Dhabi | ABU DHABI_Qaser Al Bahar | du | NSN | 2G-3G-4G | On Air | On Air | On Air | 3829.648 | 13674.3158 | AUH5865
DXB0994 | DXB5994 | DXBL0994 | Public Prosecution Building | Public Prosecution Building | On Air | 25.2468 | 55.3228 | IBS | Commercial | DXB | Dubai | DUBAI_UMM HURAIR SECOND | Etisalat | ETC | 2G-3G-4G | On Air | On Air | On Air | 1423744.1569 | 123601.1 | DXB5994
IDX5527 | IDX0527 | IDXL5527 | Prospect Heights Buildings 20 and 21 | Prospect Heights Buildings 20 and 21 | On Air | 25.0438 | 55.4231 | IBS | Commercial | DXB | Dubai | DUBAI_UMM NAHAD THIRD (DUBAI LAND) | du | T | 3G-4G |  | On Air | On Air | 299152.2632 | 1084537 | IDX0527
IDX5526 | IDX0526 | IDXL5526 | Prospect Heights Buildings 18 and 19 | Prospect Heights Buildings 18 and 19 | On Air | 25.0433 | 55.4225 | IBS | Commercial | DXB | Dubai | DUBAI_UMM NAHAD THIRD (DUBAI LAND) | du | T | 3G-4G |  | On Air | On Air | 306389.3878 | 1127842.3 | IDX0526
IDX5561 | IDX0561 | IDXL5561 | Prospect Heights Buildings 16 & 17 | Prospect Heights Buildings 16 & 17 | On Air | 25.0425 | 55.4217 | IBS | Commercial | DXB | Dubai | DUBAI_UMM NAHAD THIRD (DUBAI LAND) | du | T | 3G-4G |  | On Air | On Air | 7844088.6005 | 15514277.1 | IDX0561
IDX5560 | IDX0560 | IDXL5560 | Prospect Heights Buildings 15 & 15A | Prospect Heights Buildings 15 & 15A | On Air | 25.042 | 55.4212 | IBS | Commercial | DXB | Dubai | DUBAI_UMM NAHAD THIRD (DUBAI LAND) | du | T | 3G-4G |  | On Air | On Air | 3006727.0981 | 4758422.4 | IDX0560
DXB0535 | DXB5535 |  | Promoseven Tower | Promoseven Tower | On Air | 25.0971 | 55.1787 | IBS | Commercial | DXB | Dubai | DUBAI_AL THANYAH FIRST (AL SAFOUH THIRD) | du | In House | 2G-3G | On Air | On Air |  | 547521.5976 | 0 | DXB5535
DXB0940 | DXB5940 |  | Proctor & Gamble JAFZA | Proctor & Gamble JAFZA | On Air | 24.9573 | 55.0629 | IBS | Commercial | DXB | Dubai | DUBAI_MENA JABAL ALI | du | In House | 2G-3G | On Air | On Air |  | 289580.7696 | 0 | DXB5940
DXB0946 | DXB5946 | DXBL0946 | Princess Tower Upper Part | Princess Tower | On Air | 25.0887 | 55.1471 | IBS | Residential | DXB | Dubai | DUBAI_MARSA DUBAI | Etisalat | ETC | 2G-3G-4G | On Air | On Air |  | 2130392.11 | 111435.7 | DXB5946
DXB0821 | DXB5821 | DXBL0821 | Princess Tower Lower Part | Princess Tower | On Air | 25.0887 | 55.1471 | IBS | Residential | DXB | Dubai | DUBAI_MARSA DUBAI | Etisalat | ETC | 2G-3G-4G | On Air | On Air |  | 1546280.5599 | 0 | DXB5821
DXB0532 | DXB5532 |  | Prime Residency 2 | Prime Residency 2 | On Air | 25.1649 | 55.3977 | IBS | Residential | DXB | Dubai | DUBAI_WARSAN FIRST | du | In House | 2G-3G | On Air | On Air |  | 1096497.7267 | 0 | DXB5532
DXB0531 | DXB5531 |  | Prime Residency 1 | Prime Residency 1 | On Air | 25.1659 | 55.3979 | IBS | Residential | DXB | Dubai | DUBAI_WARSAN FIRST | du | In House | 2G-3G | On Air | On Air |  | 859819.771 | 0 | DXB5531
IDX5022 | IDX0022 | IDXL5022 | Prime Hospital | Prime Hospital | On Air | 25.2498 | 55.3455 | IBS | Hospital | DXB | Dubai | DUBAI_AL GARHOUD | du | Huawei | 2G-3G-4G | On Air | On Air | On Air | 816497.5523 | 4772821.8 | IDX0022
DXB0882 | DXB5882 |  | Prime Business Center | Prime Business Center | On Air | 25.0491 | 55.215 | IBS | Commercial | DXB | Dubai | DUBAI_AL BARSHA SOUTH FOURTH (JUMEIRAH VILLAGE SOUTH) | du | Mitech | 2G-3G | On Air | On Air |  | 832450.287 | 0 | DXB5882
AUH0958 | AUH5958 | AUHL0958 | Prestige Tower 16 & 17 | Prestige Tower 16 & 17 | On Air | 24.3753 | 54.5315 | IBS | Commercial | SE | Abu Dhabi | ABU DHABI_Mussafah East | Etisalat | ETC | 2G-3G-4G | On Air | On Air | On Air | 2555270.5473 | 3714349.8514 | AUH5958
AUH0491 | AUH5491 | AUHL0491 | Presidential Suites Admin Building (MOPA) | Presidential Suites Admin Building (MOPA) | On Air | 24.4537 | 54.3093 | IBS | Commercial | SE | Abu Dhabi | ABU DHABI_Al Ras Al Akhdar | Etisalat | In House/ETC | 2G-3G-4G | On Air | On Air | On Air | 75890.6244 | 77529.2985 | AUH5491
AUH0901 | AUH5901 |  | Presidential Palace Higher National Security Council | Presidential Palace Higher National Security Council | On Air | 24.4512 | 54.3099 | IBS | Government | SE | Abu Dhabi | ABU DHABI_Al Ras Al Akhdar | Etisalat | ETC | 2G-3G | On Air | On Air |  | 38763.2751 | 0 | AUH5901
AUH0921 | AUH5921 | AUHL0921 | Presidential Flight Hall of Honor AUH Airport | Presidential Flight Hall of Honor AUH Airport | On Air | 24.4451 | 54.6253 | IBS | Airport | SE | Abu Dhabi | ABU DHABI_ABU DHABI INTERNATIONAL AIRPORT | Etisalat | ETC | 2G-3G-4G | On Air | On Air | On Air | 25056.6152 | 56442.6154 | AUH5921
AUH0878 | AUH5878 | AUHL0878 | Premier Motors AUH | Premier Motors AUH | On Air | 24.3741 | 54.4878 | IBS | Commercial | SE | Abu Dhabi | ABU DHABI_Mussafah | du | NSN | 2G-3G-4G | On Air | On Air | On Air | 192320.9142 | 338495.2015 | AUH5878
SHJ0435 | SHJ5435 | SHJL0435 | Premier Inn Hotel SHJ | Premier Inn Hotel SHJ | On Air | 25.3421 | 55.3876 | IBS | Hotel | NE | Sharjah | SHARJAH_AL MAZAJ FIRST | du | Huawei | 3G-4G |  | On Air | On Air | 131703.1651 | 493429.5 | SHJ5435
DXB0694 | DXB5694 |  | Premier Inn Hotel Marina | Premier Inn Hotel Marina | On Air | 25.0796 | 55.1429 | IBS | Hotel | DXB | Dubai | DUBAI_MARSA DUBAI | du | NSN | 2G-3G | On Air | On Air |  | 767919.3155 | 0 | DXB5694
DXB0871 | DXB5871 |  | Premier Inn Hotel DIP | Premier Inn Hotel DIP | On Air | 25.0083 | 55.1567 | IBS | Hotel | DXB | Dubai | DUBAI_Dubai Green Community | du | Mitech | 2G-3G | On Air | On Air |  | 138320.2486 | 0 | DXB5871
AUH0562 | AUH5562 | AUHL0562 | Premier Inn Hotel AUH Airport | Premier Inn Hotel AUH Airport | On Air | 24.4286 | 54.6415 | IBS | Airport | SE | Abu Dhabi | ABU DHABI_ABU DHABI INTERNATIONAL AIRPORT | Etisalat | ETC | 2G-3G-4G | On Air | On Air | On Air | 221808.7648 | 812903.2107 | AUH5562
AUH0873 | AUH5873 | AUHL0873 | Premier Inn Hotel AUH | Premier Inn Hotel AUH | On Air | 24.4206 | 54.4408 | IBS | Hotel | SE | Abu Dhabi | ABU DHABI_Al Safarat | du | NSN | 2G-3G-4G | On Air | On Air | On Air | 249250.3083 | 1043769.2034 | AUH5873
IDX5412 | IDX0412 | IDXL5412 | Premier Inn Hotel (Ibn Battuta) | Premier Inn Hotel (Ibn Battuta) | On Air | 25.0463 | 55.1192 | IBS | Hotel | DXB | Dubai | DUBAI_Discovery Gardens | du | T | 3G-4G |  | On Air | On Air | 240801.4228 | 842926.2 | IDX0412
DXB0105 | DXB5105 |  | Premier Inn Dubai Airport | Premier Inn Dubai Airport | On Air | 25.2427 | 55.359 | IBS | Hotel | DXB | Dubai | DUBAI_AL GARHOUD | du | Huawei | 2G-3G | On Air | On Air |  | 630613.6053 | 0 | DXB5105
NA | AUH5818C | AUHL0818III | Power Electric Switchgear Panels | Power Electric Switchgear Panels | Off Air | 24.3265 | 54.5138 | ATOM | Commercial | DXB | Dubai | ABU DHABI_Industrial City AD 01 | du | Huawei | 3G |  | Decomm | Decomm | 19416.502 | 1753.5545 | #N/A
AUH0408 | AUH5408 | AUHL0408 | Police Station Zayed Sport City | Police Station Zayed Sport City | On Air | 24.4184 | 54.4481 | IBS | Government | SE | Abu Dhabi | ABU DHABI_Al Madina Al Riyadiya | du | T | 3G-4G |  | On Air | On Air | 431967.4012 | 2172218.0007 | AUH5408
AUH0662 | AUH5662 | AUHL0662 | Police Station Detainee Department | Police Station Detainee Department | On Air | 24.4156 | 54.446 | IBS | Government | SE | Abu Dhabi | ABU DHABI_Al Madina Al Riyadiya | du | NSN | 3G-4G |  | On Air | On Air | 884669.1395 | 1748134.0875 | AUH5662
| IDX0703 | IDXL5703 | Plaza Residences 1 | Plaza Residences 1 | On Air | 25.0529 | 55.2076 |  | Residential | DXB |  | DUBAI_AL BARSHA SOUTH FOURTH (JUMEIRAH VILLAGE SOUTH) |  |  |  |  | On Air | On Air | 583120.4585 | 2610545 | IDX0703
| IDX0940B_PICO | IDXL5940II | PICO_DAMAC OWNER |  | On Air | 25.12 | 55.1466 |  | Residential | [7 empty] | On Air |  | 998.5393 | 0 | #N/A
SHJ0371 | SHJ5371 | SHJL0371 | Petrofac International 2 | Petrofac International 2 | On Air | 25.3293 | 55.3703 | IBS | Commercial | NE | Sharjah | SHARJAH_AL KHAN | du | Huawei | 2G-3G-4G | On Air | On Air | On Air | 436120.336 | 3353223.5 | SHJ5371
SHJ0328 | SHJ5328 | SHJL0328 | PETROFAC INT | PETROFAC INT | On Air | 25.3299 | 55.3701 | IBS | Commercial | NE | Sharjah | SHARJAH_AL KHAN | du | Mitech | 2G-3G-4G | On Air | On Air | On Air | 759409.1001 | 3987249.9 | SHJ5328
SHJ0169 | SHJ5169 | SHJL0169 | Petrofac 400 Tower | Petrofac 400 Tower | On Air | 25.3518 | 55.3852 | IBS | Commercial | NE | Sharjah | SHARJAH_AL SOOR | du | Huawei | 2G-3G-4G | On Air | On Air | On Air | 563693.6617 | 2342541.6 | SHJ5169
DXB0746 | DXB5746 | DXBL0746 | Pedestrian Bridge_Dubai Mall | Pedestrian Bridge_Dubai Mall | On Air | 25.2012 | 55.2699 | IBS | Tunnel | DXB | Dubai | DUBAI_BURJ KHALIFA (BUSINESS BAY) | Etisalat | ETC | 2G-3G-4G | On Air | On Air | On Air | 778003.2981 | 2465205.1 | DXB5746
DXB0762 | DXB5762 |  | Pearl Continental Hotel | Pearl Continental Hotel | On Air | 25.1108 | 55.1797 | IBS | Hotel | DXB | Dubai | DUBAI_AL SAFOUH FIRST | du | Comba | 2G-3G | On Air | On Air |  | 59470.9327 | 0 | DXB5762
DXB0161 | DXB5161 | DXBL0161 | Passenger Terminal (Dubai World Central) | Passenger Terminal (Dubai World Central) | On Air | 24.8858 | 55.1589 | IBS | Airport | DXB | Dubai | DUBAI_MADINAT AL MATAAR | Etisalat | ETC | 2G-3G-4G | On Air | On Air | On Air | 283883.572 | 3771033.3 | DXB5161
| DXB5161A |  | Passenger Terminal (Dubai World Central) | Passenger Terminal (Dubai World Central) | On Air | 24.8858 | 55.1589 | IBS | Airport | DXB | Dubai | DUBAI_MADINAT AL MATAAR | Etisalat | ETC | 3G |  | On Air |  | 162217.3964 | 0 | #N/A
| DXB5161B |  | Passenger Terminal (Dubai World Central) | Passenger Terminal (Dubai World Central) | On Air | 24.8858 | 55.1589 | IBS | Airport | DXB | Dubai | DUBAI_MADINAT AL MATAAR | Etisalat | ETC | 3G |  | On Air |  | 135409.8054 | 0 | #N/A
DXB0392 | DXB5392 |  | Park Tower 2 | Park Tower 2 | On Air | 25.2091 | 55.2785 | IBS | Commercial | DXB | Dubai | DUBAI_ZAABEEL SECOND | du | Huawei | 2G-3G | On Air | On Air |  | 715992.2536 | 0 | DXB5392
DXB0391 | DXB5391 | DXBL0391 | Park Tower 1 | Park Tower 1 | On Air | 25.2097 | 55.279 | IBS | Commercial | DXB | Dubai | DUBAI_ZAABEEL SECOND | du | Huawei | 2G-3G-4G | On Air | On Air | On Air | 1454114.2741 | 4942221.3 | DXB5391
AUH0777 | AUH5777 | AUHL0777 | Park Rotana Complex Service Apartments | Park Rotana Complex | On Air | 24.4237 | 54.4736 | IBS | Hotel | SE | Abu Dhabi | ABU DHABI_Al Matar | Etisalat | ETC | 2G-3G-4G | On Air | On Air | On Air | 150703.8721 | 622657.0858 | AUH5777
AUH0778 | AUH5778 | AUHL0778 | Park Rotana Complex Rented Apartments | Park Rotana Complex | On Air | 24.423 | 54.4733 | IBS | Residential | SE | Abu Dhabi | ABU DHABI_Al Matar | Etisalat | ETC | 2G-3G-4G | On Air | On Air | On Air | 567354.3726 | 474851.0667 | AUH5778
AUH0713 | AUH5713 | AUHL0713 | Park Rotana Complex Office Building | Park Rotana Complex | On Air | 24.4254 | 54.4725 | IBS | Commercial | SE | Abu Dhabi | ABU DHABI_Al Matar | Etisalat | ETC | 2G-3G-4G | On Air | On Air | On Air | 500372.3708 | 1453477.0459 | AUH5713
AUH0776 | AUH5776 | AUHL0776 | Park Rotana Complex Hotel Building | Park Rotana Complex | On Air | 24.4241 | 54.4731 | IBS | Hotel | SE | Abu Dhabi | ABU DHABI_Al Matar | Etisalat | ETC | 2G-3G-4G | On Air | On Air | On Air | 328888.2889 | 1224263.8458 | AUH5776
| IDX0196 | IDXL5196 | Park Lane Tower @ BB |  | On Air | 25.1854 | 55.2615 |  | Commercial | [7 empty] | On Air |  | 3456.2659 | 95369.9 | IDX0196
IDX5661 | IDX0661 | IDXL5661 | Park Island - Sanibel Tower | Park Island - Sanibel Tower | On Air | 25.0818 | 55.1413 |  | Residential | DXB |  | DUBAI_MARSA DUBAI |  |  |  |  | On Air | On Air | 116434.005 | 483915.3 | IDX0661
IDX5663 | IDX0663 | IDXL5663 | Park Island - FairField | Park Island - FairField | On Air | 25.0818 | 55.1419 |  | Residential | DXB |  | DUBAI_MARSA DUBAI |  |  |  |  | On Air | On Air | 127080.1667 | 718917 | IDX0663
IDX5664 | IDX0664 | IDXL5664 | Park Island - Bonaire | Park Island - Bonaire | On Air | 25.0822 | 55.1425 |  | Residential | DXB |  | DUBAI_MARSA DUBAI |  |  |  |  | On Air | On Air | 100799.9225 | 343147.7 | IDX0664
IDX5662 | IDX0662 | IDXL5662 | Park Island - Blakely Tower | Park Island - Blakely Tower | On Air | 25.0828 | 55.1421 |  | Residential | DXB |  | DUBAI_MARSA DUBAI |  |  |  |  | On Air | On Air | 175223.7684 | 663122.4 | IDX0662
AUH0604 | AUH5604 | AUHL0604 | Park Inn Hotel (H1) - Yas Island | Park Inn Hotel (H1) - Yas Island | On Air | 24.4678 | 54.598 | IBS | Hotel | SE | Abu Dhabi | ABU DHABI_YAS ISLAND | Etisalat | ETC | 2G-3G-4G | On Air | On Air | On Air | 147401.3764 | 886890.1497 | AUH5604
IDX5218 | IDX0218 | IDXL5218 | Park Inn by Radisson Hotel Apartments Al Rigga | Park Inn by Radisson Hotel Apartments Al Rigga | On Air | 25.2586 | 55.3224 | IBS | Hotel | DXB | Dubai | DUBAI_RIGGAT AL BUTEEN | du | NSN | 2G-3G | On Air | On Air |  | 352303.404 | 0 | IDX0218
DXB0380 | DXB5380 | DXBL0380 | Park Hyatt Hotel Garhoud | Park Hyatt Hotel Garhoud | On Air | 25.2443 | 55.3323 | IBS | Hotel | DXB | Dubai | DUBAI_PORT SAEED | du | MOTO | 2G-3G-4G | On Air | On Air | On Air | 257065.5809 | 1344823.8 | DXB5380
AUH0829 | AUH5829 | AUHL0829 | Park Hyatt Abu Dhabi | Park Hyatt Abu Dhabi | On Air | 24.545 | 54.4349 | IBS | Hotel | SE | Abu Dhabi | ABU DHABI_SADIYAT ISLAND | Etisalat | ETC | 2G-3G-4G | On Air | On Air | On Air | 313994.8187 | 1077906.5094 | AUH5829
DXB0247 | DXB5247 |  | Park Central Business Bay | Park Central Business Bay | On Air | 25.179 | 55.271 | IBS | Residential | DXB | Dubai | DUBAI_BURJ KHALIFA (BUSINESS BAY) | du | Huawei | 2G-3G |  | On Air |  | 460505.2768 | 0 | DXB5247
| IAD0097 | IADL5097 | Paris-Sorbonne University |  | On Air | 24.489 | 54.4124 |  | University |  |  | ABU DHABI_AL REEM ISLAND |  |  |  |  | On Air | On Air | 11913.2846 | 135497.6176 | IAD0097
| IDX0027 | IDXL5027 | Paramount Tower A&B | Paramount Tower | On Air | 25.1859 | 55.2918 |  | Hotel |  |  | DUBAI_BURJ KHALIFA (BUSINESS BAY) |  |  |  |  | On Air | On Air | 81087.9954 | 204652.4 | IDX0027
| IDX0026 | IDXL5026 | Paramount Podium | Paramount Tower | On Air | 25.1859 | 55.2918 |  | Hotel | DXB |  | DUBAI_BURJ KHALIFA (BUSINESS BAY) |  |  |  |  | On Air | On Air | 104748.6267 | 261672.2 | IDX0026
AJM0932 | AJM5932 | AJML0932 | Paradise lake tower B-09 | Paradise lake tower B-09 | On Air | 25.3928 | 55.5761 | IBS | Residential | NE | Ajman | AJMAN_AAMRA | du | T | 3G-4G |  | On Air | On Air | 2359060.7625 | 10203569.8 | AJM5932
AJM0931 | AJM5931 | AJML0931 | Paradise lake tower B-06 | Paradise lake tower B-06 | On Air | 25.3916 | 55.5754 | IBS | Residential | NE | Ajman | AJMAN_AAMRA | du | T | 3G-4G |  | On Air | On Air | 3008306.5917 | 11564869.1 | AJM5931
AJM0930 | AJM5930 | AJML0930 | Paradise lake tower B-05 | Paradise lake tower B-05 | On Air | 25.3912 | 55.5752 | IBS | Residential | NE | Ajman | AJMAN_AAMRA | du | T | 3G-4G |  | On Air | On Air | 1497063.798 | 5432841.1 | AJM5930
SHJ0036 | SHJ5036 |  | Palm Tower 2 | Palm Tower 2 | On Air | 25.3296 | 55.3754 | IBS | Residential | NE | Sharjah | SHARJAH_AL MAZAJ THIRD | Etisalat | NSN/ETC | 2G-3G | On Air | On Air |  | 419883.8982 | 0 | SHJ5036
DXB0769 | DXB5769 | DXBL0769 | Palm Strip Mall | Palm Strip Mall | On Air | 25.234 | 55.2644 | IBS | Mall | DXB | Dubai | DUBAI_JUMEIRA FIRST | du | In House | 2G-3G-4G | On Air | On Air | On Air | 67941.0975 | 121024 | DXB5769
DXB0566 | DXB5566 | DXBL0566 | Palm Jumairah crecent Tunnel | Palm Jumairah crecent Tunnel | On Air | 25.1279 | 55.121 | IBS | Tunnel | DXB | Dubai | DUBAI_NAKHLAT JUMEIRA (THE PALM JUMEIRAH) | du | AFL | 2G-3G | On Air | On Air |  | 565380.718 | 0 | DXB5566
| IDX0732 | IDXL5732 | Palm First Hotel |  | On Air | 25.1259 | 55.1531 |  | Hotel |  |  | DUBAI_NAKHLAT JUMEIRA (THE PALM JUMEIRAH) |  |  |  |  | On Air | On Air | 22500.8187 | 141346.4 | IDX0732
IDX5034 | IDX0034 | IDXL5034 | Palazzo Versace | Palazzo Versace | On Air | 25.2273 | 55.3419 | IBS | Hotel | DXB | Dubai | DUBAI_AL JADAF | du | MOTO | 2G-3G-4G | On Air | On Air | On Air | 590380.6924 | 4013679 | IDX0034
RAK0548 | RAK5548 | RAKL0548 | Pacific Towers – Block F | Pacific Towers | On Air | 25.6866 | 55.7331 | IBS | Hotel | NE | RAK | RAS AL-KHAIMAH_JAZEERA NAD AL SILI | du | W | 3G-4G |  | On Air | On Air | 54154.476 | 366647.8 | RAK5548
RAK0547 | RAK5547 | RAKL0547 | Pacific Towers – Block D | Pacific Towers | On Air | 25.6862 | 55.7323 | IBS | Hotel | NE | RAK | RAS AL-KHAIMAH_JAZEERA NAD AL SILI | du | W | 3G-4G |  | On Air | On Air | 110620.1822 | 439297.6 | RAK5547
RAK0546 | RAK5546 | RAKL0546 | Pacific Towers – Block C & E | Pacific Towers | On Air | 25.6867 | 55.7326 | IBS | Hotel | NE | RAK | RAS AL-KHAIMAH_JAZEERA NAD AL SILI | du | W | 3G-4G |  | On Air | On Air | 223011.8792 | 1270141 | RAK5546
RAK0545 | RAK5545 | RAKL0545 | Pacific Towers – Block A & B | Pacific Towers | On Air | 25.6871 | 55.7325 | IBS | Hotel | NE | RAK | RAS AL-KHAIMAH_JAZEERA NAD AL SILI | du | W | 3G-4G |  | On Air | On Air | 835729.7546 | 4179995.2 | RAK5545
DXB0125 | DXB5125 |  | Oxford Tower @ BB | Oxford Tower @ BB | On Air | 25.1773 | 55.273 | IBS | Commercial | DXB | Dubai | DUBAI_BURJ KHALIFA (BUSINESS BAY) | du | In House | 3G |  | On Air |  | 177968.6542 | 0 | DXB5125
IDX5784 | IDX0784 | IDXL5784 | Oxford Building @ JVC | Oxford Building @ JVC | On Air | 25.0461 | 55.2037 | IBS | Residential | DXB | Dubai | DUBAI_AL BARSHA SOUTH FOURTH (JUMEIRAH VILLAGE SOUTH) | du |  | 3G-4G |  | On Air | On Air | 181914.1452 | 2758470.5 | IDX0784
DXB0758 | DXB5758 | DXBL0758 | Ottoman Palace (aka. Zabeel Saray Hotel) | Ottoman Palace (aka. Zabeel Saray Hotel) | On Air | 25.0986 | 55.1236 | IBS | Hotel | DXB | Dubai | DUBAI_NAKHLAT JUMEIRA (THE PALM JUMEIRAH) | Etisalat | Mitech/ETC | 2G-3G-4G | On Air | On Air | On Air | 234532.5494 | 2348740.8 | DXB5758
| IDX0749 | IDXL5749 | Othman 10C at JVC |  | On Air | 25.0529 | 55.2 |  | Residential |  |  | DUBAI_AL BARSHA SOUTH FOURTH (JUMEIRAH VILLAGE SOUTH) |  |  |  |  | On Air | On Air | 20857.4862 | 75307.6 | IDX0749
IDX5128 | IDX0128 | IDXL5128 | Ossaimi Beach Resort Palm Jumeirah | Ossaimi Beach Resort Palm Jumeirah | On Air | 25.1401 | 55.1389 | IBS | Hotel | DXB | Dubai | DUBAI_NAKHLAT JUMEIRA (THE PALM JUMEIRAH) | du | Huawei | 3G-4G |  | On Air | On Air | 40857.1793 | 7728.3 | #N/A
IDX5108 | IDX0108 |  | Ossaimi Apartments Palm Jumeirah | Ossaimi Apartments Palm Jumeirah | On Air | 25.1402 | 55.1373 | IBS | Hotel | DXB | Dubai | DUBAI_NAKHLAT JUMEIRA (THE PALM JUMEIRAH) | du | Huawei | 3G |  | On Air |  | 119051.0122 | 0 | IDX0108
AUH0407 | AUH5407 | AUHL0407 | Oryx Hotel | Oryx Hotel | On Air | 24.4693 | 54.3408 | IBS | Hotel | SE | Abu Dhabi | ABU DHABI_Al Khalidiya | du | NSN | 2G-3G-4G | On Air | On Air | On Air | 72158.5209 | 426255.2631 | AUH5407
IDX5764 | IDX0764 | IDXL5764 | Orthopedic Specialty Hospital DHCC | Orthopedic Specialty Hospital DHCC | On Air | 25.232 | 55.3177 | IBS | Hospital | DXB | Dubai | DUBAI_UMM HURAIR SECOND | du | W | 3G-4G |  | On Air | On Air | 247559.683 | 1654938.9 | IDX0764
DXB0190 | DXB5190 |  | Oracle | Oracle | On Air | 25.0978 | 55.1639 | IBS | Commercial | DXB | Dubai | DUBAI_AL SAFOUH SECOND | du | NSN | 2G-3G | On Air | On Air |  | 251266.3912 | 0 | DXB5190
IDX5146 | IDX0146 | IDXL5146 | Opera House at Old Town Burj Khalifa_Stage Area | Opera House | On Air | 25.1952 | 55.2709 | IBS | Grand Stand | DXB | Dubai | DUBAI_BURJ KHALIFA (BUSINESS BAY) | du | NSN | 3G-4G |  | On Air | On Air | 152890.0425 | 1051459.3 | IDX0146
IDX5148 | IDX0148 | IDXL5148 | Opera House at Old Town Burj Khalifa_Plaza Area | Opera House | On Air | 25.1952 | 55.2709 | IBS | Grand Stand | DXB | Dubai | DUBAI_BURJ KHALIFA (BUSINESS BAY) | du | NSN | 3G-4G |  | On Air | On Air | 202286.7161 | 524894.5 | IDX0148
| IDX0147 | IDXL5147 | Opera House at Old Town Burj Khalifa_Common Area | Opera House | On Air | 25.1956 | 55.2716 | IBS | Exhibition | DXB | Dubai | DUBAI_BURJ KHALIFA (BUSINESS BAY) | du | NSN | 3G-4G |  | On Air | On Air | 83110.0037 | 405424.5 | IDX0147
DXB0574 | DXB5574 | DXBL0574 | Opal Tower @ BB | Opal Tower @ BB | On Air | 25.1857 | 55.2757 | IBS | Commercial | DXB | Dubai | DUBAI_BURJ KHALIFA (BUSINESS BAY) | du | In House | 2G-3G-4G | On Air | On Air | On Air | 440099.2996 | 3251859.9 | DXB5574
IDX5566 | IDX0566 | IDXL5566 | One JLT Tower | One JLT Tower | On Air | 25.0724 | 55.1451 | IBS | Commercial | DXB | Dubai | DUBAI_Jumeirah Lakes Towers (JLT) | Etisalat | ETC | 3G-4G |  | On Air | On Air | 472813.3475 | 2002254.8 | IDX0566
DXB0475 | DXB5475 | DXBL0475 | Omniya Tower - One Business Bay | Omniya Tower - One Business Bay | On Air | 25.1879 | 55.2618 | IBS | Commercial | DXB | Dubai | DUBAI_BURJ KHALIFA (BUSINESS BAY) | Etisalat | ETC | 3G-4G |  | On Air | On Air | 585821.5186 | 2797319.6 | DXB5475
IDX5399 | IDX0399 | IDXL5399 | OMNICOM MEDIA GROUP DUBAI (OMD &PHD) | OMNICOM MEDIA GROUP DUBAI (OMD &PHD) | On Air | 25.0959 | 55.1565 | IBS | Commercial | DXB | Dubai | DUBAI_AL SAFOUH SECOND | du | W | 3G-4G |  | On Air | On Air | 123905.8685 | 1264193.6 | IDX0399
AUH0900 | AUH5900 | AUHL0900 | Old Presidential Palace | Old Presidential Palace | On Air | 24.4525 | 54.311 | IBS | Government | SE | Abu Dhabi | ABU DHABI_Al Ras Al Akhdar | Etisalat | ETC | 2G-3G-4G | On Air | On Air | On Air | 31561.9804 | 173108.4387 | AUH5900
| IDX0842 | IDXL5842 | OIA Residence at Motor City |  | On Air | 25.043 | 55.2432 |  | Residential |  |  | DUBAI_AL HEBIAH FIRST (DUBAI AUTODROME) |  |  |  |  | On Air | On Air | 17917.558 | 67897.8 | IDX0842
DXB0466 | DXB5466 |  | OFIS/Betterlife | OFIS/Betterlife | On Air | 25.2458 | 55.3117 | IBS | Commercial | DXB | Dubai | DUBAI_AL KARAMA | du | Huawei | 2G-3G | On Air | On Air |  | 197897.3078 | 0 | DXB5466
DXB0173 | DXB5173 | DXBL0173 | Office Park Building | Office Park Building | On Air | 25.1051 | 55.1682 | IBS | Commercial | DXB | Dubai | DUBAI_AL SAFOUH SECOND | du | NSN | 2G-3G-4G | On Air | On Air | On Air | 560433.5069 | 2858102.8 | DXB5173
DXB0174 | DXB5174 | DXBL0174 | Oceanic Heights - Dubai Marina | Oceanic Heights - Dubai Marina | On Air | 25.0905 | 55.1487 | IBS | Residential | DXB | Dubai | DUBAI_MARSA DUBAI | Etisalat | ETC | 2G-3G-4G | On Air | On Air | On Air | 1129678.9055 | 2107559.3 | DXB5174
DXB0441 | DXB5441 |  | Oceana Residential Building 4 - Palm Jumeirah | Oceana Residential Building | On Air | 25.1114 | 55.1376 | IBS | Residential | DXB | Dubai | DUBAI_NAKHLAT JUMEIRA (THE PALM JUMEIRAH) | Etisalat | ETC | 2G-3G | On Air | On Air |  | 1588093.6563 | 0 | DXB5441
DXB0433 | DXB5433 |  | Oceana Residential Building 3 - Palm Jumeirah | Oceana Residential Building | On Air | 25.1106 | 55.1376 | IBS | Residential | DXB | Dubai | DUBAI_NAKHLAT JUMEIRA (THE PALM JUMEIRAH) | Etisalat | ETC | 2G-3G | On Air | On Air |  | 664616.0756 | 0 | DXB5433
DXB0431 | DXB5431 |  | Oceana Residential Building 2 - Palm Jumeirah | Oceana Residential Building | On Air | 25.1113 | 55.1366 | IBS | Residential | DXB | Dubai | DUBAI_NAKHLAT JUMEIRA (THE PALM JUMEIRAH) | Etisalat | ETC | 2G-3G | On Air | On Air |  | 831508.8066 | 0 | DXB5431
DXB0420 | DXB5420 |  | Oceana Residential Building 1 - Palm Jumeirah | Oceana Residential Building | On Air | 25.1106 | 55.1359 | IBS | Residential | DXB | Dubai | DUBAI_NAKHLAT JUMEIRA (THE PALM JUMEIRAH) | Etisalat | ETC | 2G-3G |  | On Air |  | 202117.41 | 0 | DXB5420
DXB0743 | DXB5743 | DXBL0743 | Oceana Hotel - Palm Jumeirah | Oceana Hotel - Palm Jumeirah | On Air | 25.1106 | 55.1366 | IBS | Hotel | DXB | Dubai | DUBAI_NAKHLAT JUMEIRA (THE PALM JUMEIRAH) | du | Huawei | 3G-4G |  | On Air | On Air | 502933.3705 | 3046424.3 | DXB5743
| IAD0098 | IADL5098 | Ocean Scape Towers C15 (S1_C13) |  | On Air | 24.5079 | 54.4056 |  | Residential |  |  | ABU DHABI_AL REEM ISLAND |  |  |  |  | On Air | On Air | 106838.0054 | 1325632.0745 | IAD0098
DXB0612 | DXB5612 | DXBL0612 | Oberoi Center Office Tower @ BB | Oberoi Center | On Air | 25.1862 | 55.2635 | IBS | Commercial | DXB | Dubai | DUBAI_BURJ KHALIFA (BUSINESS BAY) | du | In House | 2G-3G-4G | On Air | On Air | On Air | 1489584.2406 | 3395491.6 | DXB5612
DXB0575 | DXB5575 | DXBL0575 | Oberoi Center Hotel Tower @ BB | Oberoi Center | On Air | 25.1862 | 55.2635 | IBS | Hotel | DXB | Dubai | DUBAI_BURJ KHALIFA (BUSINESS BAY) | du | In House | 2G-3G-4G | On Air | On Air | On Air | 467956.4845 | 1285891.5 | DXB5575
RAK0533 | RAK5533 | RAKL0533 | Obaidalla Hospital | Obaidalla Hospital | On Air | 25.7967 | 55.9828 | IBS | Hospital | NE | Ras Al Khaimah | RAS AL-KHAIMAH_AL ARAIBI | du | Huawei | 2G-3G-4G | On Air | On Air | On Air | 1169132.9846 | 3084013.9 | RAK5533
AAN0029 | AAN5029 | AANL0029 | Oasis Mall Al Ain | Oasis Mall Al Ain | On Air | 24.2634 | 55.7661 | IBS | Mall | SE | Abu Dhabi | ABU DHABI_AL QATTARA | Etisalat | ETC | 3G-4G |  | On Air | On Air | 211202.4368 | 315674.4609 | AAN5029
DXB0745 | DXB5745 | DXBL0745 | Oasis Mall @ SZR | Oasis Mall @ SZR | On Air | 25.1696 | 55.2416 | IBS | Mall | DXB | Dubai | DUBAI_AL QOUZ FIRST (AL QUOZ FIRST) | du | In House | 2G-3G-4G | On Air | On Air | On Air | 3953290.1783 | 5512988.2 | DXB5745
DXB0990 | DXB5990 |  | Oakwood Residency | Oakwood Residency | On Air | 25.0401 | 55.1926 | IBS | Residential | DXB | Dubai | DUBAI_MEAISEM FIRST (JUMEIRAH GOLF ESTATE) | du | Huawei | 2G-3G | On Air | On Air |  | 585779.5954 | 0 | DXB5990
DXB0683 | DXB5683 |  | O14 Tower at Business Bay | O14 Tower at Business Bay | On Air | 25.1809 | 55.2697 | IBS | Commercial | DXB | Dubai | DUBAI_BURJ KHALIFA (BUSINESS BAY) | du | In House | 2G-3G | On Air | On Air |  | 1092107.0493 | 0 | DXB5683
DXB0077 | DXB5077 | DXBL0077 | Number One Tower Suites | Number One Tower Suites | On Air | 25.2106 | 55.2734 | IBS | Hotel | DXB | Dubai | DUBAI_TRADE CENTER FIRST | du | Comba | 2G-3G-4G | On Air | On Air | On Air | 438959.9219 | 2226619.1 | DXB5077
FUJ0626 | FUJ5626 | FUJL0626 | Novotel and Ibis Hotel FUJAIRAH | Novotel and Ibis Hotel FUJAIRAH | On Air | 25.1214 | 56.3244 | IBS | Hotel | NE | Fujairah | FUJAIRAH_INDUSTRIAL AREA | du | Huawei | 2G-3G-4G | On Air | On Air | On Air | 1254571.8362 | 3545 | FUJ5626
DXB0952 | DXB5952 |  | Novotel Al Barsha - Residences | Novotel Al Barsha | On Air | 25.1126 | 55.1886 | IBS | Residential | DXB | Dubai | DUBAI_AL BARSHA FIRST | Etisalat | ETC | 2G-3G | On Air | On Air |  | 371573.3961 | 0 | DXB5952
DXB0955 | DXB5955 |  | Novotel Al Barsha - Offices | Novotel Al Barsha | On Air | 25.1126 | 55.1886 | IBS | Commercial | DXB | Dubai | DUBAI_AL BARSHA FIRST | Etisalat | ETC | 2G-3G | On Air | On Air |  | 365827.7194 | 0 | DXB5955
DXB0629 | DXB5629 | DXBL0629 | Novotel Al Barsha - Hotel | Novotel Al Barsha | On Air | 25.1126 | 55.1886 | IBS | Hotel | DXB | Dubai | DUBAI_AL BARSHA FIRST | Etisalat | ETC | 2G-3G-4G | On Air | On Air | On Air | 1260647.511 | 4577.9 | DXB5629
DXB0090 | DXB5090 |  | Novotel | Novotel | On Air | 25.2214 | 55.2887 | IBS | Hotel | DXB | Dubai | DUBAI_TRADE CENTER SECOND | du | NSN | 2G-3G | On Air | On Air |  | 1252195.3843 | 0 | DXB5090
FUJ0608 | FUJ5608 | FUJL0608 | Nour Arjaan by Rotana | Nour Arjaan by Rotana | On Air | 25.1225 | 56.3271 | IBS | Hotel | NE | fujairah | FUJAIRAH_AL MUDHANNAB - Town Center | du | T | 3G-4G |  | On Air | On Air | 359720.9425 | 912553.1 | FUJ5608
AUH0490 | AUH5490 | AUHL0490 | NMC Trading | NMC Trading | On Air | 24.5229 | 54.3655 | IBS | Commercial | SE | Abu Dhabi | ABU DHABI_Al Meena | du | In House | 2G-3G-4G | On Air | On Air | On Air | 53840.5103 | 57293.9886 | #N/A
DXB0238 | DXB5238 | DXBL0238 | NMC Specialty Hospital Al Nahda | NMC Specialty Hospital Al Nahda | On Air | 25.29 | 55.3693 | IBS | Hospital | DXB | Dubai | DUBAI_AL NAHDA SECOND | du | Alan Dick | 2G-3G-4G | On Air | On Air | On Air | 950454.8281 | 4761213.5 | DXB5238
AAN0018 | AAN5018 | AANL0018 | NMC Speciality Hospital Al Ain | NMC Speciality Hospital Al Ain | On Air | 24.2303 | 55.7427 | IBS | Hotel | SE | Abu Dhabi | ABU DHABI_AL MUTAREDH | du | Huawei | 2G-3G-4G | On Air | On Air | On Air | 784626.7881 | 3080310.9415 | AAN5018
AUH0880 | AUH5880 | AUHL0880 | NMC Royal Hospital | NMC Royal Hospital | On Air | 24.4117 | 54.5709 | IBS | Hospital | SE | Abu Dhabi | ABU DHABI_KHALIFA CITY | du | W | 3G-4G |  | On Air | On Air | 1533311.35 | 7111863.9813 | AUH5880
SHJ0340 | SHJ5340 | SHJL0340 | NMC Hospital Sharjah, British Bank Building, King Faisal Street, Shrjah | NMC Hospital Sharjah, British Bank Building, King Faisal Street, Shrjah | On Air | 25.3313 | 55.393 | IBS | Hospital | NE | Sharjah | SHARJAH_AL MAZAJ SECOND | du | Alan Dick | 2G-3G-4G | On Air | On Air | On Air | 297821.2659 | 1033651.9 | SHJ5340
AUH0561 | AUH5561 | AUHL0561 | NMC Hospital | NMC Hospital | On Air | 24.4838 | 54.3611 | IBS | Hospital | SE | Abu Dhabi | ABU DHABI_Madinat Zayed(AD) | du | Alan Dick | 2G-3G-4G | On Air | On Air | On Air | 736375.1707 | 2857316.919 | AUH5561
DXB0245 | DXB5245 | DXBL0245 | Nissan Showroom Building, Al Ithihad Road, Dubai | Nissan Showroom Building, Al Ithihad Road, Dubai | On Air | 25.2594 | 55.3329 | IBS | Commercial | DXB | Dubai | DUBAI_PORT SAEED | du | Alan Dick | 2G-3G-4G | On Air | On Air | On Air | 918801.3973 | 2728684.9 | DXB5245
IDX5719 | IDX0719 | IDXL5719 | NILOOFAR TOWER | NILOOFAR TOWER | On Air | 25.2295 | 55.3359 | IBS | Residential | DXB | Dubai | DUBAI_AL JADAF | du | T | 3G-4G |  | On Air | On Air | 182323.7064 | 1284958.2 | IDX0719
IDX5235 | IDX0235 | IDXL5235 | Nilona Residence | Nilona Residence | On Air | 25.096 | 55.3717 | IBS | Residential | DXB | Dubai | DUBAI_WADI AL SAFA 5 (DUBAI LAND) | du | NSN | 2G-3G |  | On Air |  | 78911.203 | 0 | IDX0235
IDX5342 | IDX0342 | IDXL5342 | Nikki Beach Hotel and Resort | Nikki Beach Hotel and Resort | On Air | 25.2463 | 55.2559 | IBS | Hotel | DXB | Dubai | DUBAI_JUMEIRA FIRST | Etisalat | ETC | 3G-4G |  | On Air | On Air | 290727.0493 | 1729225.1 | IDX0342
AUH0584 | AUH5584 | AUHL0584 | New York University Saadiyat Island_Right Wing | New York University Saadiyat Island | On Air | 24.5232 | 54.4353 | IBS | University | SE | Abu Dhabi | ABU DHABI_SADIYAT ISLAND | du | NSN | 3G-4G |  | On Air | On Air | 124318.9242 | 620882.4398 | AUH5584
AUH0991 | AUH5991 | AUHL0991 | New York University Saadiyat Island_Left Wing | New York University Saadiyat Island | On Air | 24.5232 | 54.4353 | IBS | University | SE | Abu Dhabi | ABU DHABI_SADIYAT ISLAND | du | NSN | 3G-4G |  | On Air | On Air | 84099.2639 | 498035.968 | AUH5991
AUH0593 | AUH5593 | AUHL0593 | New Presidential Palace_Vice President(PMVW) | New Presidential Palace | On Air | 24.4657 | 54.3076 | IBS | Palace | SE | Abu Dhabi | ABU DHABI_Al Ras Al Akhdar | Etisalat | ETC | 2G-3G-4G | On Air | On Air | On Air | 881.2163 | 7545.1656 | AUH5593
AUH0586 | AUH5586 | AUHL0586 | New Presidential Palace_Supreme Court(PMSC)&PPP3 | New Presidential Palace | On Air | 24.4621 | 54.3039 | IBS | Palace | SE | Abu Dhabi | ABU DHABI_Al Ras Al Akhdar | Etisalat | ETC | 2G-3G-4G | On Air | On Air | On Air | 9477.7739 | 31011.0906 | AUH5586
AUH0592 | AUH5592 | AUHL0592 | New Presidential Palace_Presidential Wing(PMPW) | New Presidential Palace | On Air | 24.465 | 54.3046 | IBS | Palace | SE | Abu Dhabi | ABU DHABI_Al Ras Al Akhdar | Etisalat | ETC | 2G-3G-4G | On Air | On Air | On Air | 3500.2169 | 11815.8728 | AUH5592
AUH0587 | AUH5587 | AUHL0587 | New Presidential Palace_Ministry Wing(PMMW)&PPP4 | New Presidential Palace | On Air | 24.4628 | 54.3068 | IBS | Palace | SE | Abu Dhabi | ABU DHABI_Al Ras Al Akhdar | Etisalat | ETC | 2G-3G-4G | On Air | On Air | On Air | 3474.6326 | 19420.7335 | AUH5587
AUH0695 | AUH5695 | AUHL0695 | New Presidential Palace_Main(PMMB) Right Wing | New Presidential Palace | On Air | 24.4621 | 54.3062 | IBS | Palace | SE | Abu Dhabi | ABU DHABI_Al Ras Al Akhdar | Etisalat | ETC | 2G-3G-4G | On Air | On Air | On Air | 12129.7006 | 61537.5083 | AUH5695
AUH0694 | AUH5694 | AUHL0694 | New Presidential Palace_Main(PMMB) Left Wing | New Presidential Palace | On Air | 24.4618 | 54.3052 | IBS | Palace | SE | Abu Dhabi | ABU DHABI_Al Ras Al Akhdar | Etisalat | ETC | 2G-3G-4G | On Air | On Air | On Air | 3656.0468 | 43044.3731 | AUH5694
AUH0589 | AUH5589 | AUHL0589 | New Presidential Palace_Main Majlis(PMMM) | New Presidential Palace | On Air | 24.4632 | 54.3052 | IBS | Palace | SE | Abu Dhabi | ABU DHABI_Al Ras Al Akhdar | Etisalat | ETC | 2G-3G-4G | On Air | On Air | On Air | 672.7318 | 5408.634 | AUH5589
AUH0590 | AUH5590 | AUHL0590 | New Presidential Palace_Crowned Prince(PMCW) | New Presidential Palace | On Air | 24.4637 | 54.3018 | IBS | Palace | SE | Abu Dhabi | ABU DHABI_Al Ras Al Akhdar | Etisalat | ETC | 2G-3G-4G | On Air | On Air | On Air | 7883.7472 | 88828.8727 | AUH5590
AUH0830 | AUH5830 | AUHL0830 | New Presidential Palace_Ancillary_PSWB,PSGS&PMCG | New Presidential Palace | On Air | 24.457 | 54.3093 | IBS | Palace | SE | Abu Dhabi | ABU DHABI_Al Ras Al Akhdar | Etisalat | ETC | 3G |  | On Air | On Air | 11437.1532 | 239059.5092 | AUH5830
AUH0820 | AUH5820 | AUHL0820 | New Presidential Palace_Ancillary_PSPG,PSMA&PPEP | New Presidential Palace | On Air | 24.4563 | 54.3116 | IBS | Palace | SE | Abu Dhabi | ABU DHABI_Al Ras Al Akhdar | Etisalat | ETC | 3G-4G |  | On Air | On Air | 16615.8686 | 31926.2984 | AUH5820
NA | AUH5532F |  | New Presidential Palace_Ancillary Buildings_PSSA | New Presidential Palace | On Air | 24.4561 | 54.3096 | ATOM | Palace | SE | Abu Dhabi | ABU DHABI_Al Ras Al Akhdar | Etisalat | ETC | 3G |  | On Air |  | 46440.097 | 0 | AUH5532F
AUH0447 | AUH5447 | AUHL0447 | New Ministry of Interior Building | New Ministry of Interior Building | On Air | 24.4113 | 54.4649 | IBS | Government | SE | Abu Dhabi | ABU DHABI_Al Madina Al Riyadiya | Etisalat | ETC | 3G-4G |  | On Air | On Air | 379784.8289 | 1481951.9328 | AUH5447
| AUH5948 | AUHL0948 | New Mafraq Hospital_Outpatient & Annex building |  | On Air | 24.3242 | 54.6134 |  | Hospital | [7 empty] | On Air |  | 10962.1871 | 15907.2948 | AUH5948
FUJ0631 | FUJ5631 | FUJL0631 | New Hatta Hospital | New Hatta Hospital | On Air | 24.8004 | 56.1276 | IBS | Hospital | NE | Fujairah | DUBAI_HATTA | du | Huawei | 2G-3G-4G | On Air | On Air | On Air | 349520.5052 | 1968082.3 | FUJ5631
AUH0716 | AUH5716 | AUHL0716 | New EY Cabin Crew Briefing Centre (CBC) Etihad Airways | New EY Cabin Crew Briefing Centre (CBC) Etihad Airways | On Air | 24.4247 | 54.6477 | IBS | Airport | SE | Abu Dhabi | ABU DHABI_ABU DHABI INTERNATIONAL AIRPORT | Etisalat | ETC | 2G-3G-4G | On Air | On Air | On Air | 316089.1076 | 1351613.0147 | AUH5716
IDX5260 | IDX0260 | IDXL5260 | New Deira Fish Market | New Deira Fish Market | On Air | 25.2918 | 55.3233 | IBS | Mall | DXB | Dubai | DUBAI_CORNICHE DEIRA | Etisalat | ETC | 3G-4G |  | On Air | On Air | 2313507.0763 | 8677635.9 | IDX0260
DXB0394 | DXB5394 | DXBL0394 | New Crown Prince Health Club & Spa_Main Building Paddle Court Altitude Chamber Diving Building | New Crown Prince Health Club & Spa_Main Building Paddle Court Altitude Chamber Diving Building | On Air | 25.129 | 55.2949 | IBS | Government | DXB | Dubai | DUBAI_WADI AL SAFA 3 (RANCHES) | Etisalat | ETC | 2G-3G-4G | On Air | On Air | On Air | 75927.6562 | 284114.7 | DXB5394
IDX5406 | IDX0406 | IDXL5406 | New Century City Tower (NCCT) | New Century City Tower (NCCT) | On Air | 25.2545 | 55.3296 | IBS | Commercial | DXB | Dubai | DUBAI_PORT SAEED | du | W | 3G-4G |  | On Air | On Air | 402651.6153 | 2866600.6 | IDX0406
DXB0117 | DXB5117 | DXBL0117 | Neurospinal Hospital | Neurospinal Hospital | On Air | 25.1973 | 55.2378 | IBS | Hospital | DXB | Dubai | DUBAI_JUMEIRA SECOND | Etisalat | ETC | 2G-3G-4G | On Air | On Air | On Air | 116355.8457 | 661100.3 | DXB5117
AJM0913 | AJM5913 | AJML0913 | Nesto Hypermarket Ajman | Nesto Hypermarket Ajman | On Air | 25.3963 | 55.453 | IBS | Mall | NE | Ajman | AJMAN_RASHIDEYA 1 | du | NSN | 2G-3G-4G |  | On Air | On Air | 582780.8797 | 2171143.6 | AJM5913
SHJ0415 | SHJ5415 | SHJL0415 | Nesto Hypermarket (Sharjah Muwailla) | Nesto Hypermarket (Sharjah Muwailla) | On Air | 25.2999 | 55.4545 | IBS | Mall | NE | Sharjah | SHARJAH_MUWAILEH COMMERCIAL | du | NSN | 2G-3G-4G | On Air | On Air | On Air | 827452.5775 | 2752885.2 | SHJ5415
IDX5491 | IDX0491 | IDXL5491 | Nestle HQ @ JAFZA | Nestle HQ @ JAFZA | On Air | 24.9707 | 55.0756 | IBS | Commercial | DXB | Dubai | DUBAI_MENA JABAL ALI | du | T | 3G-4G |  | On Air | On Air | 56678.011 | 455131.5 | IDX0491
IDX5331 | IDX0331 | IDXL5331 | Nestle Factory | Nestle Factory | On Air | 24.8798 | 55.1257 | IBS | commercial | DXB | Dubai | DUBAI_MADINAT AL MATAAR | du | Huawei | 3G-4G |  | On Air | On Air | 354762.0926 | 2490636.5 | IDX0331
DXB0323 | DXB5323 | DXBL0323 | Neighborhood Retail center (Jumairah park) | Neighborhood Retail center (Jumairah park) | On Air | 25.043 | 55.1595 | IBS | Mall | DXB | Dubai | DUBAI_Jumeirah Islands / Jumeirah Parks | du | NSN | 2G-3G-4G | On Air | On Air | On Air | 327250.6233 | 1655287.4 | DXB5323
DXB0326 | DXB5326 | DXBL0326 | Neighborhood Retail center (Discovery Gardens) | Neighborhood Retail center (Discovery Gardens) | On Air | 25.0348 | 55.1468 | IBS | Mall | DXB | Dubai | DUBAI_Discovery Gardens | du | NSN | 2G-3G-4G | On Air | On Air | On Air | 489565.7713 | 2170709.1 | DXB5326
IAD5125 | IAD0125 | IADL5125 | NCC Business Hub @ Kizad |  | On Air | 24.7201 | 54.7377 |  | Commercial |  |  | ABU DHABI_KHALIFA INDUSTRIAL CITY A | [5 empty] | On Air | 2502.6847 | 84758.9652 | IAD0125
AUH0421 | AUH5421 | AUHL0421 | National Corporation for Tourism and Hotels | National Corporation for Tourism and Hotels | On Air | 24.42 | 54.4447 | IBS | Government | SE | Abu Dhabi | ABU DHABI_Al Madina Al Riyadiya | du | NSN | 3G-4G |  | On Air | On Air | 28998.7197 | 98202.6715 | AUH5421
AUH0591 | AUH5591 | AUHL0591 | National Centre of Meteorology and Seismology | National Centre of Meteorology and Seismology | On Air | 24.3383 | 54.6411 | IBS | Government | SE | Abu Dhabi | ABU DHABI_AL SHAWAMEKH | du | W | 3G-4G |  | On Air | On Air | 54713.2323 | 318940.056 | AUH5591
AUH0799 | AUH5799 | AUHL0799 | National Center for Documentation & Reserch | National Center for Documentation & Reserch | On Air | 24.4208 | 54.4475 | IBS | Government | SE | Abu Dhabi | ABU DHABI_Al Madina Al Riyadiya | du | Huawei | 2G-3G-4G | On Air | On Air | On Air | 421831.7038 | 1750855.8601 | AUH5799
AUH0753 | AUH5753 | AUHL0753 | Nation Tower 2 - The St. Regis Hotel Abu Dhabi | Nation Tower | On Air | 24.464 | 54.3283 | IBS | Hotel | SE | Abu Dhabi | ABU DHABI_Al Khebeirah | Etisalat | ETC | 2G-3G-4G | On Air | On Air | On Air | 470860.9414 | 2543909.1124 | AUH5753
AUH0752 | AUH5752 | AUHL0752 | Nation Tower 1 - Residences | Nation Tower | On Air | 24.464 | 54.3276 | IBS | Residential | SE | Abu Dhabi | ABU DHABI_Al Khebeirah | Etisalat | ETC | 2G-3G-4G | On Air | On Air | On Air | 394730.5427 | 901050.856 | AUH5752
AUH0877 | AUH5877 | AUHL0877 | Nation Tower - Galleria & Riviera Beach Club | Nation Tower | On Air | 24.4636 | 54.3282 | IBS | Mall | SE | Abu Dhabi | ABU DHABI_Al Khebeirah | Etisalat | ETC | 2G-3G-4G | On Air | On Air | On Air | 1642941.4285 | 4657666.3788 | AUH5877
IDX5702 | IDX0702 | IDXL5702 | Nastran tower | Nastran tower | On Air | 25.2245 | 55.3403 | IBS | Residential | DXB | Dubai | DUBAI_AL JADAF | du | T | 3G-4G |  | On Air | On Air | 35432.2992 | 61893.8 | IDX0702
SHJ0233 | SHJ5233 | SHJL0233 | Naseer Tower | Naseer Tower | On Air | 25.3297 | 55.3939 | IBS | Residential | NE | Sharjah | SHARJAH_AL MAZAJ SECOND | du | W | 3G-4G |  | On Air | On Air | 327942.7407 | 604561.8 | SHJ5233
SHJ0380 | SHJ5380 |  | Nakheel Tower | Nakheel Tower | On Air | 25.3393 | 55.3865 | IBS | Residential | NE | Sharjah | SHARJAH_AL MAZAJ FIRST | du | NSN | 2G-3G | On Air | On Air |  | 350281.0183 | 0 | SHJ5380
IDX5121 | IDX0121 | IDXL5121 | Nakheel Sales Office at Palm Jumeirah | Nakheel Sales Office at Palm Jumeirah | On Air | 25.1024 | 55.1558 | IBS | Commercial | DXB | Dubai | DUBAI_NAKHLAT JUMEIRA (THE PALM JUMEIRAH) | du | Huawei | 2G-3G-4G | On Air | On Air | On Air | 603502.6011 | 4685148.5 | IDX0121
NA | IDX0975E | IDXL5975V | My City Center Al Barsha | My City Center Al Barsha | On Air | 25.0698 | 55.2418 | ATOM | Mall | DXB | Dubai | DUBAI_AL BARSHA SOUTH SECOND | du | HW | 3G-4G |  | On Air | On Air | 178899.4165 | 1037111.4 | IDX0975E
NA | SHJ5499I | SHJL0499IX | My City Center @ AL Nassirya | My City Center @ AL Nassirya | On Air | 25.3657 | 55.403 | ATOM | Mall | NE | Sharjah | SHARJAH_AL NASSERYA | du | Huawei | 3G-4G |  | On Air | On Air | 106560.5473 | 448061.7 | SHJ5499I
AUH0484 | AUH5484 | AUHL0484 | Mushrif Mall | Mushrif Mall | On Air | 24.4344 | 54.4128 | IBS | Mall | SE | Abu Dhabi | ABU DHABI_Al Morror | du | Mitech | 2G-3G-4G | On Air | On Air | On Air | 4868527.0854 | 11581095.7548 | AUH5484
IDX5796 | IDX0796 | IDXL5796 | Murjan 6 @ JBR (Passive Design) | Murjan 6 @ JBR (Passive Design) | On Air | 25.0822 | 55.1402 | IBS | Residential | DXB | Dubai | DUBAI_MARSA DUBAI | du | W | 3G-4G |  | On Air | On Air | 168522.3959 | 1347795.4 | IDX0796
IDX5795 | IDX0795 | IDXL5795 | Murjan 5 @ JBR (Passive Design) | Murjan 5 @ JBR (Passive Design) | On Air | 25.0826 | 55.1404 | IBS | Residential | DXB | Dubai | DUBAI_MARSA DUBAI | du | W | 3G-4G |  | On Air | On Air | 161539.5421 | 1210060.7 | IDX0795
| IDX0794 | IDXL5794 | MURJAN 4 | MURJAN 4 | On Air | 25.083 | 55.1396 |  | Residential | DXB |  | DUBAI_MARSA DUBAI |  |  | 3G-4G |  | On Air | On Air | 75548.0588 | 845930.1 | IDX0794
IDX5793 | IDX0793 | IDXL5793 | Murjan 3 @ JBR (Passive Design) | Murjan 3 @ JBR (Passive Design) | On Air | 25.0826 | 55.1392 | IBS | Residential | DXB | Dubai | DUBAI_MARSA DUBAI | du |  | 4G |  | On Air | On Air | 213522.7524 | 3613885.8 | IDX0793
IDX5792 | IDX0792 | IDXL5792 | Murjan 2 @ JBR (Passive Design) | Murjan 2 @ JBR (Passive Design) | On Air | 25.082 | 55.1388 | IBS | Residential | DXB | Dubai | DUBAI_MARSA DUBAI | du |  | 3G-4G |  | On Air | On Air | 297418.338 | 2310565.7 | IDX0792
| IDX0791 | IDXL5791 | MURJAN 1 Upper Part | MURJAN 1 Upper Part | On Air | 25.0815 | 55.1393 |  | Residential | DXB |  | DUBAI_MARSA DUBAI |  |  | 4G |  | On Air | On Air | 184546.3971 | 1294448.5 | IDX0791
| IDX0790 | IDXL5790 | MURJAN 1 Lower Part | MURJAN 1 Lower Part | On Air | 25.0815 | 55.1393 |  | Residential | DXB |  | DUBAI_MARSA DUBAI |  |  |  |  | On Air | On Air | 175103.2557 | 980817 | IDX0790
IDX5411 | IDX0411 | IDXL5411 | Muraba Residence_Palm Jumeirah | Muraba Residence_Palm Jumeirah | On Air | 25.1259 | 55.1541 | IBS | Residential | DXB | Dubai | DUBAI_NAKHLAT JUMEIRA (THE PALM JUMEIRAH) | du | T | 3G-4G |  | On Air | On Air | 22977.6477 | 205847.5 | IDX0411
NA | IDX0976E | IDXL5976V | Mudon Community Center | Mudon Community Center | On Air | 25.0274 | 55.2673 | ATOM | Mall | DXB | Dubai | DUBAI_AL HEBIAH THIRD (DUBAI LAND) | du | T | 3G-4G |  | On Air | On Air | 89126.8611 | 732145.6 | IDX0976E
AUH0957 | AUH5957 | AUHL0957 | MR Nahyan Salem Bin Rakad Al Amri Commercial Building | MR Nahyan Salem Bin Rakad Al Amri Commercial Building | On Air | 24.4669 | 54.3855 | IBS | Commercial | SE | Abu Dhabi | ABU DHABI_Al Nahyan | du | Huawei | 2G-3G-4G | On Air | On Air | On Air | 165779.5625 | 750729.012 | AUH5957
SHJ0141 | SHJ5141 | SHJL0141 | Mozoon 4 | Mozoon 4 | On Air | 25.3308 | 55.4226 | IBS | Residential | NE | Sharjah | SHARJAH_INDUSTRIAL AREA 6 | du | Huawei | 2G-3G-4G | On Air | On Air | On Air | 764780.3943 | 1240015.4 | SHJ5141
SHJ0140 | SHJ5140 | SHJL0140 | Mozoon 2 | Mozoon 2 | On Air | 25.3298 | 55.422 | IBS | Commercial | NE | Sharjah | SHARJAH_INDUSTRIAL AREA 6 | du | Huawei | 2G-3G-4G | On Air | On Air | On Air | 183364.8961 | 1151316.2 | SHJ5140
SHJ0139 | SHJ5139 |  | Mozoon 1 | Mozoon 1 | On Air | 25.3308 | 55.4226 | IBS | Residential | NE | Sharjah | SHARJAH_INDUSTRIAL AREA 6 | du | Huawei | 2G-3G | On Air | On Air |  | 321624.7715 | 0 | SHJ5139
IDX5698 | IDX0698 | IDXL5698 | Moza Obaid al Amimi Building | Moza Obaid al Amimi Building | On Air | 25.0929 | 55.1752 | IBS | Residential | DXB | Dubai | DUBAI_AL THANYAH FIRST (AL SAFOUH THIRD) | du | W | 3G-4G |  | On Air | On Air | 134113.8165 | 948362.5 | IDX0698
DXB0873 | DXB5873 | DXBL0873 | Movenpick JBR | Movenpick JBR | On Air | 25.0802 | 55.1365 | IBS | Hotel | DXB | Dubai | DUBAI_MARSA DUBAI | du | Mitech | 2G-3G-4G | On Air | On Air | On Air | 265255.5505 | 789540.3 | DXB5873
DXB0547 | DXB5547 | DXBL0547 | Movenpick Hotel Deira | Movenpick Hotel Deira | On Air | 25.2708 | 55.3297 | IBS | Hotel | DXB | Dubai | DUBAI_AL MUTEENA | Etisalat | ETC | 2G-3G-4G | On Air | On Air | On Air | 302705.5779 | 840874.7 | DXB5547
DXB0062 | DXB5062 | DXBL0062 | Movenpick Hotel Apartments Al Mamzar | Movenpick Hotel Apartments Al Mamzar | On Air | 25.2905 | 55.3532 | IBS | Hotel | DXB | Dubai | DUBAI_AL MAMZAR | Etisalat | ETC | 2G-3G-4G | On Air | On Air | On Air | 1763232.8058 | 5723150.7 | DXB5062
DXB0663 | DXB5663 | DXBL0663 | Movenpick Hotel | Movenpick Hotel | On Air | 25.2339 | 55.3117 | IBS | Hotel | DXB | Dubai | DUBAI_OUD METHA | du | Mitech | 2G-3G-4G | On Air | On Air | On Air | 207859.7255 | 1569816.8 | DXB5663
DXB0881 | DXB5881 |  | Movenpick Apartment Building | Movenpick Apartment Building | On Air | 25.2329 | 55.3121 | IBS | Residential | DXB | Dubai | DUBAI_OUD METHA | du | Mitech | 2G-3G | On Air | On Air |  | 125078.8265 | 0 | DXB5881
IDX5534 | IDX0534 | IDXL5534 | Motion Gate at Dubai Parks and Resorts_3 | Motion Gate at Dubai Parks and Resorts | On Air | 24.9218 | 55.0015 | IBS | Resort/Theme Park | DXB | Dubai | DUBAI_SAIH SHUAIB 1 | Etisalat | ETC | 3G-4G |  | On Air | On Air | 65466.0751 | 562774.6 | IDX0534
IDX5533 | IDX0533 | IDXL5533 | Motion Gate at Dubai Parks and Resorts_2 | Motion Gate at Dubai Parks and Resorts | On Air | 24.9218 | 55.0015 | IBS | Resort/Theme Park | DXB | Dubai | DUBAI_SAIH SHUAIB 1 | Etisalat | ETC | 3G-4G |  | On Air | On Air | 63987.5214 | 612988.3 | IDX0533
IDX5531 | IDX0531 | IDXL5531 | Motion Gate at Dubai Parks and Resorts_1 | Motion Gate at Dubai Parks and Resorts | On Air | 24.9218 | 55.0015 | IBS | Resort/Theme Park | DXB | Dubai | DUBAI_SAIH SHUAIB 1 | Etisalat | ETC | 3G-4G |  | On Air | On Air | 128573.4934 | 1217377.3 | IDX0531
IDX5227 | IDX0227 | IDXL5227 | Montreal Hotel Deira | Montreal Hotel Deira | On Air | 25.272 | 55.3158 | IBS | Hotel | DXB | Dubai | DUBAI_NAIF | du | Huawei | 3G-4G |  | On Air | On Air | 203300.1242 | 640825.4 | IDX0227
| IDX0814 | IDXL5814 | Mont Rose Tower 2 |  | On Air | 25.0692 | 55.2452 |  | Residential | [7 empty] | On Air |  | 1014.9841 | 6462.4 | IDX0814
| IDX0813 | IDXL5813 | Mont Rose Tower 1 |  | On Air | 25.0692 | 55.2452 |  | Residential | [7 empty] | On Air |  | 764.8457 | 9651.2 | IDX0813
DXB0664 | DXB5664 | DXBL0664 | Monarch Office Tower | Monarch Office Tower | On Air | 25.2304 | 55.2867 | IBS | Hotel | DXB | Dubai | DUBAI_TRADE CENTER FIRST | Etisalat | Mitech/ETC | 2G-3G-4G | On Air | On Air | On Air | 1256995.8135 | 5541158.7 | DXB5664
DXB0001 | DXB5001 | DXBL0001 | Monarch Hotel Tower | Monarch Hotel Tower | On Air | 25.2304 | 55.2867 | IBS | Hotel | DXB | Dubai | DUBAI_TRADE CENTER FIRST | Etisalat | Mitech/ETC | 2G-3G-4G | On Air | On Air | On Air | 720705.2454 | 1734217.2 | DXB5001
IDX5717 | IDX0717 | IDXL5717 | Mohebi Logistics Warehouse | Mohebi Logistics Warehouse | On Air | 24.8745 | 55.1365 | IBS | Commercial | DXB | Dubai | DUBAI_MADINAT AL MATAAR | du | W | 3G-4G |  | On Air | On Air | 210026.926 | 213229.8 | IDX0717
DXB0401 | DXB5401 |  | Mohammed Abdul Rahman Ali | Mohammed Abdul Rahman Ali | On Air | 25.0967 | 55.1746 | IBS | Commercial | DXB | Dubai | DUBAI_AL THANYAH FIRST (AL SAFOUH THIRD) | du | Huawei | 2G-3G | On Air | On Air |  | 398753.868 | 0 | DXB5401
DXB0442 | DXB5442 |  | Mohamed Sultan Bilshalat | Mohamed Sultan Bilshalat | On Air | 25.0953 | 55.1747 | IBS | Residential | DXB | Dubai | DUBAI_AL THANYAH FIRST (AL SAFOUH THIRD) | du | Huawei | 2G-3G | On Air | On Air |  | 60966.9216 | 0 | DXB5442
DXB0895 | DXB5895 |  | Mohamed Sultan Belshalat 3 | Mohamed Sultan Belshalat 3 | On Air | 25.2463 | 55.3016 | IBS | Residential | DXB | Dubai | DUBAI_AL KARAMA | du | Huawei | 2G-3G | On Air | On Air |  | 206641.4485 | 0 | DXB5895
IDX5195 | IDX0195 | IDXL5195 | MOE Apple Store | MOE | On Air | 25.1177 | 55.2002 | IBS | Mall | DXB | Dubai | DUBAI_AL BARSHA FIRST | du | Huawei | 2G-3G-4G | On Air | On Air | On Air | 166046.668 | 2223988.4 | IDX0195
AUH0487 | AUH5487 | AUHL0487 | MLC Schlumberger - Main Building | MLC Schlumberger - Main Building | On Air | 24.372 | 54.6843 | IBS | Commercial | SE | Abu Dhabi | ABU DHABI_AL SHAMKHA | du | Mitech | 2G-3G-4G | On Air | On Air | On Air | 35085.509 | 231055.6049 | AUH5487
AUH0489 | AUH5489 | AUHL0489 | MLC Schlumberger - Geco Building | MLC Schlumberger - Geco Building | On Air | 24.3733 | 54.6841 | IBS | Commercial | SE | Abu Dhabi | ABU DHABI_AL SHAMKHA | du | Mitech | 2G-3G-4G | On Air | On Air | On Air | 3356.6174 | 41562.6019 | AUH5489
AUH0488 | AUH5488 | AUHL0488 | MLC Schlumberger - Accomodation Building | MLC Schlumberger - Accomodation Building | On Air | 24.372 | 54.6843 | IBS | Commercial | SE | Abu Dhabi | ABU DHABI_AL SHAMKHA | du | Mitech | 2G-3G-4G | On Air | On Air | On Air | 113653.1047 | 345612.9294 | AUH5488
AUH0931 | AUH5931 | AUHL0931 | Mirfa's Hospital-Al Gharbia Hospitals | Mirfa's Hospital-Al Gharbia Hospitals | On Air | 24.0853 | 53.4981 | IBS | Hospital | SE | Abu Dhabi | ABU DHABI_AL MARFA | du | NSN | 2G-3G-4G | On Air | On Air | On Air | 0 | 316942.9019 | AUH5931
| DXB5961B |  | Mirdiff City Center_Parking North | MCC | On Air | 25.2164 | 55.4077 | IBS | Mall | DXB | Dubai | DUBAI_MIRDIF | Etisalat | ETC | 3G |  | On Air |  | 799090.4127 | 0 | #N/A
| DXB5960B |  | Mirdiff City Center Playnation | MCC | On Air | 25.2164 | 55.4077 | IBS | Mall | DXB | Dubai | DUBAI_MIRDIF | Etisalat | ETC | 3G |  | On Air |  | 2467061.9459 | 0 | #N/A
| DXB5963B |  | Mirdiff City Center Central Galleria 2 | MCC | On Air | 25.2164 | 55.4077 | IBS | Mall | DXB | Dubai | DUBAI_MIRDIF | Etisalat | ETC | 3G |  | On Air |  | 1274477.627 | 0 | #N/A
DXB0963 | DXB5963A |  | Mirdiff City Center Central Galleria 2 | MCC | On Air | 25.2164 | 55.4077 | IBS | Mall | DXB | Dubai | DUBAI_MIRDIF | Etisalat | ETC | 2G-3G-4G | On Air | On Air |  | 1170183.2757 | 0 | #N/A
DXB0961 | DXB5961A |  | Mirdiff City Center Central Galleria 1 | MCC | On Air | 25.2164 | 55.4077 | IBS | Mall | DXB | Dubai | DUBAI_MIRDIF | Etisalat | ETC | 2G-3G-4G | On Air | On Air |  | 1984464.6184 | 0 | #N/A
DXB0960 | DXB5960A | DXBL0960 | Mirdiff City Center Carrefour | MCC | On Air | 25.2164 | 55.4077 | IBS | Mall | DXB | Dubai | DUBAI_MIRDIF | Etisalat | ETC | 2G-3G-4G | On Air | On Air | On Air | 1895651.6402 | 46108960.4 | #N/A
KFN0704 | KFN5704 | KFNL0704 | Miramar Al Aqah Beach Resort | Miramar Al Aqah Beach Resort | On Air | 25.5012 | 56.3611 | IBS | Hotel | NE | Sharjah | FUJAIRAH_Dadna | du | Huawei | 2G-3G-4G | On Air | On Air | On Air | 314829.5418 | 683769.6 | KFN5704
NA | IDX0967E | IDXL5967V | Mira Town Center | Mira Town Center | On Air | 25.0068 | 55.301 | ATOM | Mall | DXB | Dubai | DUBAI_AL YALAYIS 1 (DUBAI LAND) | du | T | 3G-4G |  | On Air | On Air | 66878.7672 | 281219.4 | IDX0967E
AUH0551 | AUH5551 | AUHL0551 | Ministry of Petroleum & Mineral resources | Ministry of Petroleum & Mineral resources | On Air | 24.4916 | 54.3572 | IBS | Government | SE | Abu Dhabi | ABU DHABI_Al Markaziyah | du | NSN | 2G-3G-4G | On Air | On Air | On Air | 39280.7263 | 127481.8408 | AUH5551
NA | KFN5750A |  | Ministry of Labour KFN | Ministry of Labour KFN | On Air | 25.314 | 56.3386 | ATOM | Government | NE | Sharjah | SHARJAH_Khorfakkan Rural | du | Huawei | 3G |  | On Air |  | 51675.9904 | 0 | #N/A
IDX5507 | IDX0507 | IDXL5507 | Ministry of Labor - Al Qusais – Dubai | Ministry of Labor - Al Qusais – Dubai | On Air | 25.2798 | 55.3789 | IBS | Government | DXB | Dubai | DUBAI_AL QUSAIS FIRST | du | W | 3G-4G |  | On Air | On Air | 132986.0849 | 773085.2 | IDX0507
FUJ0632 | FUJ5632 | FUJL0632 | Ministry of Justice Fujairah | Ministry of Justice Fujairah | On Air | 25.1266 | 56.2699 | IBS | Government | NE | Fujairah | FUJAIRAH_Fujairah Rural | du | Huawei | 2G-3G-4G | On Air | On Air | On Air | 97945.6501 | 661928.8 | FUJ5632
AJM0918 | AJM5918 | AJML0918 | Ministry of Justice Ajman | Ministry of Justice Ajman | On Air | 25.4085 | 55.5081 | IBS | Government | NE | Ajman | AJMAN_JURF 2 | du | NSN | 2G-3G-4G | On Air | On Air | On Air | 268513.1662 | 1541288.3 | AJM5918
RAK0529 | RAK5529 | RAKL0529 | Ministry of Interior-General Directorate of Residence & Foreigner Affairs | Ministry of Interior-General Directorate of Residence & Foreigner Affairs | On Air | 25.8032 | 55.9726 | IBS | Government | NE | Ras Al Khaimah | RAS AL-KHAIMAH_MAMOURAH | du | Huawei | 2G-3G-4G | On Air | On Air | On Air | 135267.8322 | 1229735.9 | RAK5529
UAQ0756 | UAQ5756 | UAQL0756 | Ministry of Interior UAQ | Ministry of Interior UAQ | On Air | 25.5107 | 55.5922 | IBS | Government | NE | Umm al Quwain | UMM AL QUWAIN_Al Ramlah - UAQ | Etisalat | ETC | 3G-4G |  | On Air | On Air | 1762.9193 | 225605.8 | UAQ5756
SHJ0423 | SHJ5423 | SHJL0423 | Ministry of Interior Sharjah | Ministry of Interior Sharjah | On Air | 25.3089 | 55.5745 | IBS | Government | NE | Sharjah | SHARJAH_Mazaira - SHJ | Etisalat | ETC | 3G-4G |  | On Air | On Air | 5.9055 | 8548.6 | SHJ5423
FUJ0625 | FUJ5625 | FUJL0625 | Ministry of Interior Fujairah | Ministry of Interior Fujairah | On Air | 25.1278 | 56.2687 | IBS | Government | NE | Fujairah | FUJAIRAH_Fujairah Rural | Etisalat | ETC | 3G-4G |  | On Air | On Air | 84.9775 | 98.6 | FUJ5625
IDX5718 | IDX0718 | IDXL5718 | Ministry of Health and Prevention | Ministry of Health and Prevention | On Air | 25.2567 | 55.409 | IBS | Government | DXB | Dubai | DUBAI_MUHAISANAH SECOND | du | W | 3G-4G |  | On Air | On Air | 165715.8319 | 1514364.1 | IDX0718
AUH0712 | AUH5712 | AUHL0712 | Ministry of Foreign Affairs - Abu Dhabi | Ministry of Foreign Affairs - Abu Dhabi | On Air | 24.4563 | 54.3324 | IBS | Government | SE | Abu Dhabi | ABU DHABI_Al Bateen | Etisalat | ETC | 2G-3G-4G | On Air | On Air | On Air | 731600.2073 | 2239199.1705 | AUH5712
AUH0660 | AUH5660 | AUHL0660 | Ministry of Environment and Water-Emirates ID | Ministry of Environment and Water-Emirates ID | On Air | 24.4225 | 54.4492 | IBS | Government | SE | Abu Dhabi | ABU DHABI_Al Madina Al Riyadiya | du | NSN | 2G-3G-4G | On Air | On Air | On Air | 59917.9091 | 117368.4474 | AUH5660
IDX5562 | IDX0562 | IDXL5562 | Ministry of Defense-Nad Al Shiba Office | Ministry of Defense-Nad Al Shiba Office | On Air | 25.1133 | 55.3553 | IBS | Government | DXB | Dubai | DUBAI_WADI AL SAFA 2 (RANCHES) | du | T | 3G-4G |  | On Air | On Air | 10163.0836 | 14374.1 | IDX0562
IDX5291 | IDX0291 | IDXL5291 | Ministry of Defence - Bur Dubai | Ministry of Defence - Bur Dubai | On Air | 25.2624 | 55.3059 | IBS | Government | DXB | Dubai | DUBAI_AL HAMRIYA | Etisalat | ETC | 3G |  | On Air |  | 46762.8015 | 0 | IDX0291
| DXB5630A | DXBL0630I | Mina Al Salam MPV Arena_Passive MIMO | Mina Al Salam MPV Arena | On Air | 25.1348 | 55.1873 | IBS | Hotel | DXB | Dubai | DUBAI_AL SAFOUH FIRST | du | Huawei | 3G-4G |  | On Air | On Air | 109580.5879 | 1923683.3 | DXB5630A
DXB0630 | DXB5630 | DXBL0630 | Mina Al Salam MPV Arena_Passive MIMO | Mina Al Salam MPV Arena | On Air | 25.1348 | 55.1873 | IBS | Hotel | DXB | Dubai | DUBAI_AL SAFOUH FIRST | du | Huawei | 2G-3G-4G | On Air | On Air | On Air | 36705.0937 | 1070253.3 | DXB5630
| IDX0630 | DXBL0630II | Mina Al Salam MPV Arena_Passive MIMO | Mina Al Salam MPV Arena | On Air | 25.1347 | 55.1873 | IBS | Hotel | DXB | Dubai | DUBAI_AL SAFOUH FIRST | du | Huawei | 3G-4G |  | On Air | On Air | 108593.5816 | 540403.1 | IDX0630
| IDX0630A |  | Mina Al Salam MPV Arena_Passive MIMO | Mina Al Salam MPV Arena | On Air | 25.1347 | 55.1873 | IBS | Hotel | DXB | Dubai | DUBAI_AL SAFOUH FIRST | du | Huawei | 3G |  | On Air |  | 160132.4067 | 0 | IDX0630A
| DXB5630B |  | Mina Al Salam MPV Arena_Passive MIMO | Mina Al Salam MPV Arena | On Air | 25.1348 | 55.1873 | IBS | Hotel | DXB | Dubai | DUBAI_AL SAFOUH FIRST | du | Huawei | 3G |  | On Air |  | 70469.3363 | 0 | DXB5630B
AUH0554 | AUH5554 | AUHL0554 | Min of Finance, Passport Street, Abudhabi | Min of Finance, Passport Street, Abudhabi | On Air | 24.4857 | 54.3772 | IBS | Government | SE | Abu Dhabi | ABU DHABI_Madinat Zayed(AD) | du | Alan Dick | 2G-3G-4G | On Air | On Air | On Air | 109572.0788 | 204929.1357 | AUH5554
AUH0887 | AUH5887 | AUHL0887 | Military Survey Dept Building | Military Survey Dept Building | On Air | 24.4695 | 54.387 | IBS | Government | SE | Abu Dhabi | ABU DHABI_Al Nahyan | du | NSN | 2G-3G-4G | On Air | On Air | On Air | 130145.6069 | 386901.4896 | AUH5887
| IDX0903 | IDXL5903 | Meydan Royal Enclosure | Meydan City | On Air | 25.1569 | 55.3017 |  | Hotel | DXB |  | DUBAI_NADD AL SHIBA FIRST (RANCHES) |  |  |  |  | On Air | On Air | 7374.0452 | 49968.4 | IDX0903
| IDX0908 | IDXL5908 | Meydan Grand Stand Seating Area_Site 5 | Meydan City | On Air | 25.1595 | 55.3037 |  | Hotel | DXB |  | DUBAI_NADD AL SHIBA FIRST (RANCHES) |  |  |  |  | On Air | On Air | 23191.3795 | 84374.9 | IDX0908
| IDX0907 | IDXL5907 | Meydan Grand Stand Seating Area_Site 4 | Meydan City | On Air | 25.1586 | 55.3031 |  | Hotel | DXB |  | DUBAI_NADD AL SHIBA FIRST (RANCHES) |  |  |  |  | On Air | On Air | 49657.3582 | 142762.9 | IDX0907
| IDX0906 | IDXL5906 | Meydan Grand Stand Seating Area_Site 3 | Meydan City | On Air | 25.1579 | 55.3025 |  | Hotel | DXB |  | DUBAI_NADD AL SHIBA FIRST (RANCHES) |  |  |  |  | On Air | On Air | 17939.9841 | 61770.8 | IDX0906
| IDX0905 | IDXL5905 | Meydan Grand Stand Seating Area_Site 2 | Meydan City | On Air | 25.1571 | 55.3018 |  | Hotel | DXB |  | DUBAI_NADD AL SHIBA FIRST (RANCHES) |  |  |  |  | On Air | On Air | 31208.2082 | 158165.6 | IDX0905
| IDX0904 | IDXL5904 | Meydan Grand Stand Seating Area_Site 1 | Meydan City | On Air | 25.1562 | 55.3013 |  | Hotel | DXB |  | DUBAI_NADD AL SHIBA FIRST (RANCHES) |  |  |  |  | On Air | On Air | 83444.1442 | 41607.3 | IDX0904
| IDX0915 | IDXL5915 | Meydan Grand Stand Parking Right | Meydan City | On Air | 25.1583 | 55.2981 | IBS | Car Park | DXB |  | DUBAI_NADD AL SHIBA FIRST (RANCHES) |  |  |  |  | On Air | On Air | 137903.0699 | 521854.2 | IDX0915
| IDX0914 | IDXL5914 | Meydan Grand Stand Parking Left | Meydan City | On Air | 25.1583 | 55.2981 | IBS | Car Park | DXB |  | DUBAI_NADD AL SHIBA FIRST (RANCHES) |  |  |  |  | On Air | On Air | 66860.489 | 215619.1 | IDX0914
DXB0916 | DXB5916 | DXBL0916 | Meydan City_Hotel Building | Meydan City | On Air | 25.1548 | 55.3 | IBS | Hotel | DXB | Dubai | DUBAI_NADD AL SHIBA FIRST (RANCHES) | Etisalat | ETC | 2G-3G-4G | On Air | On Air | On Air | 728589.8396 | 1733858.1 | DXB5916
DXB0913 | DXB5913 | DXBL0913 | Meydan City_Grand Stand | Meydan City | On Air | 25.1579 | 55.3023 | IBS | Grand Stand | DXB | Dubai | DUBAI_NADD AL SHIBA FIRST (RANCHES) | Etisalat | ETC | 2G-3G-4G | On Air | On Air | On Air | 302823.6527 | 649964.7 | DXB5913
DXB0917 | DXB5917 | DXBL0917 | Meydan City_DRC Building | Meydan City | On Air | 25.1564 | 55.3011 | IBS | Grand Stand | DXB | Dubai | DUBAI_NADD AL SHIBA FIRST (RANCHES) | Etisalat | ETC | 2G-3G-4G | On Air | On Air | On Air | 252045.9997 | 1147483.7 | DXB5917
DXB0915 | DXB5915 | DXBL0915 | Meydan City_Bubble Restaurant | Meydan City | On Air | 25.1572 | 55.3016 | IBS | Grand Stand | DXB | Dubai | DUBAI_NADD AL SHIBA FIRST (RANCHES) | Etisalat | ETC | 2G-3G-4G | On Air | On Air | On Air | 102737.0769 | 485413 | DXB5915
DXB0914 | DXB5914 | DXBL0914 | Meydan City_Boat House | Meydan City | On Air | 25.1601 | 55.3042 | IBS | Grand Stand | DXB | Dubai | DUBAI_NADD AL SHIBA FIRST (RANCHES) | Etisalat | ETC | 2G-3G-4G | On Air | On Air | On Air | 109684.3689 | 548151.9 | DXB5914
DXB0052 | DXB5052 |  | Metropolitan Palace | Metropolitan Palace | On Air | 25.2617 | 55.3195 | IBS | Hotel | DXB | Dubai | DUBAI_AL MURAQQABAT | du | NSN | 2G-3G | On Air | On Air |  | 462820.0863 | 0 | DXB5052
IDX5616 | IDX0616 | IDXL5616 | Metropolitan Hotel @ SZR | Metropolitan Hotel @ SZR | On Air | 25.1331 | 55.2126 | IBS | Hotel | DXB | Dubai | DUBAI_UMM AL SHEIF | Etisalat | ETC | 3G-4G |  | On Air | On Air | 280650.1903 | 1666598.5 | IDX0616
IDX5409 | IDX0409 | IDXL5409 | Metropolis Tower @ BB | Metropolis Tower @ BB | On Air | 25.1849 | 55.2772 | IBS | Commercial | DXB | Dubai | DUBAI_BURJ KHALIFA (BUSINESS BAY) | du | In House | 3G-4G |  | On Air | On Air | 589395.3743 | 3253873.3 | IDX0409
DXB0967 | DXB5967 | DXBL0967 | Metro Central Hotel Apartments | Metro Central Hotel Apartments | On Air | 25.0995 | 55.1732 | IBS | Residential | DXB | Dubai | DUBAI_AL THANYAH FIRST (AL SAFOUH THIRD) | du | NSN | 2G-3G-4G | On Air | On Air | On Air | 152226.1488 | 481654 | DXB5967
DXB0133 | DXB5133 |  | Mesk Tower_ Dubai Marina | Mesk Tower_ Dubai Marina | On Air | 25.0846 | 55.1498 | IBS | Residential | DXB | Dubai | DUBAI_MARSA DUBAI | Etisalat | ETC | 2G-3G | On Air | On Air |  | 349916.597 | 0 | DXB5133
DXB0045 | DXB5045 | DXBL0045 | Meridian Mina Siyahi Hotel | Meridian Mina Siyahi Hotel | On Air | 25.0918 | 55.1472 | IBS | Hotel | DXB | Dubai | DUBAI_MARSA DUBAI | du | NSN | 2G-3G-4G | On Air | On Air | On Air | 517053.9721 | 726979.7 | DXB5045
IDX5755 | IDX0755 | IDXL5755 | Mercure Gold Hotel Dubai | Mercure Gold Hotel Dubai | On Air | 25.243 | 55.2754 | IBS | Hotel | DXB | Dubai | DUBAI_MADINAT DUBAI AL MELAHEYAH (AL MINA) | du | T | 3G-4G |  | On Air | On Air | 217107.7205 | 1367892.2 | IDX0755
AUH0889 | AUH5889 | AUHL0889 | Mercedes Benz Building  AUH | Mercedes Benz Building  AUH | On Air | 24.3677 | 54.5182 | IBS | Commercial | SE | Abu Dhabi | ABU DHABI_Mussafah | du | Huawei | 2G-3G-4G | On Air | On Air | On Air | 249983.0788 | 1077731.9882 | AUH5889
DXB0050 | DXB5050 | DXBL0050 | Mercato Mall | Mercato Mall | On Air | 25.2168 | 55.2524 | IBS | Mall | DXB | Dubai | DUBAI_JUMEIRA FIRST | du | NSN | 2G-3G-4G | On Air | On Air | On Air | 1617672.7259 | 9338044.8 | DXB5050
IDX5136 | IDX0136 | IDXL5136 | Melia Dubai Hotel | Melia Dubai Hotel | On Air | 25.2553 | 55.2856 | IBS | Hotel | DXB | Dubai | DUBAI_AL RAFFA | Etisalat | ETC | 2G-3G |  | On Air |  | 535739.3392 | 0 | IDX0136
IDX5573 | IDX0573 | IDXL5573 | Meeras Outlet Village at Dubai Parks and Resorts | Meeras Outlet Village at Dubai Parks and Resorts | On Air | 24.9119 | 55.0105 | IBS | Resort/Theme Park | DXB | Dubai | DUBAI_SAIH SHUAIB 1 | Etisalat | ETC | 3G-4G |  | On Air | On Air | 787144.9459 | 5228831.9 | IDX0573
IDX5735 | IDX0735 | IDXL5735 | Mediclinic IMPZ | Mediclinic IMPZ | On Air | 25.0366 | 55.1907 | IBS | Hospital | DXB | Dubai | DUBAI_MEAISEM FIRST (JUMEIRAH GOLF ESTATE) | du | W | 3G-4G |  | On Air | On Air | 112678.3877 | 654771.1 | IDX0735
IDX5144 | IDX0144 | IDXL5144 | Mediclinic City Hospital - North Wing (Expansion) | Mediclinic City Hospital - North Wing (Expansion) | On Air | 25.2315 | 55.3227 | IBS | Hospital | DXB | Dubai | DUBAI_UMM HURAIR SECOND | du | NSN | 3G-4G |  | On Air | On Air | 234028.8462 | 1576456.5 | IDX0144
DXB0757 | DXB5757 | DXBL0757 | Media Square Hotel (Radison Blu)) | Media Square Hotel (Radison Blu)) | On Air | 25.094 | 55.1557 | IBS | Hotel | DXB | Dubai | DUBAI_AL SAFOUH SECOND | du | Comba | 2G-3G-4G | On Air | On Air | On Air | 307467.5257 | 1547364.4 | DXB5757
DXB0456 | DXB5456 | DXBL0456 | MEDIA ROTANA HOTEL AND SUITES C-004-019 | MEDIA ROTANA HOTEL AND SUITES C-004-019 | On Air | 25.0997 | 55.1799 | IBS | Hotel | DXB | Dubai | DUBAI_AL THANYAH FIRST (AL SAFOUH THIRD) | du | MOTO | 2G-3G-4G | On Air | On Air | On Air | 779426.7904 | 3275044.9 | DXB5456
IDX5415 | IDX0415 | IDXL5415 | Medcare Women & Child Hospital @ SZR | Medcare Women & Child Hospital @ SZR | On Air | 25.1612 | 55.2306 | IBS | Hospital | DXB | Dubai | DUBAI_AL SAFA SECOND | du | W | 3G-4G |  | On Air | On Air | 581607.6991 | 4132238.9 | IDX0415
DXB0521 | DXB5521 | DXBL0521 | Medcare Hospital Al Wasl - New extension | Medcare Hospital Al Wasl - New extension | On Air | 25.1792 | 55.2473 | IBS | Hospital | DXB | Dubai | DUBAI_AL SAFA FIRST | du | In House | 2G-3G-4G | On Air | On Air | On Air | 245642.8193 | 1630161.1 | DXB5521
DXB0233 | DXB5233 | DXBL0233 | Medcare Hospital | Medcare Hospital | On Air | 25.1834 | 55.2425 | IBS | Hospital | DXB | Dubai | DUBAI_AL SAFA FIRST | du | In House | 2G-3G-4G | On Air | On Air | On Air | 678747.8474 | 1211758.7 | DXB5233
DXB0357 | DXB5357 |  | Mecon Tower (Al Shafar Tower 2) | Mecon Tower (Al Shafar Tower 2) | On Air | 25.0986 | 55.1753 | IBS | Commercial | DXB | Dubai | DUBAI_AL THANYAH FIRST (AL SAFOUH THIRD) | du | Huawei | 3G |  | On Air |  | 113331.3037 | 0 | DXB5357
IDX5250 | IDX0250 | IDXL5250 | Me'aisem City Centre Mall | Me'aisem City Centre Mall | On Air | 25.0406 | 55.1971 | IBS | Mall | DXB | Dubai | DUBAI_MEAISEM FIRST (JUMEIRAH GOLF ESTATE) | Etisalat | ETC | 2G-3G-4G | On Air | On Air | On Air | 870806.8757 | 4792109.8 | IDX0250
NA | DXB5577A |  | MCC GF_Yateem Optician | MCC | On Air | 25.2164 | 55.4077 | ATOM | Mall | DXB | Dubai | DUBAI_MIRDIF | du | Huawei | 3G |  | On Air |  | 153894.8271 | 0 | DXB5577A
NA | DXB5961H | DXBL0960II | MCC GF_The Face Shop | MCC | On Air | 25.2164 | 55.4077 | ATOM | Mall | DXB | Dubai | DUBAI_MIRDIF | du | Huawei | 3G-4G |  | On Air | On Air | 174961.7012 | 1345902.9 | DXB5961H
NA | DXB5963I |  | MCC GF_Max 2 | MCC | On Air | 25.2164 | 55.4077 | ATOM | Mall | DXB | Dubai | DUBAI_MIRDIF | du | Huawei | 3G |  | On Air |  | 306232.1466 | 0 | DXB5963I
NA | DXB5963H | DXBL0963I | MCC GF_Max 1 | MCC | On Air | 25.2164 | 55.4077 | ATOM | Mall | DXB | Dubai | DUBAI_MIRDIF | du | Huawei | 3G-4G |  | On Air | On Air | 193378.4075 | 4845372.3 | DXB5963H
NA | DXB5963G |  | MCC GF_Jack&Jones | MCC | On Air | 25.2164 | 55.4077 | ATOM | Mall | DXB | Dubai | DUBAI_MIRDIF | du | Huawei | 3G |  | On Air |  | 170388.4612 | 0 | DXB5963G
NA | DXB5963F | DXBL0961II | MCC GF_Ecco 2 | MCC | On Air | 25.2164 | 55.4077 | ATOM | Mall | DXB | Dubai | DUBAI_MIRDIF | du | Huawei | 3G-4G |  | On Air | On Air | 286659.2198 | 2510073.9 | DXB5963F
NA | DXB5963E | DXBL0961I | MCC GF_Ecco 1 | MCC | On Air | 25.2164 | 55.4077 | ATOM | Mall | DXB | Dubai | DUBAI_MIRDIF | du | Huawei | 3G-4G |  | On Air | On Air | 145003.2514 | 1108036.7 | DXB5963E
NA | DXB5577F |  | MCC GF_Carrefour 2 | MCC | On Air | 25.2164 | 55.4077 | ATOM | Mall | DXB | Dubai | DUBAI_MIRDIF | du | Huawei | 3G |  | On Air |  | 427012.159 | 0 | DXB5577F
NA | DXB5963C |  | MCC Atom: South Foodcourt | MCC | On Air | 25.2164 | 55.4077 | ATOM | Mall | DXB | Dubai | DUBAI_MIRDIF | du | Huawei | 3G |  | On Air |  | 452714.2418 | 0 | DXB5963C
NA | DXB5963D |  | MCC Atom: Restaurants/Vox Cinema | MCC | On Air | 25.2164 | 55.4077 | ATOM | Mall | DXB | Dubai | DUBAI_MIRDIF | du | Huawei | 3G |  | On Air |  | 559590.3916 | 0 | DXB5963D
NA | DXB5960G |  | MCC Atom: Play Nation | MCC | On Air | 25.2164 | 55.4077 | ATOM | Mall | DXB | Dubai | DUBAI_MIRDIF | du | Huawei | 3G |  | On Air |  | 266199.0725 | 0 | DXB5960G
NA | DXB5960D |  | MCC Atom: old du Shop | MCC | On Air | 25.2164 | 55.4077 | ATOM | Mall | DXB | Dubai | DUBAI_MIRDIF | du | Huawei | 3G |  | On Air |  | 326226.4263 | 0 | DXB5960D
NA | DXB5960F |  | MCC Atom: North Foodcourt / Aqua Play | MCC | On Air | 25.2164 | 55.4077 | ATOM | Mall | DXB | Dubai | DUBAI_MIRDIF | du | Huawei | 3G |  | On Air |  | 768237.5486 | 0 | DXB5960F
NA | DXB5960H |  | MCC Atom: Home Centre | MCC | On Air | 25.2164 | 55.4077 | ATOM | Mall | DXB | Dubai | DUBAI_MIRDIF | du | Huawei | 3G |  | On Air |  | 133611.8131 | 0 | DXB5960H
NA | DXB5961F | DXBL0960I | MCC Atom: FOREVER 21 | MCC | On Air | 25.2164 | 55.4077 | ATOM | Mall | DXB | Dubai | DUBAI_MIRDIF | du | Huawei | 3G-4G |  | On Air | On Air | 340776.7237 | 1835900.2 | DXB5961F
NA | DXB5961D |  | MCC Atom: E-max | MCC | On Air | 25.2164 | 55.4077 | ATOM | Mall | DXB | Dubai | DUBAI_MIRDIF | du | Huawei | 3G |  | On Air |  | 129783.1193 | 0 | DXB5961D
NA | DXB5961E |  | MCC Atom: DEBENHAMS | MCC | On Air | 25.2164 | 55.4077 | ATOM | Mall | DXB | Dubai | DUBAI_MIRDIF | du | Huawei | 3G |  | On Air |  | 184700.6313 | 0 | DXB5961E
NA | DXB5960E |  | MCC Atom: Centrepoint | MCC | On Air | 25.2164 | 55.4077 | ATOM | Mall | DXB | Dubai | DUBAI_MIRDIF | du | Huawei | 3G |  | On Air |  | 170281.977 | 0 | DXB5960E
NA | DXB5961C |  | MCC Atom: Central Galleria GF | MCC | On Air | 25.2164 | 55.4077 | ATOM | Mall | DXB | Dubai | DUBAI_MIRDIF | du | Huawei | 3G |  | On Air |  | 157875.1532 | 0 | DXB5961C
NA | DXB5961G |  | MCC Atom: Central Galleria 1st Floor | MCC | On Air | 25.2164 | 55.4077 | ATOM | Mall | DXB | Dubai | DUBAI_MIRDIF | du | Huawei | 3G |  | On Air |  | 280781.1871 | 0 | DXB5961G
NA | DXB5960C |  | MCC Atom: Carrefour 1 | MCC | On Air | 25.2164 | 55.4077 | ATOM | Mall | DXB | Dubai | DUBAI_MIRDIF | du | Huawei | 3G |  | On Air |  | 479506.611 | 0 | DXB5960C
NA | DXB5577E | DXBL0577I | MCC 1F_Intercoil | MCC | On Air | 25.2164 | 55.4077 | ATOM | Mall | DXB | Dubai | DUBAI_MIRDIF | du | Huawei | 3G-4G |  | On Air | On Air | 247661.4495 | 2133820.6 | DXB5577E
NA | DXB5577I |  | MCC 1F_Home Centre_2 | MCC | On Air | 25.2164 | 55.4077 | ATOM | Mall | DXB | Dubai | DUBAI_MIRDIF | du | Huawei | 3G |  | On Air |  | 469110.6371 | 0 | DXB5577I
NA | DXB5577J |  | MCC 1F_Caribou Café_2 | MCC | On Air | 25.2164 | 55.4077 | ATOM | Mall | DXB | Dubai | DUBAI_MIRDIF | du | Huawei | 3G |  | On Air |  | 280664.5013 | 0 | DXB5577J
NA | DXB5577C |  | MCC 1F_Caribou Café | MCC | On Air | 25.2164 | 55.4077 | ATOM | Mall | DXB | Dubai | DUBAI_MIRDIF | du | Huawei | 3G |  | On Air |  | 466365.4724 | 0 | DXB5577C
NA | DXB5577H |  | MCC 1F_Bugatti B More_3 | MCC | On Air | 25.2164 | 55.4077 | ATOM | Mall | DXB | Dubai | DUBAI_MIRDIF | du | Huawei | 3G |  | On Air |  | 375688.1883 | 0 | DXB5577H
NA | DXB5577G |  | MCC 1F_Bugatti B More_2 | MCC | On Air | 25.2164 | 55.4077 | ATOM | Mall | DXB | Dubai | DUBAI_MIRDIF | du | Huawei | 3G |  | On Air |  | 350217.5034 | 0 | DXB5577G
NA | DXB5577B | DXBL0963II | MCC 1F_Bugatti B More | MCC | On Air | 25.2164 | 55.4077 | ATOM | Mall | DXB | Dubai | DUBAI_MIRDIF | du | Huawei | 3G-4G |  | On Air | On Air | 196857.8506 | 3480615.8 | DXB5577B
NA | DXB5577D | DXBL0577 | MCC 1F_Adams Kids | MCC | On Air | 25.2164 | 55.4077 | ATOM | Mall | DXB | Dubai | DUBAI_MIRDIF | du | Huawei | 3G-4G |  | On Air | On Air | 205711.7441 | 1796099.9 | DXB5577D
IDX5465 | IDX0465 | IDXL5465 | MBK Tower @ SZR | MBK Tower @ SZR | On Air | 25.1923 | 55.2624 | IBS | Residential | DXB | Dubai | DUBAI_BURJ KHALIFA (BUSINESS BAY) | du | T | 3G-4G |  | On Air | On Air | 622097.4575 | 3488396.1 | IDX0465
DXB0201 | DXB5201 |  | MBC Building, Dubai Media City Building 3, Dubai | MBC Building, Dubai Media City Building 3, Dubai | On Air | 25.0934 | 55.152 | IBS | Commercial | DXB | Dubai | DUBAI_AL SAFOUH SECOND | du | Alan Dick | 2G-3G | On Air | On Air |  | 443849.3179 | 0 | DXB5201
AUH0579 | AUH5579 | AUHL0579 | Mazyad Mall & Mohamed Bin Zayed Buildings | Mazyad Mall & Mohamed Bin Zayed Buildings | On Air | 24.3734 | 54.5386 | IBS | Mall | SE | Abu Dhabi | ABU DHABI_Mussafah East | du | MOTO | 2G-3G-4G | On Air | On Air | On Air | 2986590.3414 | 4318097.3235 | AUH5579
|  | AUHL0579I | Mazyad Mall & Mohamed Bin Zayed Buildings | Mazyad Mall & Mohamed Bin Zayed Buildings | On Air | 24.3734 | 54.5386 | IBS | Mall | SE | Abu Dhabi | ABU DHABI_Mussafah East | du | MOTO | 4G |  |  | On Air | 0 | 1550316.1834 | #N/A | AUHL0579I
DXB0899 | DXB5899 |  | Mayfair 3B+G+17+GYM RES bulding_Business Bay | Mayfair 3B+G+17+GYM RES bulding_Business Bay | On Air | 25.1817 | 55.2782 | IBS | Residential | DXB | Dubai | DUBAI_BURJ KHALIFA (BUSINESS BAY) | du | MOTO | 2G-3G | On Air | On Air |  | 593320.7421 | 0 | DXB5899
DXB0898 | DXB5898 |  | Mayfair 2B+G+18 RES and commercial bulding_Business Bay | Mayfair 2B+G+18 RES and commercial bulding_Business Bay | On Air | 25.1818 | 55.2772 | IBS | Residential | DXB | Dubai | DUBAI_BURJ KHALIFA (BUSINESS BAY) | du | MOTO | 2G-3G | On Air | On Air |  | 361900.8108 | 0 | DXB5898
DXB0860 | DXB5860 | DXBL0860 | Matrix Tower DSC | Matrix Tower DSC | On Air | 25.0395 | 55.2206 | IBS | Residential | DXB | Dubai | DUBAI_AL HEBIAH FOURTH (DUBAI SPORTS CITY) | du | In House | 3G-4G |  | On Air | On Air | 315568.1375 | 3388812.1 | DXB5860
NA | SHJ5500H | SHJL0500VIII | Matajer Al Quoz Mall | Matajer Al Quoz Mall | On Air | 25.3523 | 55.4519 | ATOM | Mall | NE | Sharjah | SHARJAH_AL GOAZ | du | Huawei | 3G-4G |  | On Air | On Air | 219421.1416 | 920397.8 | SHJ5500H
NA | SHJ5500G |  | Matajer Al Mirghab Mall | Matajer Al Mirghab Mall | On Air | 25.3882 | 55.4215 | ATOM | Mall | NE | Sharjah | SHARJAH_AL MIRGAB | du | Huawei | 3G |  | On Air |  | 638089.6969 | 0 | #N/A
NA | SHJ5500F | SHJL0500VI | Matajer Al Khan Mall | Matajer Al Khan Mall | On Air | 25.3179 | 55.378 | ATOM | Mall | NE | Sharjah | SHARJAH_AL MAMZAR | du | Huawei | 3G-4G |  | On Air | On Air | 29306.5026 | 131583.6 | SHJ5500F
DXB0075 | DXB5075 | DXBL0075 | Mashreq Bank DOZ | Mashreq Bank DOZ | On Air | 25.1247 | 55.4263 | IBS | Commercial | DXB | Dubai | DUBAI_AL ROWAIYAH FIRST (800) | du | Huawei | 2G-3G-4G | On Air | On Air | On Air | 700418.4867 | 2795219.4 | DXB5075
FUJ0638 | FUJ5638 | FUJL0638 | Masfout New Hospital | Masfout New Hospital | On Air | 24.821 | 56.0741 | IBS | Hospital | NE | Ajman | AJMAN_Masfout | du | T | 3G-4G |  | On Air | On Air | 94736.5639 | 657559.2 | FUJ5638
AUH0967 | AUH5967 | AUHL0967 | Masdar Siemens HQ Building | Masdar Siemens HQ Building | On Air | 24.4341 | 54.6171 | IBS | Commercial | SE | Abu Dhabi | ABU DHABI_KHALIFA CITY | du | NSN | 2G-3G-4G | On Air | On Air | On Air | 105641.0932 | 673646.2872 | AUH5967
AUH0936 | AUH5936 | AUHL0936 | Masdar Irena New HQ Building | Masdar Irena New HQ Building | On Air | 24.4271 | 54.6187 | IBS | Commercial | SE | Abu Dhabi | ABU DHABI_KHALIFA CITY | Etisalat | ETC | 2G-3G-4G | On Air | On Air | On Air | 602237.1734 | 4537911.7774 | AUH5936
AUH0918 | AUH5918 | AUHL0918 | Masdar Institute of Science & Technology Phase 1B | Masdar Institute of Science & Technology | On Air | 24.4325 | 54.6185 | IBS | University | SE | Abu Dhabi | ABU DHABI_KHALIFA CITY | du | NSN | 2G-3G-4G | On Air | On Air | On Air | 75042.5695 | 362513.4828 | AUH5918
AUH0600 | AUH5600 | AUHL0600 | Masdar Institute of Science & Technology Phase 1A | Masdar Institute of Science & Technology | On Air | 24.4332 | 54.6176 | IBS | University | SE | Abu Dhabi | ABU DHABI_KHALIFA CITY | Etisalat | ETC | 2G-3G-4G | On Air | On Air | On Air | 425789.3405 | 635102.0286 | AUH5600
AUH0983 | AUH5983 | AUHL0983 | Masdar City - Incubator Building | Masdar Institute of Science & Technology | On Air | 24.4335 | 54.6184 | IBS | Commercial | SE | Abu Dhabi | ABU DHABI_KHALIFA CITY | Etisalat | ETC | 3G-4G |  | On Air | On Air | 113686.0811 | 396812.9513 | AUH5983
DXB0979 | DXB5979 | DXBL0979 | Masar Building | Masar Building | On Air | 25.032 | 55.19 | IBS | Commercial | DXB | Dubai | DUBAI_MEAISEM FIRST (JUMEIRAH GOLF ESTATE) | du | Huawei | 2G-3G-4G | On Air | On Air | On Air | 254677.3726 | 880458.2 | DXB5979
FUJ0627 | FUJ5627 | FUJL0627 | Masafi Hospital | Masafi Hospital | On Air | 25.2987 | 56.1649 | IBS | Hospital | NE | Fujairah | FUJAIRAH_Masafi (Fujeirah) | du | Huawei | 2G-3G-4G | On Air | On Air | On Air | 279709.0677 | 965321.4 | FUJ5627
SHJ0105 | SHJ5105 |  | Marwa 2 Tower | Marwa 2 Tower | On Air | 25.3371 | 55.3919 | IBS | Residential | NE | Sharjah | SHARJAH_ABU SHUGHARA | du | Huawei | 2G-3G | On Air | On Air |  | 131418.6848 | 0 | SHJ5105
SHJ0104 | SHJ5104 |  | Marwa 1 Tower | Marwa 1 Tower | On Air | 25.3258 | 55.3916 | IBS | Residential | NE | Sharjah | SHARJAH_AL MAZAJ SECOND | du | Huawei | 2G-3G | On Air | On Air |  | 545162.6049 | 0 | SHJ5104
IDX5897 | IDX0897 | IDXL5897 | Marsa Al Seef _Phase 4 _ Parking Building & Hotels | Marsa Al Seef _Phase 4 _ Parking Building & Hotels | On Air | 25.2561 | 55.3121 |  | Commercial | DXB |  | DUBAI_UMM HURAIR FIRST |  |  | 3G-4G |  | On Air | On Air | 383833.4709 | 1765518.5 | IDX0897
| IDX0935 | IDXL5935 | Marsa Al Seef _ Phase 3 _Basement Parking |  | On Air | 25.2561 | 55.3121 |  | Car Park |  |  | 0 |  |  |  |  | On Air |  | 35915.8105 | 61638.7 | IDX0935
DXB0516 | DXB5516 | DXBL0516 | Marriott Renaissance Hotel Business Bay | Marriott Renaissance Hotel Business Bay | On Air | 25.1856 | 55.2739 | IBS | Commercial | DXB | Dubai | DUBAI_BURJ KHALIFA (BUSINESS BAY) | du | Huawei | 3G-4G |  | On Air | On Air | 491627.6628 | 4184197.4 | DXB5516
DXB0265 | DXB5265 | DXBL0265 | Marriott Hotel & Executive Apartments DHCC | Marriott Hotel & Executive Apartments DHCC | On Air | 25.2117 | 55.3151 | IBS | Hotel | DXB | Dubai | DUBAI_AL JADAF | Etisalat | ETC | 2G-3G-4G | On Air | On Air |  | 3118392.0603 | 0 | DXB5265
AUH0574 | AUH5574 | AUHL0574 | Marriott Al Forsan Hotel | Marriott Al Forsan Hotel | On Air | 24.4074 | 54.5485 | IBS | Hotel | SE | Abu Dhabi | ABU DHABI_KHALIFA CITY | Etisalat | ETC | 3G-4G |  | On Air | On Air | 477582.3007 | 2677821.9444 | AUH5574
DXB0732 | DXB5732 |  | Marmara Hotel | Marmara Hotel | On Air | 25.1092 | 55.2034 | IBS | Hotel | DXB | Dubai | DUBAI_AL BARSHA FIRST | du | NSN | 2G-3G | On Air | On Air |  | 111772.182 | 0 | DXB5732
DXB0128 | DXB5128 | DXBL0128 | Marina Walk-N | Marina Walk | On Air | 25.0852 | 55.1484 | IBS | Mall | DXB | Dubai | DUBAI_MARSA DUBAI | du | Huawei | 3G-4G |  | On Air | On Air | 321641.3371 | 1460273.3 | DXB5128
DXB0129 | DXB5129 | DXBL0129 | Marina Walk -S | Marina Walk | On Air | 25.0845 | 55.1484 | IBS | Mall | DXB | Dubai | DUBAI_MARSA DUBAI | du | Huawei | 2G-3G-4G | On Air | On Air | On Air | 371327.8409 | 1472983.8 | DXB5129
DXB0455 | DXB5455 |  | Marina Views Hotel (Previously Auris Al Marsa) | Marina Views Hotel (Previously Auris Al Marsa) | On Air | 25.0795 | 55.1444 | IBS | Hotel | DXB | Dubai | DUBAI_MARSA DUBAI | du | In House | 2G-3G | On Air | On Air |  | 398496.5412 | 0 | DXB5455
DXB0168 | DXB5168 |  | Marina Tower_Dubai Marina | Marina Tower_Dubai Marina | On Air | 25.084 | 55.1454 | IBS | Residential | DXB | Dubai | DUBAI_MARSA DUBAI | du | Mitech | 2G-3G | On Air | On Air |  | 896801.3702 | 0 | DXB5168
IDX5677 | IDX0677 | IDXL5677 | Marina Quays Towers | Marina Quays Towers | On Air | 25.0766 | 55.1363 | IBS | Residential | DXB | Dubai | DUBAI_MARSA DUBAI | du | W | 3G-4G |  | On Air | On Air | 376864.4488 | 1866485.5 | IDX0677
IDX5549 | IDX0549 | IDXL5549 | Marina Promenade X3 - Paloma | Marina Promenade | On Air | 25.0738 | 55.133 | IBS | Residential | DXB | Dubai | DUBAI_MARSA DUBAI | du | W | 3G-4G |  | On Air | On Air | 463271.0524 | 440725.1 | IDX0549
IDX5550 | IDX0550 | IDXL5550 | Marina Promenade X2 - Attessa | Marina Promenade | On Air | 25.0754 | 55.1338 | IBS | Residential | DXB | Dubai | DUBAI_MARSA DUBAI | du | W | 3G-4G |  | On Air | On Air | 143604.5971 | 468118.2 | IDX0550
IDX5551 | IDX0551 | IDXL5551 | Marina Promenade X1-Beauport | Marina Promenade | On Air | 25.0742 | 55.133 | IBS | Residential | DXB | Dubai | DUBAI_MARSA DUBAI | du | W | 3G-4G |  | On Air | On Air | 107651.3304 | 519648.2 | IDX0551
IDX5547 | IDX0547 | IDXL5547 | Marina Promenade W3-Delphine | Marina Promenade | On Air | 25.0738 | 55.133 | IBS | Residential | DXB | Dubai | DUBAI_MARSA DUBAI | du | W | 3G-4G |  | On Air | On Air | 19654.0017 | 306849.8 | IDX0547
IDX5552 | IDX0552 | IDXL5552 | Marina Promenade W2 - Shemara | Marina Promenade | On Air | 25.0743 | 55.1327 | IBS | Residential | DXB | Dubai | DUBAI_MARSA DUBAI | du | W | 3G-4G |  | On Air | On Air | 156092.5815 | 675575.1 | IDX0552
IDX5548 | IDX0548 | IDXL5548 | Marina Promenade W1 - Aurora | Marina Promenade | On Air | 25.0742 | 55.133 | IBS | Residential | DXB | Dubai | DUBAI_MARSA DUBAI | du | W | 3G-4G |  | On Air | On Air | 121067.9629 | 524072.8 | IDX0548
DXB0824 | DXB5824 | DXBL0824 | Marina Pinnacle_Upper Part | Marina Pinnacle | On Air | 25.0887 | 55.1483 | IBS | Residential | DXB | Dubai | DUBAI_MARSA DUBAI | du | MOTO | 2G-3G-4G | On Air | On Air | On Air | 464545.1291 | 3552067.2 | DXB5824
DXB0525 | DXB5525 | DXBL0525 | Marina Pinnacle_Lower Part | Marina Pinnacle | On Air | 25.0887 | 55.1483 | IBS | Residential | DXB | Dubai | DUBAI_MARSA DUBAI | du | MOTO | 2G-3G-4G | On Air | On Air | On Air | 812593.2672 | 4883720.7 | DXB5525
DXB0573 | DXB5573 | DXBL0573 | Marina Mall Dubai (Offices) | Marina Mall Dubai (Offices) | On Air | 25.0753 | 55.14 | IBS | Commercial | DXB | Dubai | DUBAI_MARSA DUBAI | du | MOTO | 2G-3G-4G | On Air | On Air | On Air | 1756180.9741 | 5769765.2 | DXB5573
DXB0500 | DXB5500 | DXBL0500 | Marina Mall Dubai (Main Mall) | Marina Mall Dubai (Main Mall) | On Air | 25.0778 | 55.1406 | IBS | Mall | DXB | Dubai | DUBAI_MARSA DUBAI | du | MOTO | 2G-3G-4G | On Air | On Air | On Air | 4025850.3828 | 11257516 | DXB5500
DXB0572 | DXB5572 | DXBL0572 | Marina Mall Dubai (Address Hotel) | Marina Mall Dubai (Address Hotel) | On Air | 25.0778 | 55.1406 | IBS | Hotel | DXB | Dubai | DUBAI_MARSA DUBAI | du | MOTO | 2G-3G-4G | On Air | On Air | On Air | 243738.9389 | 1164392.7 | DXB5572
|  | IDXL5500 | MARINA MALL DUBAI ( Main mall) | Marina Mall Dubai | On Air | 25.0778 | 55.1406 |  | Mall |  |  | DUBAI_MARSA DUBAI |  |  | 4G |  |  | On Air | 0 | 4073514.6 | #N/A | IDXL5500
|  | IDXL5500I | MARINA MALL DUBAI ( Main mall) | Marina Mall Dubai | On Air | 25.0778 | 55.1406 |  | Mall | [8 empty] | On Air | 0 | 1999364.7 | #N/A | IDXL5500I
| IAD0095 | IADL5095 | Marina Heights Towers @ Al Reem Island Zone C _Car parking |  | On Air | 24.4916 | 54.3948 |  | Commercial & Residential |  |  | ABU DHABI_AL REEM ISLAND | [5 empty] | On Air | 62349.1053 | 1315880.6941 | IAD0095
| IAD0094 | IADL5094 | Marina Heights Towers @ Al Reem Island Zone C - CT5 _Burooj Views |  | On Air | 24.4922 | 54.3946 |  | Commercial & Residential |  |  | ABU DHABI_AL REEM ISLAND |  |  |  |  | On Air | On Air | 39432.7349 | 1285909.552 | IAD0094
| IAD0093 | IADL5093 | Marina Heights Towers @ Al Reem Island Zone C - CT4 _Al Maha Tower |  | On Air | 24.492 | 54.3952 |  | Commercial & Residential |  |  | ABU DHABI_AL REEM ISLAND |  |  |  |  | On Air | On Air | 53448.9318 | 828288.278 | IAD0093
| IAD0092 | IADL5092 | Marina Heights Towers @ Al Reem Island Zone C - CT3 _Marina Heights 2 |  | On Air | 24.4917 | 54.3956 |  | Commercial & Residential |  |  | ABU DHABI_AL REEM ISLAND |  |  |  |  | On Air | On Air | 94977.7198 | 1176000.0453 | IAD0092
| IAD0091 | IADL5091 | Marina Heights Towers @ Al Reem Island Zone C - CT2 _Marina Heights 1 |  | On Air | 24.4912 | 54.3959 |  | Commercial & Residential |  |  | ABU DHABI_AL REEM ISLAND |  |  |  |  | On Air | On Air | 21231.4503 | 445169.392 | IAD0091
| IAD0090 | IADL5090 | Marina Heights Towers @ Al Reem Island Zone C - CT1 _Marina Blue Tower |  | On Air | 24.4907 | 54.3961 |  | Commercial & Residential |  |  | ABU DHABI_AL REEM ISLAND |  |  |  |  | On Air | On Air | 54524.8217 | 911632.6003 | IAD0090
| IDX0788 | IDXL5788 | Marina Gate 1_Upper Part | Marina Gate 1 | On Air | 25.0866 | 55.1476 |  | Commercial & Residential | DXB |  | DUBAI_MARSA DUBAI |  |  |  |  | On Air | On Air | 162212.3347 | 1009999.1 | IDX0788
| IDX0787 | IDXL5787 | Marina Gate 1_Lower Part | Marina Gate 1 | On Air | 25.0866 | 55.1476 |  | Residential | DXB |  | DUBAI_MARSA DUBAI |  |  |  |  | On Air | On Air | 214276.4122 | 1111667.7 | IDX0787
IDX5334 | IDX0334 | IDXL5334 | Marina Arcade Dubai Marina | Marina Arcade Dubai Marina | On Air | 25.090061 | 55.1503 | IBS | Residential | DXB | Dubai | DUBAI_MARSA DUBAI | du | Huawei | 3G-4G |  | On Air | On Air | 384969.2119 | 1557009.3 | IDX0334
DXB0817 | DXB5817 | DXBL0817 | Marina Apartments Tower F | Marina Apartments | On Air | 25.1165 | 55.14 | IBS | Residential | DXB | Dubai | DUBAI_NAKHLAT JUMEIRA (THE PALM JUMEIRAH) | du | In House | 2G-3G-4G | On Air | On Air | On Air | 673035.8602 | 197579 | DXB5817
DXB0816 | DXB5816 | DXBL0816 | Marina Apartments Tower E | Marina Apartments | On Air | 25.1169 | 55.1388 | IBS | Residential | DXB | Dubai | DUBAI_NAKHLAT JUMEIRA (THE PALM JUMEIRAH) | du | In House | 2G-3G-4G | On Air | On Air | On Air | 671762.5509 | 768264.2 | DXB5816
DXB0815 | DXB5815 | DXBL0815 | Marina Apartments Tower D | Marina Apartments | On Air | 25.1167 | 55.1376 | IBS | Residential | DXB | Dubai | DUBAI_NAKHLAT JUMEIRA (THE PALM JUMEIRAH) | du | In House | 2G-3G-4G | On Air | On Air | On Air | 817809.9344 | 3079.6 | DXB5815
DXB0814 | DXB5814 |  | Marina Apartments Tower C | Marina Apartments | On Air | 25.1151 | 55.1361 | IBS | Residential | DXB | Dubai | DUBAI_NAKHLAT JUMEIRA (THE PALM JUMEIRAH) | du | In House | 2G-3G | On Air | On Air |  | 1087657.8163 | 0 | DXB5814
DXB0813 | DXB5813 |  | Marina Apartments Tower B | Marina Apartments | On Air | 25.114 | 55.1361 | IBS | Residential | DXB | Dubai | DUBAI_NAKHLAT JUMEIRA (THE PALM JUMEIRAH) | du | In House | 2G-3G | On Air | On Air |  | 1414504.5708 | 0 | DXB5813
DXB0812 | DXB5812 | DXBL0812 | Marina Apartments Tower A | Marina Apartments | On Air | 25.1129 | 55.1367 | IBS | Residential | DXB | Dubai | DUBAI_NAKHLAT JUMEIRA (THE PALM JUMEIRAH) | du | In House | 2G-3G-4G | On Air | On Air | On Air | 771276.737 | 614553.3 | DXB5812
RAK0521 | RAK5521 | RAKL0521 | Marbella Bay Hotel & Residence (Al Marjan Island) | Marbella Bay Hotel & Residence (Al Marjan Island) | On Air | 25.6682 | 55.7444 | IBS | Hotel | NE | Ras Al Khaimah | RAS AL-KHAIMAH_JAZEERA NAD AL SILI | du | NSN | 2G-3G-4G | On Air | On Air | On Air | 912037.9433 | 3964149.4 | RAK5521
IDX5766 | IDX0766 | IDXL5766 | Manipal University Dubai | Manipal University Dubai | On Air | 25.1333 | 55.4253 | IBS | University | DXB | Dubai | DUBAI_AL ROWAIYAH FIRST (800) | du | T | 3G-4G |  | On Air | On Air | 145763.234 | 558447.1 | IDX0766
IDX5558 | IDX0558 | IDXL5558 | Manhattan Tower building jumerah village circle | Manhattan Tower building jumerah village circle | On Air | 25.0686 | 55.2076 | IBS | Commercial & Residential | DXB | Dubai | DUBAI_AL BARSHA SOUTH FOURTH (JUMEIRAH VILLAGE SOUTH) | du | T | 3G-4G |  | On Air | On Air | 409392.7318 | 2925050.2 | IDX0558
RAK0534 | RAK5534 |  | Mangrove Hotel RAK | Mangrove Hotel RAK | On Air | 25.7833 | 55.9425 | IBS | Hotel | NE | Ras Al Khaimah | RAS AL-KHAIMAH_OLD RAK | Etisalat | ETC | 2G-3G | On Air | On Air |  | 362869.5738 | 0 | RAK5534
SHJ0357 | SHJ5357 | SHJL0357 | Manazil Apartments 5_Upper | Manazil Apartments 5 | On Air | 25.3142 | 55.3777 | IBS | Residential | NE | Sharjah | SHARJAH_AL MAMZAR | du | Huawei | 2G-3G-4G | On Air | On Air | On Air | 230884.5309 | 1351899.7 | SHJ5357
SHJ0157 | SHJ5157 | SHJL0157 | Manazil Apartments 5_Lower Part | Manazil Apartments 5 | On Air | 25.3142 | 55.3777 | IBS | Residential | NE | Sharjah | SHARJAH_AL MAMZAR | du | Huawei | 2G-3G-4G | On Air | On Air | On Air | 295988.1733 | 2227064.4 | SHJ5157
SHJ0356 | SHJ5356 |  | Manazil Apartments 4 | Manazil Apartments 4 | On Air | 25.3054 | 55.3817 | IBS | Residential | NE | Sharjah | SHARJAH_AL NAHDA | du | Huawei | 2G-3G | On Air | On Air |  | 367194.1046 | 0 | SHJ5356
SHJ0355 | SHJ5355 | SHJL0355 | Manazil Apartments 3 | Manazil Apartments 3 | On Air | 25.3066 | 55.3705 | IBS | Residential | NE | Sharjah | SHARJAH_AL MAMZAR | du | Huawei | 2G-3G-4G | On Air | On Air | On Air | 595431.1853 | 2022266.9 | SHJ5355
SHJ0107 | SHJ5107 | SHJL0107 | Manazil Apartments 2 | Manazil Apartments 2 | On Air | 25.3126 | 55.3759 | IBS | Residential | NE | Sharjah | SHARJAH_AL MAMZAR | du | Huawei | 2G-3G-4G | On Air | On Air | On Air | 1208536.7512 | 1674611.7 | SHJ5107
SHJ0354 | SHJ5354 | SHJL0354 | Manazil Apartments 1 | Manazil Apartments 1 | On Air | 25.1242 | 55.4026 | IBS | Residential | NE | Sharjah | DUBAI_NADD HESSA (DUBAI SILICON OASIS) | du | Huawei | 2G-3G-4G | On Air | On Air | On Air | 141296.0511 | 707943.5 | SHJ5354
IDX5455 | IDX0455 | IDXL5455 | Manazel Al Khor Residence | Manazel Al Khor Residence | On Air | 25.2306 | 55.3374 | IBS | Residential | DXB | Dubai | DUBAI_AL JADAF | du | W | 3G-4G |  | On Air | On Air | 252459.4676 | 1024970.8 | IDX0455
AUH0871 | AUH5871 | AUHL0871 | Manarat Al Saadiyat & UAE Pavillion | Manarat Al Saadiyat & UAE Pavillion | On Air | 24.5346 | 54.4191 | IBS | Exhibition | SE | Abu Dhabi | ABU DHABI_SADIYAT ISLAND | Etisalat | ETC | 2G-3G-4G | On Air | On Air | On Air | 98699.0386 | 324858.6206 | AUH5871
RAK0501 | RAK5501 | RAKL0501 | Manar Mall | Manar Mall | On Air | 25.7874 | 55.9646 | IBS | Mall | NE | Ras Al Khaimah | RAS AL-KHAIMAH_AL GURM | du | NSN | 2G-3G-4G | On Air | On Air | On Air | 1712841.4848 | 3257151.3 | RAK5501
SHJ0432 | SHJ5432 | SHJL0432 | Mamzar 2 | Mamzar 2 | On Air | 25.3046 | 55.3636 | IBS | Residential | NE | Sharjah | SHARJAH_AL MAMZAR | du | W | 3G-4G |  | On Air | On Air | 1024834.9418 | 4066868.8 | SHJ5432
SHJ0289 | SHJ5289 | SHJL0289 | Mamzar 1 | Mamzar 1 | On Air | 25.307 | 55.3669 | IBS | Commercial & Residential | NE | Sharjah | SHARJAH_AL KHAN | du | T | 3G-4G |  | On Air | On Air | 350420.373 | 2925409.4 | SHJ5289
AUH0504 | AUH5504 | AUHL0504 | Mamourah HQ Building B | Mamourah HQ Building B | On Air | 24.4638 | 54.3874 | IBS | Commercial | SE | Abu Dhabi | ABU DHABI_Al Nahyan | Etisalat | ETC | 2G-3G-4G | On Air | On Air | On Air | 850668.4904 | 2102876.512 | AUH5504
DXB0657 | DXB5657 |  | Mall of Emirates - Yves Saint Lauren (Passive) | MOE | On Air | 25.1177 | 55.2002 | IBS | Mall | DXB | Dubai | DUBAI_AL BARSHA FIRST | du | Huawei | 2G-3G-4G | On Air | On Air |  | 636513.3053 | 0 | DXB5657
DXB0654 | DXB5654 |  | Mall of Emirates - Toys R Us (Passive) | MOE | On Air | 25.1177 | 55.2002 | IBS | Mall | DXB | Dubai | DUBAI_AL BARSHA FIRST | du | Huawei | 2G-3G-4G | On Air | On Air |  | 1409490.6603 | 0 | DXB5654
DXB0652 | DXB5652 |  | Mall of Emirates - Ski Dubai (Passive) | MOE | On Air | 25.1177 | 55.2002 | IBS | Mall | DXB | Dubai | DUBAI_AL BARSHA FIRST | du | Huawei | 2G-3G-4G | On Air | On Air |  | 1570597.2298 | 0 | DXB5652
DXB0666 | DXB5666 | DXBL0666 | Mall of Emirates - Prada (Passive) | MOE | On Air | 25.1177 | 55.2002 | IBS | Mall | DXB | Dubai | DUBAI_AL BARSHA FIRST | du | Huawei | 2G-3G-4G | On Air | On Air | On Air | 1576211.2857 | 24495682.6 | DXB5666
DXB0696 | DXB5696 |  | Mall of Emirates - Metro Mall (Passive) | MOE | On Air | 25.1177 | 55.2002 | IBS | Mall | DXB | Dubai | DUBAI_AL BARSHA FIRST | du | Huawei | 2G-3G-4G | On Air | On Air |  | 878400.1439 | 0 | DXB5696
DXB0655 | DXB5655 |  | Mall of Emirates - H & M (Passive) | MOE | On Air | 25.1177 | 55.2002 | IBS | Mall | DXB | Dubai | DUBAI_AL BARSHA FIRST | du | Huawei | 2G-3G-4G | On Air | On Air |  | 1609049.8203 | 0 | DXB5655
DXB0681 | DXB5681 |  | Mall of Emirates - Food Court GF (Passive) | MOE | On Air | 25.1177 | 55.2002 | IBS | Mall | DXB | Dubai | DUBAI_AL BARSHA FIRST | du | Huawei | 2G-3G-4G | On Air | On Air |  | 943290.438 | 0 | DXB5681
DXB0737 | DXB5737 | DXBL0737 | Mall of Emirates - Food Court 1F (Passive) | MOE | On Air | 25.1177 | 55.2002 | IBS | Mall | DXB | Dubai | DUBAI_AL BARSHA FIRST | du | Huawei | 2G-3G-4G | On Air | On Air | On Air | 1478024.4853 | 25545846.9 | DXB5737
DXB0669 | DXB5669 |  | Mall of Emirates - Fashion Dome (Passive) | MOE | On Air | 25.1177 | 55.2002 | IBS | Mall | DXB | Dubai | DUBAI_AL BARSHA FIRST | du | Huawei | 2G-3G-4G | On Air | On Air |  | 1423566.3751 | 0 | DXB5669
DXB0656 | DXB5656 |  | Mall of Emirates - Debenhams (Passive) | MOE | On Air | 25.1177 | 55.2002 | IBS | Mall | DXB | Dubai | DUBAI_AL BARSHA FIRST | du | Huawei | 2G-3G-4G | On Air | On Air |  | 1109944.0854 | 0 | DXB5656
DXB0673 | DXB5673 |  | Mall of Emirates - Crate & Barrel (Passive) | MOE | On Air | 25.1177 | 55.2002 | IBS | Mall | DXB | Dubai | DUBAI_AL BARSHA FIRST | du | Huawei | 2G-3G-4G | On Air | On Air |  | 1843259.8634 | 0 | DXB5673
| DXB5673A |  | Mall of Emirates - Crate & Barrel (Passive) | MOE | On Air | 25.1177 | 55.2002 | IBS | Mall | DXB | Dubai | DUBAI_AL BARSHA FIRST | du | Huawei | 3G |  | On Air |  | 1384487.0743 | 0 | DXB5673A
DXB0048 | DXB5048 | DXBL0048 | Mall of Emirates - Cinema Expansion (Passive) | MOE | On Air | 25.1177 | 55.2002 | IBS | Mall | DXB | Dubai | DUBAI_AL BARSHA FIRST | du | Huawei | 2G-3G-4G | On Air | On Air | On Air | 3894904.1877 | 25572363.4 | DXB5048
DXB0685 | DXB5685 | DXBL0685 | Mall of Emirates - Cinema (Passive) | MOE | On Air | 25.1177 | 55.2002 | IBS | Mall | DXB | Dubai | DUBAI_AL BARSHA FIRST | du | Huawei | 2G-3G-4G | On Air | On Air | On Air | 1239000.8257 | 32784564.4 | DXB5685
DXB0665 | DXB5665 |  | Mall of Emirates - Central Galleria (Passive) | MOE | On Air | 25.1177 | 55.2002 | IBS | Mall | DXB | Dubai | DUBAI_AL BARSHA FIRST | du | Huawei | 2G-3G-4G | On Air | On Air |  | 1490810.9474 | 0 | DXB5665
DXB0679 | DXB5679 | DXBL0679 | Mall of Emirates - Centerpoint (Passive) | MOE | On Air | 25.1177 | 55.2002 | IBS | Mall | DXB | Dubai | DUBAI_AL BARSHA FIRST | du | Huawei | 2G-3G-4G | On Air | On Air | On Air | 626430.8031 | 9056909.2 | DXB5679
DXB0672 | DXB5672 |  | Mall of Emirates - Carrefour (Passive) | MOE | On Air | 25.1177 | 55.2002 | IBS | Mall | DXB | Dubai | DUBAI_AL BARSHA FIRST | du | Huawei | 2G-3G-4G | On Air | On Air |  | 1561748.5504 | 0 | DXB5672
SHJ0412 | SHJ5412 |  | Malak Tower | Malak Tower | On Air | 25.3057 | 55.3822 | IBS | Residential | NE | Sharjah | SHARJAH_AL NAHDA | du | NSN | 2G-3G | On Air | On Air |  | 324237.5524 | 0 | SHJ5412
DXB0522 | DXB5522 | DXBL0522 | Maktoum Airport Royal Pavilion Building | Maktoum Airport Royal Pavilion Building | On Air | 24.8781 | 55.1772 | IBS | Airport | DXB | Dubai | DUBAI_MADINAT AL MATAAR | Etisalat | ETC | 2G-3G-4G | On Air | On Air | On Air | 67996.5034 | 35686.8 | DXB5522
AUH0801 | AUH5801 | AUHL0801 | Makeem Tower | Makeem Tower | On Air | 24.4944 | 54.3806 | IBS | Commercial | SE | Abu Dhabi | ABU DHABI_Tourist Club Area | du | NSN | 2G-3G-4G | On Air | On Air | On Air | 352651.2144 | 1336646.152 | AUH5801
NA | IDX0970A |  | Makateb Building B2-GF | Makateb Building | On Air | 25.0363 | 55.1825 | ATOM | Commercial | DXB | Dubai | DUBAI_MEAISEM FIRST (JUMEIRAH GOLF ESTATE) | du | Huawei | 3G |  | On Air |  | 228895.2721 | 0 | IDX0970A
NA | IDX0970B |  | Makateb Building 1F-RF | Makateb Building | On Air | 25.0363 | 55.1825 | ATOM | Commercial | DXB | Dubai | DUBAI_MEAISEM FIRST (JUMEIRAH GOLF ESTATE) | du | Huawei | 3G |  | On Air |  | 591460.4387 | 0 | IDX0970B
AAN0055 | AAN5055 | AANL0055 | Makani Zakher Mall | Makani Zakher Mall | On Air | 24.1103 | 55.7017 | IBS | Mall | SE | Al Ain | ABU DHABI_NEIMA | du | W | 3G-4G |  | On Air | On Air | 414775.266 | 1702396.6451 | AAN5055
AUH0443 | AUH5443 | AUHL0443 | Makani Mall | Makani Mall | On Air | 24.3872 | 54.7228 | IBS | Mall | SE | Abu Dhabi | ABU DHABI_AL SHAMKHA | du | W | 3G-4G |  | On Air | On Air | 1415224.4078 | 5964535.6369 | AUH5443
AUH0781 | AUH5781 | AUHL0781 | Majlis Grand Mercure Residence | Majlis Grand Mercure Residence | On Air | 24.4946 | 54.3761 | IBS | Hotel | SE | Abu Dhabi | ABU DHABI_Tourist Club Area | du | NSN | 3G-4G |  | On Air | On Air | 160805.8417 | 575729.4211 | AUH5781
| IDX0752 | IDXL5752 | MAJESTINE HOTEL APARTMENTS |  | On Air | 25.1864 | 55.282 |  | Hotel | [7 empty] | On Air |  | 35890.5546 | 214944 | IDX0752
SHJ0202 | SHJ5202 |  | Maitha Tower 2 | Maitha Tower 2 | On Air | 25.3461 | 55.389 | IBS | Residential | NE | Sharjah | SHARJAH_AL NUD | du | NSN | 2G-3G | On Air | On Air |  | 743883.0571 | 0 | SHJ5202
SHJ0175 | SHJ5175 |  | Maitha tower | Maitha tower | On Air | 25.3412 | 55.3928 | IBS | Residential | NE | Sharjah | SHARJAH_AL NUD | du | NSN | 2G-3G | On Air | On Air |  | 539052.5988 | 0 | SHJ5175
| IDX0955C | IDXL5955III | Mai Dubai Accommodation-B | Mai Dubai Accommodation | On Air | 24.9996 | 55.2796 |  | residential |  |  | DUBAI_AL YALAYIS 2 (DUBAI LAND) |  |  |  |  | On Air | On Air | 626623.1017 | 1823737.6 | IDX0955C
| IDX0955B | IDXL5955II | Mai Dubai Accommodation-A | Mai Dubai Accommodation | On Air | 24.9996 | 55.2796 |  | residential |  |  | DUBAI_AL YALAYIS 2 (DUBAI LAND) |  |  |  |  | On Air | On Air | 474651.4747 | 1524186.5 | IDX0955B
DXB0807 | DXB5807 | DXBL0807 | MAG 218_Dubai Marina | MAG 218_Dubai Marina | On Air | 25.088 | 55.1491 | IBS | Residential | DXB | Dubai | DUBAI_MARSA DUBAI | Etisalat | ETC | 2G-3G-4G | On Air | On Air |  | 1909197.1375 | 0 | DXB5807
AUH0920 | AUH5920 | AUHL0920 | Mafraq Hotel | Mafraq Hotel | On Air | 24.3307 | 54.6229 | IBS | Hotel | SE | Abu Dhabi | ABU DHABI_SHAKHBOUT CITY | du | W | 3G-4G |  | On Air | On Air | 140458.8714 | 829863.0943 | AUH5920
IDX5339 | IDX0339 | IDXL5339 | MAF Tower 2 | MAF Tower 2 | On Air | 25.2544 | 55.3316 | IBS | Commercial | DXB | Dubai | DUBAI_PORT SAEED | du | Huawei | 3G-4G |  | On Air | On Air | 50497.1586 | 612212.4 | IDX0339
IDX5338 | IDX0338 | IDXL5338 | MAF Tower 1 | MAF Tower 1 | On Air | 25.2528 | 55.3308 | IBS | Commercial | DXB | Dubai | DUBAI_PORT SAEED | du | Huawei | 3G-4G |  | On Air | On Air | 433243.8171 | 2888529.6 | IDX0338
DXB0175 | DXB5175 |  | Madison Residency | Madison Residency | On Air | 25.1 | 55.1752 | IBS | Residential | DXB | Dubai | DUBAI_AL THANYAH FIRST (AL SAFOUH THIRD) | du | In House | 2G-3G | On Air | On Air |  | 571467.3959 | 0 | DXB5175
AUH0467 | AUH5467 | AUHL0467 | Madinat Zayed Shopping Center | Madinat Zayed Shopping Center | On Air | 24.4837 | 54.3656 | IBS | Mall | SE | Abu Dhabi | ABU DHABI_Madinat Zayed(AD) | du | Huawei | 2G-3G-4G | On Air | On Air | On Air | 4543128.1968 | 10692997.2928 | AUH5467
DXB0298 | DXB5298 | DXBL0298 | Madinat Jumeirah B (Mina Asalam & MPV) | Madinat Jumeirah B (Mina Asalam & MPV) | On Air | 25.1356 | 55.1861 | IBS | Hotel | DXB | Dubai | DUBAI_AL SAFOUH FIRST | du | NSN | 2G-3G-4G | On Air | On Air | On Air | 392726.7137 | 1164418 | DXB5298
IDX5740 | IDX0740 | IDXL5740 | Madinat Jumeirah Al Qasr Hotel (Passive) | Madinat Jumeirah Al Qasr Hotel (Passive) | On Air | 25.1321 | 55.1842 | IBS | Hotel | DXB | Dubai | DUBAI_AL SAFOUH FIRST | du | W | 3G-4G |  | On Air | On Air | 405135.5835 | 3013479.6 | IDX0740
DXB0047 | DXB5047 | DXBL0047 | Madinat Jumeirah A (AL Qasr & Souk) | Madinat Jumeirah A (AL Qasr & Souk) | On Air | 25.1323 | 55.1844 | IBS | Hotel | DXB | Dubai | DUBAI_AL SAFOUH FIRST | du | NSN | 2G-3G-4G | On Air | On Air | On Air | 1088483.9757 | 613554.7 | DXB5047
DXB0932 | DXB5932 | DXBL0932 | Madina Mall - Muhaisnah | Madina Mall - Muhaisnah | On Air | 25.2821 | 55.3978 | IBS | Mall | DXB | Dubai | DUBAI_MUHAISANAH FOURTH | Etisalat | ETC | 2G-3G-4G | On Air | On Air | On Air | 1761834.3271 | 6985727.4 | DXB5932
DXB0258 | DXB5258 |  | M.M. Towers, Maktoum St.,opposite Metropolitan Palace Hotel, Deira, Dubai | M.M. Towers, Maktoum St.,opposite Metropolitan Palace Hotel, Deira, Dubai | On Air | 25.2609 | 55.32 | IBS | Commercial | DXB | Dubai | DUBAI_RIGGAT AL BUTEEN | du | Alan Dick | 2G-3G | On Air | On Air |  | 212924.4989 | 0 | DXB5258
FUJ0640 | FUJ5640 | FUJL0640 | Lulu Mall Fujairah | Lulu Mall Fujairah | On Air | 25.12 | 56.3282 | IBS | Mall | NE | Fujairah | FUJAIRAH_MERAISHID - Town Center | du | W | 3G-4G |  | On Air | On Air | 665792.8823 | 3202488.8 | FUJ5640
AUH0819 | AUH5819 | AUHL0819 | LULU Hypermarket Buildings A & B | LULU Hypermarket Buildings A & B | On Air | 24.4943 | 54.3633 | IBS | Residential | SE | Abu Dhabi | ABU DHABI_Al Markaziyah | du | NSN | 2G-3G-4G | On Air | On Air | On Air | 30024.4204 | 155298.7621 | AUH5819
AUH0672 | AUH5672 | AUHL0672 | Lulu Hypermarket Baniyas City AUH | Lulu Hypermarket Baniyas City AUH | On Air | 24.2964 | 54.6362 | IBS | Mall | SE | Abu Dhabi | ABU DHABI_BANIYAS | du | NSN | 3G-4G |  | On Air | On Air | 256227.5445 | 784952.2669 | AUH5672
SHJ0216 | SHJ5216 | SHJL0216 | Lulu Hypermarket Al Nahda Sharjah | Lulu Hypermarket Al Nahda Sharjah | On Air | 25.3032 | 55.374 | IBS | Mall | NE | Sharjah | SHARJAH_AL NAHDA | du | Huawei | 2G-3G-4G | On Air | On Air | On Air | 335173.0015 | 1343380.1 | SHJ5216
DXB0904 | DXB5904 | DXBL0904 | LuLu Hypermarket Al Ghuasais Dubai | LuLu Hypermarket Al Ghuasais Dubai | On Air | 25.279 | 55.3626 | IBS | Mall | DXB | Dubai | DUBAI_AL QUSAIS FIRST | du | Huawei | 2G-3G-4G | On Air | On Air | On Air | 1113698.4962 | 4486958.4 | DXB5904
AAN0046 | AAN5046 | AANL0046 | Lulu Hyper Market Sanaiya | Lulu Hyper Market Sanaiya | On Air | 24.2029 | 55.7616 | IBS | Mall | SE | Abu Dhabi | ABU DHABI_SANAIYA | du | NSN | 2G-3G-4G | On Air | On Air | On Air | 178263.2781 | 754236.4687 | AAN5046
DXB0388 | DXB5388 | DXBL0388 | Lulu Hyper Market MOE | Lulu Hyper Market MOE | On Air | 25.1171 | 55.2079 | IBS | Mall | DXB | Dubai | DUBAI_AL BARSHA FIRST | du | Huawei | 3G-4G |  | On Air | On Air | 926219.92 | 5526672.3 | DXB5388
AAN0064 | AAN5064 | AANL0064 | Lulu Hyper Market Al Ain | Lulu Hyper Market Al Ain | On Air | 24.2325 | 55.774 | IBS | Mall | SE | Abu Dhabi | ABU DHABI_CENTRAL DISTRICT | du | Waseela | 3G-4G |  | On Air | On Air | 463382.6668 | 1618671.404 | AAN5064
AAN0047 | AAN5047 | AANL0047 | Lulu Center AAN | Lulu Center AAN | On Air | 24.2193 | 55.7754 | IBS | Mall | SE | Abu Dhabi | ABU DHABI_CENTRAL DISTRICT | du | NSN | 2G-3G-4G | On Air | On Air | On Air | 55161.6023 | 173870.2399 | AAN5047
AUH0849 | AUH5849 | AUHL0849 | Lourve Abu Dhabi Site 2 | Lourve Abu Dhabi | On Air | 24.5334 | 54.3985 | IBS | Museum | SE | Abu Dhabi | ABU DHABI_SADIYAT ISLAND | Etisalat | ETC | 3G-4G |  | On Air | On Air | 261934.5663 | 1028961.6802 | AUH5849
AUH0511 | AUH5511 | AUHL0511 | Lourve Abu Dhabi Site 1 | Lourve Abu Dhabi | On Air | 24.5334 | 54.3985 | IBS | Museum | SE | Abu Dhabi | ABU DHABI_SADIYAT ISLAND | Etisalat | ETC | 3G-4G |  | On Air | On Air | 329351.5936 | 1235335.5659 | AUH5511
SHJ0100 | SHJ5100 | SHJL0100 | Lord Hotel - Sharjah | Lord Hotel - Sharjah | On Air | 25.3367 | 55.362 | IBS | Hotel | NE | Sharjah | SHARJAH_AL KHALEDIA | du | Huawei | 2G-3G | On Air | On Air |  | 45920.1948 | 0 | SHJ5100
DXB0518 | DXB5518 |  | LOGICACMG (( DIC )) | LOGICACMG (( DIC )) | On Air | 25.0936 | 55.1589 | IBS | Commercial | DXB | Dubai | DUBAI_AL SAFOUH SECOND | du | MOTO | 2G-3G | On Air | On Air |  | 264803.6659 | 0 | DXB5518
DXB0891 | DXB5891 |  | LMF Building at Burj Dubai Development | LMF Building at Burj Dubai Development | On Air | 25.1952 | 55.2735 | IBS | Commercial | DXB | Dubai | DUBAI_BURJ KHALIFA (BUSINESS BAY) | du | Mitech | 2G-3G | On Air | On Air |  | 1816325.9499 | 0 | DXB5891
AUH0442 | AUH5442 | AUHL0442 | Liwa Tower III | Liwa Tower III | On Air | 24.4882 | 54.3615 | IBS | Residential | SE | Abu Dhabi | ABU DHABI_Al Markaziyah | du | NSN | 2G-3G-4G | On Air | On Air | On Air | 32937.106 | 24413.8301 | AUH5442
AUH0441 | AUH5441 | AUHL0441 | Liwa Tower II | Liwa Tower II | On Air | 24.488 | 54.3612 | IBS | Residential | SE | Abu Dhabi | ABU DHABI_Al Markaziyah | du | NSN | 2G-3G-4G | On Air | On Air | On Air | 26808.5388 | 41904.5019 | AUH5441
AUH0440 | AUH5440 | AUHL0440 | Liwa Tower I | Liwa Tower I | On Air | 24.4878 | 54.3609 | IBS | Residential | SE | Abu Dhabi | ABU DHABI_Al Markaziyah | du | NSN | 2G-3G-4G | On Air | On Air | On Air | 144394.6119 | 75034.3394 | AUH5440
AUH0826 | AUH5826 | AUHL0826 | Liwa Tower (Previously known as Al Nasser HQ Tower) | Liwa Tower (Previously known as Al Nasser HQ Tower) | On Air | 24.4201 | 54.4417 | IBS | Commercial | SE | Abu Dhabi | ABU DHABI_Al Safarat | du | Huawei | 2G-3G-4G | On Air | On Air | On Air | 281764.7589 | 627419.6793 | AUH5826
AUH0894 | AUH5894 | AUHL0894 | Liwa Hospital - Al Gharbia Hospitals | Liwa Hospital - Al Gharbia Hospitals | On Air | 23.1477 | 53.8071 | IBS | Hospital | SE | Abu Dhabi | ABU DHABI_LIWA | du | NSN | 2G-3G-4G | On Air | On Air | On Air | 0 | 100333.5343 | AUH5894
AUH0439 | AUH5439 | AUHL0439 | Liwa Centre (Home Centre) | Liwa Centre (Home Centre) | On Air | 24.4879 | 54.3615 | IBS | Mall | SE | Abu Dhabi | ABU DHABI_Al Markaziyah | du | NSN | 2G-3G-4G | On Air | On Air | On Air | 138232.8475 | 302266.3362 | AUH5439
SHJ0392 | SHJ5392 | SHJL0392 | Lily Tower | Lily Tower | On Air | 25.3018 | 55.3724 | IBS | Residential | NE | Sharjah | SHARJAH_AL NAHDA | du | NSN | 2G-3G | On Air | On Air |  | 241510.4187 | 0 | SHJ5392
AJM0934 | AJM5934 | AJML0934 | Lilies Tower | Lilies Tower | On Air | 25.391 | 55.5722 | IBS | Residential | NE | Ajman | AJMAN_AAMRA | du | T | 3G-4G |  | On Air | On Air | 1414048.1527 | 6560387.8 | AJM5934
DXB0501 | DXB5501 | DXBL0501 | Light Tower | Light Tower | On Air | 25.0654 | 55.2456 | IBS | Commercial | DXB | Dubai | DUBAI_AL BARSHA SOUTH THIRD | du | In House | 2G-3G-4G | On Air | On Air | On Air | 274641.1534 | 1005662.8 | DXB5501
AUH0982 | AUH5982 | AUHL0982 | Life Care Hospital | Life Care Hospital | On Air | 24.3608 | 54.5211 | IBS | Hospital | SE | Abu Dhabi | ABU DHABI_Mussafah | du | NSN | 2G-3G-4G | On Air | On Air | On Air | 396480.6987 | 937040.3116 | AUH5982
DXB0217 | DXB5217 | DXBL0217 | Liberty_House_Tower | Liberty_House_Tower | On Air | 25.2091 | 55.2763 | IBS | Residential | DXB | Dubai | DUBAI_ZAABEEL SECOND | du | In House | 2G-3G-4G | On Air | On Air | On Air | 735060.4584 | 2532323.1 | DXB5217
DXB0941 | DXB5941 |  | Leo Burnette_DMC | Leo Burnette_DMC | On Air | 25.0939 | 55.1552 | IBS | Commercial | DXB | Dubai | DUBAI_AL SAFOUH SECOND | du | In House | 2G-3G | On Air | On Air |  | 285767.6904 | 0 | DXB5941
IAD5101 | IAD0101 | IADL5101 | Leaf Tower Al Reem Island_Office Part |  | On Air | 24.4995 | 54.3948 |  | Residential |  |  | ABU DHABI_AL REEM ISLAND | [5 empty] | On Air | 7528.3464 | 115081.9119 | IAD0101
| IAD0099 | IADL5099 | Leaf tower Al Reem Island residence Part |  | On Air | 24.4995 | 54.3948 |  | Residential |  |  | ABU DHABI_AL REEM ISLAND |  |  |  |  | On Air | On Air | 57962.5408 | 1005855.2045 | IAD0099
DXB0046 | DXB5046A | DXBL0046 | Le Royal Meridien Beach Resort and Spa | Le Royal Meridien Beach Resort and Spa | On Air | 25.0842 | 55.1393 | IBS | Hotel | DXB | Dubai | DUBAI_MARSA DUBAI | du | NSN | 2G-3G-4G | On Air | On Air | On Air | 259497.9284 | 768109.1 | DXB5046A
| DXB5046B |  | Le Royal Meridien Beach Resort and Spa | Le Royal Meridien Beach Resort and Spa | On Air | 25.0842 | 55.1393 | IBS | Hotel | DXB | Dubai | DUBAI_MARSA DUBAI | du | NSN | 3G |  | On Air |  | 4046.0956 | 0 | DXB5046B
DXB0044 | DXB5044 | DXBL0044 | Le Meridien Dubai | Le Meridien Dubai | On Air | 25.2492 | 55.3476 | IBS | Hotel | DXB | Dubai | DUBAI_AL GARHOUD | du | NSN | 2G-3G-4G | On Air | On Air | On Air | 230541.3122 | 537107.1 | DXB5044
DXB0166 | DXB5166 | DXBL0166 | Le Meridien Airport Hotel Expansion | Le Meridien Airport Hotel Expansion | On Air | 25.2474 | 55.3481 | IBS | Hotel | DXB | Dubai | DUBAI_AL GARHOUD | Etisalat | ETC | 2G-3G-4G |  | On Air | On Air | 97587.666 | 421104.1 | DXB5166
DXB0931 | DXB5931 | DXBL0931 | Layia Hotel | Layia Hotel | On Air | 25.2703 | 55.3804 | IBS | Hotel | DXB | Dubai | DUBAI_AL QUSAIS SECOND | du | Comba | 2G-3G | On Air | On Air |  | 177918.4082 | 0 | DXB5931
IDX5845 | IDX0845 | IDXL5845 | Laya Residence @JVC | Laya Residence @JVC | On Air | 25.0666 | 55.2091 | IBS | Residential | DXB | Dubai | DUBAI_AL BARSHA SOUTH FOURTH (JUMEIRAH VILLAGE SOUTH) | du | W | 3G-4G |  | On Air | On Air | 203334.8752 | 1193539 | IDX0845
AJM0933 | AJM5933 | AJML0933 | Lavender Tower MBZR | Lavender Tower MBZR | On Air | 25.3904 | 55.5719 | IBS | Residential | NE | Ajman | AJMAN_AAMRA | du | T | 3G-4G |  | On Air | On Air | 1577317.4636 | 8386219.6 | AJM5933
DXB0132 | DXB5132 | DXBL0132 | Latifa Tower_SZR | Latifa Tower_SZR | On Air | 25.2219 | 55.2813 | IBS | Residential | DXB | Dubai | DUBAI_TRADE CENTER FIRST | du | NSN | 2G-3G-4G |  | On Air | On Air | 1599199.9454 | 8041997.3 | DXB5132
SHJ0103 | SHJ5103 | SHJL0103 | Latifa Tower | Latifa Tower | On Air | 25.3387 | 55.3865 | IBS | Residential | NE | Sharjah | SHARJAH_AL MAZAJ FIRST | du | NSN-FTK | 2G-3G | On Air | On Air |  | 233891.5161 | 0 | SHJ5103
IDX5529 | IDX0529 | IDXL5529 | Lapita Hotel at Dubai Parks and Resorts | Lapita Hotel at Dubai Parks and Resorts | On Air | 24.9163 | 55.0059 | IBS | Hotel | DXB | Dubai | DUBAI_SAIH SHUAIB 1 | Etisalat | ETC | 3G-4G |  | On Air | On Air | 210232.8784 | 1166198.1 | IDX0529
IDX5619 | IDX0619 | IDXL5619 | Landmark Grand Hotel Rigga | Landmark Grand Hotel Rigga | On Air | 25.2657 | 55.317 | IBS | Hotel | DXB | Dubai | DUBAI_AL MURAQQABAT | du | W | 3G-4G |  | On Air | On Air | 170735.3733 | 687136.1 | IDX0619
SHJ0037 | SHJ5037 | SHJL0037 | Lamya Tower | Lamya Tower | On Air | 25.3304 | 55.3718 | IBS | Residential | NE | Sharjah | SHARJAH_AL MAZAJ THIRD | du | NSN-FTK | 2G-3G-4G | On Air | On Air | On Air | 306548.8897 | 1474408.6 | SHJ5037
DXB0043 | DXB5043 | DXBL0043 | LAMCY PLAZA | LAMCY PLAZA | On Air | 25.2343 | 55.3086 | IBS | Mall | DXB | Dubai | DUBAI_OUD METHA | du | NSN | 2G-3G-4G | On Air | On Air | On Air | 37851.1611 | 41949.5 | DXB5043
DXB0542 | DXB5542 | DXBL0542 | Lamcy Mall | Lamcy Mall | On Air | 25.235 | 55.4361 | IBS | Mall | DXB | Dubai | DUBAI_AL MIZHAR FIRST | du | MOTO | 2G-3G-4G | On Air | On Air | On Air | 5523519.5869 | 9738405.4 | DXB5542
| DXB5255A | DXBL0255I | Lakeside Towers | Lakeside Towers | On Air | 25.0361 | 55.2014 | IBS | Residential | DXB | Dubai | DUBAI_MEAISEM FIRST (JUMEIRAH GOLF ESTATE) | du | Huawei | 3G-4G |  | On Air | On Air | 1420960.841 | 8796395.9 | DXB5255A
DXB0255 | DXB5255 | DXBL0255 | Lakeside Towers | Lakeside Towers | On Air | 25.0361 | 55.2014 | IBS | Residential | DXB | Dubai | DUBAI_MEAISEM FIRST (JUMEIRAH GOLF ESTATE) | du | Huawei | 2G-3G-4G | On Air | On Air | On Air | 1783302.0495 | 6383401.4 | DXB5255
DXB0742 | DXB5742 |  | Lake Central Tower @ BB | Lake Central Tower @ BB | On Air | 25.1862 | 55.2731 | IBS | Commercial | DXB | Dubai | DUBAI_BURJ KHALIFA (BUSINESS BAY) | du | MOTO | 2G-3G | On Air | On Air |  | 683533.8235 | 0 | DXB5742
DXB0106 | DXB5106 |  | Lagoons Sales Center | Lagoons Sales Center | On Air | 25.188459 | 55.3583 | IBS | Commercial | DXB | Dubai | DUBAI_AL KHEERAN SECOND (RAS AL HAMAR) | du | NSN | 2G-3G | On Air | On Air |  | 252295.023 | 0 | DXB5106
SHJ0353 | SHJ5353 | SHJL0353 | Lagoon Tower | Lagoon Tower | On Air | 25.3148 | 55.3603 | IBS | Residential | NE | Sharjah | SHARJAH_AL KHAN | du | NSN | 2G-3G | On Air | On Air |  | 348165.6304 | 0 | SHJ5353
DXB0416 | DXB5416 | DXBL0416 | Lago Vista Tower C | Lago Vista Tower | On Air | 25.035 | 55.2018 | IBS | Residential | DXB | Dubai | DUBAI_MEAISEM FIRST (JUMEIRAH GOLF ESTATE) | du | In House | 2G-3G-4G | On Air | On Air | On Air | 492767.5626 | 2277735.4 | DXB5416
DXB0415 | DXB5415 | DXBL0415 | Lago Vista Tower B | Lago Vista Tower | On Air | 25.035 | 55.2018 | IBS | Residential | DXB | Dubai | DUBAI_MEAISEM FIRST (JUMEIRAH GOLF ESTATE) | du | In House | 2G-3G-4G | On Air | On Air | On Air | 970900.3373 | 4546257.1 | DXB5415
DXB0414 | DXB5414 | DXBL0414 | Lago Vista Tower A | Lago Vista Tower | On Air | 25.035 | 55.2018 | IBS | Residential | DXB | Dubai | DUBAI_MEAISEM FIRST (JUMEIRAH GOLF ESTATE) | du | In House | 2G-3G-4G | On Air | On Air | On Air | 494390.8283 | 2368093.5 | DXB5414
IDX5013 | IDX0013 | IDXL5013 | La Riviera Tower Dubai Marina | La Riviera Tower Dubai Marina | On Air | 25.0733 | 55.1383 | IBS | Residential | DXB | Dubai | DUBAI_MARSA DUBAI | du | Huawei | 3G-4G |  | On Air | On Air | 386098.7908 | 1416125.5 | IDX0013
SHJ0170 | SHJ5170 | SHJL0170 | Kuwaiti Hospital | Kuwaiti Hospital | On Air | 25.3699 | 55.4143 | IBS | Hospital | NE | Sharjah | SHARJAH_AL QADISIA | Etisalat | ETC | 3G-4G |  | On Air | On Air | 762807.8004 | 2429914.5 | SHJ5170
DXB0503 | DXB5503 | DXBL0503 | KNOWLEDGE VILLAGE_ ACADEMIC CITY PHASE 3A (4 BUILDINGS) 9th, 10th, 11th & 12th | KNOWLEDGE VILLAGE_ ACADEMIC CITY PHASE 3A (4 BUILDINGS) 9th, 10th, 11th & 12th | On Air | 25.1243 | 55.41 | IBS | University | DXB | Dubai | DUBAI_AL ROWAIYAH FIRST (800) | du | MOTO | 2G-3G-4G | On Air | On Air | On Air | 2493007.092 | 34526423.5 | DXB5503
KFN0703 | KFN5703 | KFNL0703 | Khorfakan Hospital | Khorfakan Hospital | On Air | 25.3368 | 56.3411 | IBS | Hospital | NE | Sharjah | SHARJAH_Al Yarmook | du | W | 3G-4G |  | On Air | On Air | 916470.5445 | 4017699 | KFN5703
KFN0705 | KFN5705 |  | Khor Fakan Cooperatice society | Khor Fakan Cooperatice society | On Air | 25.3922 | 56.3516 | IBS | Mall | NE | Sharjah | SHARJAH_Zubara | du | NSN | 2G-3G | On Air | On Air |  | 192698.5901 | 0 | KFN5705
AUH0857 | AUH5857 | AUHL0857 | Khalifa University New Campus Block C,D &E | Khalifa University New Campus Block C,D &E | On Air | 24.449 | 54.3965 |  | University | SE |  | ABU DHABI_Al Morror |  |  |  |  | On Air | On Air | 206926.1357 | 143552.3887 | AUH5857
AUH0539 | AUH5539 | AUHL0539 | Khalifa University New Campus | Khalifa University New Campus | On Air | 24.449 | 54.3965 | IBS | University | SE | Abu Dhabi | ABU DHABI_Al Morror | Etisalat | ETC | 3G-4G |  | On Air | On Air | 181764.9694 | 523512.0708 | AUH5539
AUH0907 | AUH5907 | AUHL0907 | Khalifa Port B (Building 2,3,5,6) | Khalifa Port | On Air | 24.7801 | 54.7088 | IBS | Commercial | SE | Abu Dhabi | ABU DHABI_KHALIFA INDUSTRIAL CITY A | du | Huawei | 3G-4G |  | On Air | On Air | 81179.3148 | 523206.1042 | AUH5907
AUH0906 | AUH5906 | AUHL0906 | Khalifa Port A (Building 11,15,17,20,21,29) | Khalifa Port | On Air | 24.7832 | 54.6999 | IBS | Commercial | SE | Abu Dhabi | ABU DHABI_KHALIFA INDUSTRIAL CITY A | du | Huawei | 3G-4G |  | On Air | On Air | 594037.2614 | 25160.4449 | AUH5906
AUH0925 | AUH5925 | AUHL0925 | Khalifa Port & Industrial Zone Terminal Operation/Khalifa Port C (Building 53,54,55,63,69,70) | Khalifa Port | On Air | 24.8029 | 54.6417 | IBS | Commercial | SE | Abu Dhabi | ABU DHABI_KHALIFA INDUSTRIAL CITY A | du | Huawei | 2G-3G-4G | On Air | On Air | On Air | 464319.4829 | 1164102.1996 | AUH5925
AUH0904 | AUH5904 | AUHL0904 | Khalifa Port & Industrial Zone HQ 2 | Khalifa Port | On Air | 24.678 | 54.7417 | IBS | Commercial | SE | Abu Dhabi | ABU DHABI_KHALIFA INDUSTRIAL CITY A | du | Huawei | 2G-3G-4G | On Air | On Air | On Air | 79096.9458 | 190273.2481 | AUH5904
AUH0903 | AUH5903 | AUHL0903 | Khalifa Port & Industrial Zone HQ 1 | Khalifa Port | On Air | 24.5149 | 54.3826 | IBS | Commercial | SE | Abu Dhabi | ABU DHABI_Al Meena | du | Huawei | 2G-3G-4G | On Air | On Air | On Air | 126154.857 | 294858.8593 | AUH5903
AUH0926 | AUH5926 | AUHL0926 | Khalifa Port & Industrial Zone CNIA | Khalifa Port | On Air | 24.7945 | 54.6525 | IBS | Commercial | SE | Abu Dhabi | ABU DHABI_KHALIFA INDUSTRIAL CITY A | du | Huawei | 2G-3G-4G | On Air | On Air | On Air | 182988.1426 | 390956.0808 | AUH5926
AUH0582 | AUH5582 | AUHL0582 | Khalifa A Commercial Centre (SPAR Supermarket) | Khalifa A Commercial Centre (SPAR Supermarket) | On Air | 24.4064 | 54.5693 | IBS | Mall | SE | Abu Dhabi | ABU DHABI_KHALIFA CITY | du | NSN | 2G-3G-4G | On Air | On Air | On Air | 253939.6401 | 968003.2184 | AUH5582
AUH0510 | AUH5510 | AUHL0510 | Khalidiya Palace Rotana Hotel & Residence Block D | Khalidiya Palace Rotana Hotel & Residence | On Air | 24.457 | 54.3185 | IBS | Hotel | SE | Abu Dhabi | ABU DHABI_Al Ras Al Akhdar | Etisalat | ETC | 2G-4G | On Air | On Air | On Air | 42.3081 | 688612.919 | AUH5510
AUH0509 | AUH5509 | AUHL0509 | Khalidiya Palace Rotana Hotel & Residence Block C | Khalidiya Palace Rotana Hotel & Residence | On Air | 24.4557 | 54.3184 | IBS | Hotel | SE | Abu Dhabi | ABU DHABI_Al Ras Al Akhdar | Etisalat | ETC | 2G-3G-4G | On Air | On Air | On Air | 182251.4965 | 502406.3479 | AUH5509
AUH0508 | AUH5508 | AUHL0508 | Khalidiya Palace Rotana Hotel & Residence Block B | Khalidiya Palace Rotana Hotel & Residence | On Air | 24.456 | 54.3195 | IBS | Hotel | SE | Abu Dhabi | ABU DHABI_Al Ras Al Akhdar | Etisalat | ETC | 2G-3G-4G | On Air | On Air | On Air | 275242.6288 | 1045596.0326 | AUH5508
AUH0507 | AUH5507 | AUHL0507 | Khalidiya Palace Rotana Hotel & Residence Block A | Khalidiya Palace Rotana Hotel & Residence | On Air | 24.4567 | 54.3194 | IBS | Hotel | SE | Abu Dhabi | ABU DHABI_Al Ras Al Akhdar | Etisalat | ETC | 2G-3G-4G | On Air | On Air | On Air | 361787.2513 | 1144061.9506 | AUH5507
AUH0437 | AUH5437 | AUHL0437 | Khalidiya Centre | Khalidiya Centre | On Air | 24.4745 | 54.3473 | IBS | Mall | SE | Abu Dhabi | ABU DHABI_Al Khalidiya | du | NSN | 2G-3G-4G | On Air | On Air | On Air | 61867.1217 | 103047.8551 | #N/A
SHJ0234 | SHJ5234 | SHJL0234 | Khalid Ghorair AlQubisi | Khalid Ghorair AlQubisi | On Air | 25.344180 | 55.3883 | IBS | Residential | NE | Sharjah | SHARJAH_AL NUD | du | W | 3G-4G |  | On Air | On Air | 291771.3767 | 464771.7 | SHJ5234
DXB0766 | DXB5766 |  | Khalid Al Attar | Khalid Al Attar | On Air | 25.2181 | 55.2787 | IBS | Residential | DXB | Dubai | DUBAI_TRADE CENTER FIRST | du | Huawei | 2G-3G | On Air | On Air |  | 523758.7555 | 0 | DXB5766
SHJ0013 | SHJ5013 | SHJL0013 | Khaleej Times Towers (Twin buildings) | Khaleej Times Towers (Twin buildings) | On Air | 25.3173 | 55.379 | IBS | Residential | NE | Sharjah | SHARJAH_AL MAMZAR | du | Huawei | 2G-3G-4G | On Air | On Air | On Air | 420894.6928 | 1560106.4 | SHJ5013
DXB0172 | DXB5172 | DXBL0172 | Kempinski Hotel | Kempinski Hotel | On Air | 25.1185 | 55.1977 | IBS | Hotel | DXB | Dubai | DUBAI_AL BARSHA FIRST | du | NSN | 2G-3G-4G | On Air | On Air | On Air | 830889.1504 | 3265451.2 | DXB5172
DXB0042 | DXB5042 |  | JW MARIOTT DUBAI | JW MARIOTT DUBAI | On Air | 25.2686 | 55.33 | IBS | Hotel | DXB | Dubai | DUBAI_AL MURAQQABAT | du | NSN | 2G-3G | On Air | On Air |  | 1274318.9095 | 0 | DXB5042
IDX5298 | IDX0298 | IDXL5298 | JVT School | JVT School | On Air | 25.047 | 55.1941 | IBS | University | DXB | Dubai | DUBAI_AL BARSHA SOUTH FIFTH (JUMEIRAH VILLAGE) | du | Huawei | 3G-4G |  | On Air | On Air | 84239.976 | 872653.3 | IDX0298
DXB0041 | DXB5041 |  | JUMEIRAH ROTANA HOTEL | JUMEIRAH ROTANA HOTEL | On Air | 25.2372 | 55.2743 | IBS | Hotel | DXB | Dubai | DUBAI_AL BADA (AL BADAA) | du | NSN | 2G-3G | On Air | On Air |  | 89014.235 | 0 | DXB5041
DXB0118 | DXB5118 | DXBL0118 | Jumeirah Plaza | Jumeirah Plaza | On Air | 25.2295 | 55.2621 | IBS | Mall | DXB | Dubai | DUBAI_JUMEIRA FIRST | du | NSN | 2G-3G-4G | On Air | On Air | On Air | 284870.6999 | 1273269.8 | DXB5118
| IDX0890 | IDXL5890 | Jumeirah Open Beach Parking (Lamer Island) | Jumeirah Open Beach Parking (Lamer Island) | On Air | 25.2315 | 55.2601 |  | Car Park | DXB |  | DUBAI_JUMEIRA FIRST |  |  | 3G-4G |  | On Air | On Air | 254802.108 | 1692053.1 | IDX0890
DXB0417 | DXB5417 | DXBL0417 | Jumeirah Living World Trade Center Residence | Jumeirah Living World Trade Center Residence | On Air | 25.2267 | 55.2897 | IBS | Residential | DXB | Dubai | DUBAI_TRADE CENTER SECOND | du | Huawei | 2G-3G-4G | On Air | On Air | On Air | 267161.1465 | 1742364.5 | DXB5417
| DXB5417A |  | Jumeirah Living World Trade Center Residence | Jumeirah Living World Trade Center Residence | On Air | 25.2267 | 55.2897 | IBS | Commercial | DXB | Dubai | DUBAI_TRADE CENTER SECOND | du | Huawei | 3G |  | On Air |  | 162222.2923 | 0 | DXB5417A
| IDX0223 | IDXL5223 | Jumeirah Islands West - Dubai | Jumeirah Islands West - Dubai | On Air | 25.0621 | 55.1444 |  | Residential | DXB |  | DUBAI_Jumeirah Lakes Towers (JLT) |  |  | 3G-4G |  | On Air | On Air | 203105.0711 | 1935491.1 | IDX0223
DXB0040 | DXB5040 | DXBL0040 | Jumeirah Centre | Jumeirah Centre | On Air | 25.2307 | 55.2628 | IBS | Mall | DXB | Dubai | DUBAI_JUMEIRA FIRST | du | Comba | 2G-3G-4G | On Air | On Air | On Air | 214412.8462 | 827033.5 | DXB5040
DXB0165 | DXB5165 | DXBL0165 | Jumeirah Beach Village at JBR | Jumeirah Beach Village at JBR | On Air | 25.0764 | 55.1317 | IBS | Mall | DXB | Dubai | DUBAI_MARSA DUBAI | du | Huawei | 2G-3G-4G | On Air | On Air | On Air | 2168374.1871 | 9316770.6 | DXB5165
DXB0638 | DXB5638 |  | Jumeirah Beach Hotel - Sports Building | Jumeirah Beach Hotel | On Air | 25.1425 | 55.1918 | IBS | Hotel | DXB | Dubai | DUBAI_UMM SUQEIM THIRD | du | NSN | 2G-3G | On Air | On Air |  | 518349.9628 | 0 | DXB5638
DXB0739 | DXB5739 | DXBL0039 | Jumeirah Beach Hotel - Hotel Building | Jumeirah Beach Hotel | On Air | 25.1425 | 55.1918 | IBS | Hotel | DXB | Dubai | DUBAI_UMM SUQEIM THIRD | du | NSN | 2G-3G-4G | On Air | On Air | On Air | 186994.5995 | 3936764.4 | DXB5739
DXB0635 | DXB5635 |  | Jumeirah Beach Hotel - Conference Building | Jumeirah Beach Hotel | On Air | 25.1425 | 55.1918 | IBS | Hotel | DXB | Dubai | DUBAI_UMM SUQEIM THIRD | du | NSN | 2G-3G | On Air | On Air |  | 92898.13 | 0 | DXB5635
| IDX0590A | IDXL5590I | Jumeirah Al Naseem Hotel | Jumeirah Al Naseem Hotel | On Air | 25.1374 | 55.1876 | IBS | Hotel | DXB | Dubai | DUBAI_UMM SUQEIM THIRD | Etisalat | ETC | 3G-4G |  | On Air | On Air | 363133.2205 | 3210520 | IDX0590A
IDX5590 | IDX0590 | IDXL5590 | Jumeirah Al Naseem Hotel | Jumeirah Al Naseem Hotel | On Air | 25.1374 | 55.1876 | IBS | Hotel | DXB | Dubai | DUBAI_UMM SUQEIM THIRD | Etisalat | ETC | 2G-3G-4G | On Air | On Air | On Air | 329395.2308 | 1963335 | IDX0590
IDX5761 | IDX0761 | IDXL5761 | JSS Academy @ JVC | JSS Academy @ JVC | On Air | 25.066466 | 55.2045 | IBS | University | DXB | Dubai | DUBAI_AL BARSHA SOUTH FOURTH (JUMEIRAH VILLAGE SOUTH) | du | W | 3G-4G |  | On Air | On Air | 152228.561 | 524998.1 | IDX0761
DXB0364 | DXB5364 |  | JLT-W3-Liwa Heights | JLT-W3-Liwa Heights | On Air | 25.0774 | 55.1509 | IBS | Hotel | DXB | Dubai | DUBAI_Jumeirah Lakes Towers (JLT) | du | In House | 2G-3G | On Air | On Air |  | 963851.2898 | 0 | DXB5364
DXB0539 | DXB5539 | DXBL0539 | JLT-Silver Tower | JLT-Silver Tower | On Air | 25.0692 | 55.1436 | IBS | Commercial | DXB | Dubai | DUBAI_Jumeirah Lakes Towers (JLT) | du | MOTO | 2G-3G-4G | On Air | On Air | On Air | 471836.6554 | 2577734.2 | DXB5539
DXB0541 | DXB5541 |  | JLT-Plot # B-2 | JLT-Plot # B-2 | On Air | 25.0673 | 55.1383 | IBS | Residential | DXB | Dubai | DUBAI_Jumeirah Lakes Towers (JLT) | du | MOTO | 2G-3G | On Air | On Air |  | 1002271.1144 | 0 | DXB5541
DXB0538 | DXB5538 | DXBL0538 | JLT-Gold Tower | JLT-Gold Tower | On Air | 25.0693 | 55.1435 | IBS | Residential | DXB | Dubai | DUBAI_Jumeirah Lakes Towers (JLT) | du | MOTO | 2G-3G-4G | On Air | On Air | On Air | 453419.807 | 3013684.3 | DXB5538
DXB0754 | DXB5754 | DXBL0754 | JLT_Y1_Jumeirah Business Center 3 | JLT_Y1_Jumeirah Business Center 3 | On Air | 25.0782 | 55.154 | IBS | Commercial | DXB | Dubai | DUBAI_Jumeirah Lakes Towers (JLT) | du | In House | 2G-3G-4G | On Air | On Air | On Air | 561383.2807 | 2903413.4 | DXB5754
DXB0756 | DXB5756 | DXBL0756 | JLT_W1_Jumeirah Business Center 5 | JLT_W1_Jumeirah Business Center 5 | On Air | 25.0766 | 55.1498 | IBS | Commercial | DXB | Dubai | DUBAI_Jumeirah Lakes Towers (JLT) | du | In House | 2G-3G-4G | On Air | On Air | On Air | 615224.9917 | 3304450.5 | DXB5756
DXB0131 | DXB5131 | DXBL0131 | JLT_Tiffany Tower_Plot W2 | JLT_Tiffany Tower_Plot W2 | On Air | 25.0772 | 55.1498 | IBS | Commercial | DXB | Dubai | DUBAI_Jumeirah Lakes Towers (JLT) | du | Huawei | 2G-3G-4G | On Air | On Air | On Air | 654844.7535 | 3844108.4 | DXB5131
DXB0997 | DXB5997 | DXBL0997 | JLT_Pullman Hotel_Plot T3 | JLT_Pullman Hotel_Plot T3 | On Air | 25.0798 | 55.1501 | IBS | Hotel | DXB | Dubai | DUBAI_Jumeirah Lakes Towers (JLT) | du | In House | 2G-3G-4G | On Air | On Air | On Air | 680698.1945 | 2121625.6 | DXB5997
DXB0378 | DXB5378 | DXBL0378 | JLT_Platinum Tower_Plot I2 | JLT_Platinum Tower_Plot I2 | On Air | 25.0694 | 55.143 | IBS | Commercial | DXB | Dubai | DUBAI_Jumeirah Lakes Towers (JLT) | du | MOTO | 2G-3G-4G | On Air | On Air | On Air | 875921.2073 | 3374196.9 | DXB5378
DXB0755 | DXB5755 | DXBL0755 | JLT_N3_Jumeirah Business Center 4 | JLT_N3_Jumeirah Business Center 4 | On Air | 25.0633 | 55.1384 | IBS | Commercial | DXB | Dubai | DUBAI_Jumeirah Lakes Towers (JLT) | du | In House | 2G-3G-4G | On Air | On Air | On Air | 413139.1741 | 1661150.3 | DXB5755
DXB0017 | DXB5017 | DXBL0017 | JLT_Global_Lake_View | JLT_Global_Lake_View | On Air | 25.0712 | 55.1417 | IBS | Residential | DXB | Dubai | DUBAI_Jumeirah Lakes Towers (JLT) | du | In House | 2G-3G-4G | On Air | On Air | On Air | 673089.9648 | 2215451.9 | DXB5017
DXB0333 | DXB5333 | DXBL0333 | JLT_Dubai Arch_Plot A3 (Previously Lakeside Residence) | JLT_Dubai Arch_Plot A3 (Previously Lakeside Residence) | On Air | 25.0665 | 55.1382 | IBS | Commercial | DXB | Dubai | DUBAI_Jumeirah Lakes Towers (JLT) | du | Huawei | 2G-3G-4G |  | On Air | On Air | 287576.4047 | 3267740.2 | DXB5333
DXB0948 | DXB5948 | DXBL0948 | JLT_Al Nahda Tower 2_Plot X2 (Jumeirah Bay) | JLT_Al Nahda Tower 2_Plot X2 (Jumeirah Bay) | On Air | 25.0797 | 55.153 | IBS | Commercial | DXB | Dubai | DUBAI_Jumeirah Lakes Towers (JLT) | du | Huawei | 2G-3G-4G | On Air | On Air | On Air | 468701.0901 | 2887376.3 | DXB5948
DXB0965 | DXB5965 | DXBL0965 | JLT_Al Nahda Tower 1_Plot X1 (Jumeirah Bay) | JLT_Al Nahda Tower 1_Plot X1 (Jumeirah Bay) | On Air | 25.0803 | 55.1524 | IBS | Residential | DXB | Dubai | DUBAI_Jumeirah Lakes Towers (JLT) | du | Huawei | 2G-3G-4G | On Air | On Air | On Air | 650878.8578 | 2998138.5 | DXB5965
DXB0363 | DXB5363 | DXBL0363 | JLT -PH1 - A2 (Laguna Tower) | JLT -PH1 - A2 (Laguna Tower) | On Air | 25.0662 | 55.1379 | IBS | Hotel | DXB | Dubai | DUBAI_Jumeirah Lakes Towers (JLT) | du | In House | 2G-3G-4G | On Air | On Air | On Air | 505394.1621 | 1846824.7 | DXB5363
DXB0472 | DXB5472 |  | JLT Armada Tower 2 Plot P2 | JLT Armada Tower 2 Plot P2 | On Air | 25.0748 | 55.1456 | IBS | Residential | DXB | Dubai | DUBAI_Jumeirah Lakes Towers (JLT) | Etisalat | ETC | 2G-3G | On Air | On Air |  | 1188351.6669 | 0 | DXB5472
DXB0471 | DXB5471 | DXBL0471 | JLT Armada Tower 1 Plot P1 | JLT Armada Tower 1 Plot P1 | On Air | 25.0748 | 55.1447 | IBS | Residential | DXB | Dubai | DUBAI_Jumeirah Lakes Towers (JLT) | Etisalat | ETC | 2G-3G-4G | On Air | On Air | On Air | 698187.7173 | 1276201.1 | DXB5471
DXB0508 | DXB5508 | DXBL0508 | JLT Al Nahda Tower 3 (Plot X3) | JLT Al Nahda Tower 3 (Plot X3) | On Air | 25.0801 | 55.1533 | IBS | Commercial | DXB | Dubai | DUBAI_Jumeirah Lakes Towers (JLT) | du | Huawei | 2G-3G-4G | On Air | On Air | On Air | 537199.3278 | 1622628.1 | DXB5508
IDX5523 | IDX0523 | IDXL5523 | JLT - Y2 Lake Shore Tower | JLT - Y2 Lake Shore Tower | On Air | 25.0785 | 55.1532 | IBS | Residential | DXB | Dubai | DUBAI_Jumeirah Lakes Towers (JLT) | du | T | 3G-4G |  | On Air | On Air | 511196.45 | 2465693 | IDX0523
DXB0822 | DXB5822 |  | JLT - V1_Jumeirah Business Center 2 | JLT - V1_Jumeirah Business Center 2 | On Air | 25.0779 | 55.1516 | IBS | Commercial | DXB | Dubai | DUBAI_Jumeirah Lakes Towers (JLT) | du | Mitech | 2G-3G | On Air | On Air |  | 833343.6457 | 0 | DXB5822
IDX5559 | IDX0559 | IDXL5559 | JLT - U1 Seef Tower II | JLT - U1 Seef Tower II | On Air | 25.0796 | 55.1508 | IBS | Residential | DXB | Dubai | DUBAI_Jumeirah Lakes Towers (JLT) | du | T | 3G-4G |  | On Air | On Air | 287758.197 | 1470715.1 | IDX0559
DXB0324 | DXB5324 | DXBL0324 | JLT - THE PALLADIUM - (PLOT # C3) | JLT - THE PALLADIUM - (PLOT # C3) | On Air | 25.0697 | 55.1395 | IBS | Commercial | DXB | Dubai | DUBAI_Jumeirah Lakes Towers (JLT) | du | NSN | 2G-3G-4G | On Air | On Air | On Air | 473037.0412 | 1379815.8 | DXB5324
IDX5020 | IDX0020 | IDXL5020 | JLT - T1 Fortune Executive Tower | JLT - T1 Fortune Executive Tower | On Air | 25.079 | 55.1494 | IBS | Commercial | DXB | Dubai | DUBAI_Jumeirah Lakes Towers (JLT) | du | Huawei | 2G-3G-4G | On Air | On Air | On Air | 345674.1136 | 2084215.9 | IDX0020
DXB0551 | DXB5551 | DXBL0551 | JLT - Saba Tower II - (PLOT # Q3) | JLT - Saba Tower II - (PLOT # Q3) | On Air | 25.0769 | 55.1461 | IBS | Residential | DXB | Dubai | DUBAI_Jumeirah Lakes Towers (JLT) | du | In House | 2G-3G-4G | On Air | On Air | On Air | 560961.311 | 1962407 | DXB5551
DXB0554 | DXB5554 | DXBL0554 | JLT - Saba Tower I (PLOT # E3) | JLT - Saba Tower I (PLOT # E3) | On Air | 25.0723 | 55.1414 | IBS | Commercial | DXB | Dubai | DUBAI_Jumeirah Lakes Towers (JLT) | du | MOTO | 2G-3G-4G | On Air | On Air | On Air | 372128.0242 | 1442405 | DXB5554
IDX5050 | IDX0050 | IDXL5050 | JLT - Q2 Dubai Gate 1 | JLT - Q2 Dubai Gate 1 | On Air | 25.0761 | 55.1463 | IBS | Residential | DXB | Dubai | DUBAI_Jumeirah Lakes Towers (JLT) | du | NSN | 2G-3G-4G | On Air | On Air | On Air | 821161.6991 | 3805518.9 | IDX0050
DXB0556 | DXB5556 | DXBL0556 | JLT - PLOT # O2 | JLT - PLOT # O2 | On Air | 25.0739 | 55.1442 | IBS | Commercial | DXB | Dubai | DUBAI_Jumeirah Lakes Towers (JLT) | du | MOTO | 2G-3G-4G | On Air | On Air | On Air | 355869.5306 | 2491643.7 | DXB5556
DXB0944 | DXB5944 | DXBL0944 | JLT - One Lake Plaza Plot T2 | JLT - One Lake Plaza Plot T2 | On Air | 25.0787 | 55.1502 | IBS | Commercial | DXB | Dubai | DUBAI_Jumeirah Lakes Towers (JLT) | du | Huawei | 2G-3G-4G | On Air | On Air | On Air | 579766.7333 | 2105441.7 | DXB5944
DXB0344 | DXB5344 | DXBL0344 | JLT - O1 Reef Tower | JLT - O1 Reef Tower | On Air | 25.074 | 55.1431 | IBS | Commercial | DXB | Dubai | DUBAI_Jumeirah Lakes Towers (JLT) | du | NSN | 2G-3G-4G | On Air | On Air | On Air | 231101.8383 | 1623928.4 | DXB5344
DXB0885 | DXB5885 | DXBL0885 | JLT - Mazaya Business Avenue (Plot PH2-BB2) | JLT - Mazaya Business Avenue (Plot PH2-BB2) | On Air | 25.0695 | 55.1462 | IBS | Commercial | DXB | Dubai | DUBAI_Jumeirah Lakes Towers (JLT) | du | Mitech | 2G-3G-4G | On Air | On Air | On Air | 790727.8539 | 3611171 | DXB5885
DXB0884 | DXB5884 | DXBL0884 | JLT - Mazaya Business Avenue (Plot PH2-BB1) | JLT - Mazaya Business Avenue (Plot PH2-BB1) | On Air | 25.0685 | 55.1455 | IBS | Commercial | DXB | Dubai | DUBAI_Jumeirah Lakes Towers (JLT) | du | Mitech | 2G-3G-4G | On Air | On Air | On Air | 1114800.5189 | 4352960.8 | DXB5884
DXB0883 | DXB5883 | DXBL0883 | JLT - Mazaya Business Avenue (Plot PH2-AA1) | JLT - Mazaya Business Avenue (Plot PH2-AA1) | On Air | 25.0677 | 55.1448 | IBS | Commercial | DXB | Dubai | DUBAI_Jumeirah Lakes Towers (JLT) | du | Mitech | 2G-3G-4G | On Air | On Air | On Air | 1164811.0021 | 3833719 | DXB5883
DXB0515 | DXB5515 | DXBL0515 | JLT - M1 HDS Business Tower | JLT - M1 HDS Business Tower | On Air | 25.0641 | 55.1382 | IBS | Commercial | DXB | Dubai | DUBAI_Jumeirah Lakes Towers (JLT) | du | In House | 3G-4G |  | On Air | On Air | 322444.5086 | 2216059.4 | DXB5515
DXB0482 | DXB5482 | DXBL0482 | JLT - J1 Goldcrest Views 2 | JLT - J1 Goldcrest Views 2 | On Air | 25.0668 | 55.1416 | IBS | Residential | DXB | Dubai | DUBAI_Jumeirah Lakes Towers (JLT) | du | NSN | 2G-3G-4G | On Air | On Air | On Air | 632520.5843 | 2757678.4 | DXB5482
DXB0361 | DXB5361 |  | JLT - Icon Tower 2 Plot L3 | JLT - Icon Tower 2 Plot L3 | On Air | 25.0651 | 55.1399 | IBS | Residential | DXB | Dubai | DUBAI_Jumeirah Lakes Towers (JLT) | du | NSN | 2G-3G | On Air | On Air |  | 409770.3747 | 0 | DXB5361
DXB0362 | DXB5362 | DXBL0362 | JLT - Icon Tower 1 Plot M3 | JLT - Icon Tower 1 Plot M3 | On Air | 25.0644 | 55.1385 | IBS | Residential | DXB | Dubai | DUBAI_Jumeirah Lakes Towers (JLT) | du | NSN | 2G-3G-4G | On Air | On Air | On Air | 317657.2453 | 1556591.4 | DXB5362
DXB0557 | DXB5557 | DXBL0557 | JLT - HDS Business Tower (PLOT # F2) | JLT - HDS Business Tower (PLOT # F2) | On Air | 25.0725 | 55.1428 | IBS | Commercial | DXB | Dubai | DUBAI_Jumeirah Lakes Towers (JLT) | du | Huawei | 2G-3G-4G | On Air | On Air | On Air | 621454.7076 | 3015399.2 | DXB5557
DXB0320 | DXB5320 |  | JLT - GREEN LAKES RESIDENTIAL DEV. - (PLOT # S3) | JLT - GREEN LAKES RESIDENTIAL DEV. - (PLOT # S3) | On Air | 25.0789 | 55.1486 | IBS | Residential | DXB | Dubai | DUBAI_Jumeirah Lakes Towers (JLT) | du | NSN | 2G-3G | On Air | On Air |  | 911930.4808 | 0 | DXB5320
DXB0319 | DXB5319 |  | JLT - GREEN LAKES RESIDENTIAL DEV. - (PLOT # S2) | JLT - GREEN LAKES RESIDENTIAL DEV. - (PLOT # S2) | On Air | 25.0783 | 55.1486 | IBS | Residential | DXB | Dubai | DUBAI_Jumeirah Lakes Towers (JLT) | du | NSN | 2G-3G | On Air | On Air |  | 600975.6951 | 0 | DXB5319
DXB0318 | DXB5318 |  | JLT - GREEN LAKES RESIDENTIAL DEV. - (PLOT # S1) | JLT - GREEN LAKES RESIDENTIAL DEV. - (PLOT # S1) | On Air | 25.0783 | 55.148 | IBS | Residential | DXB | Dubai | DUBAI_Jumeirah Lakes Towers (JLT) | du | NSN | 2G-3G | On Air | On Air |  | 718718.908 | 0 | DXB5318
DXB0902 | DXB5902 | DXBL0902 | JLT - G2 Jumeirah Business Center 1 | JLT - G2 Jumeirah Business Center 1 | On Air | 25.0709 | 55.1437 | IBS | Commercial | DXB | Dubai | DUBAI_Jumeirah Lakes Towers (JLT) | du | Huawei | 3G-4G |  | On Air | On Air | 588187.3572 | 3001241.4 | DXB5902
DXB0316 | DXB5316 | DXBL0316 | JLT - Fortune Tower Plot C1 | JLT - Fortune Tower Plot C1 | On Air | 25.0687 | 55.1388 | IBS | Commercial | DXB | Dubai | DUBAI_Jumeirah Lakes Towers (JLT) | du | MOTO | 2G-3G-4G | On Air | On Air | On Air | 367693.6063 | 1141859.8 | DXB5316
DXB0366 | DXB5366 | DXBL0366 | JLT - DUBAI ARCH - (PLOT # G1) | JLT - DUBAI ARCH - (PLOT # G1) | On Air | 25.0716 | 55.1437 | IBS | Residential | DXB | Dubai | DUBAI_Jumeirah Lakes Towers (JLT) | du | NSN | 2G-3G-4G | On Air | On Air | On Air | 594460.7439 | 4376352.9 | DXB5366
DXB0398 | DXB5398 | DXBL0398 | JLT - C2 Gold Crest Executives | JLT - C2 Gold Crest Executives | On Air | 25.0688 | 55.1399 | IBS | Commercial | DXB | Dubai | DUBAI_Jumeirah Lakes Towers (JLT) | Etisalat | ETC | 2G-3G-4G | On Air | On Air | On Air | 688543.2414 | 3871847.2 | DXB5398
DXB0553 | DXB5553 |  | JLT - ARMADA TOWER (PLOT # P3) | JLT - ARMADA TOWER (PLOT # P3) | On Air | 25.0758 | 55.145 | IBS | Residential | DXB | Dubai | DUBAI_Jumeirah Lakes Towers (JLT) | du | MOTO | 2G-3G | On Air | On Air |  | 526675.8835 | 0 | DXB5553
DXB0314 | DXB5314 |  | JLT - AL SHERAK (PLOT # E2) | JLT - AL SHERAK (PLOT # E2) | On Air | 25.0716 | 55.1419 | IBS | Residential | DXB | Dubai | DUBAI_Jumeirah Lakes Towers (JLT) | du | NSN | 2G-3G | On Air | On Air |  | 797923.552 | 0 | DXB5314
DXB0555 | DXB5555 | DXBL0555 | JLT - AL MAS TOWER | JLT - AL MAS TOWER | On Air | 25.0689 | 55.1411 | IBS | Commercial | DXB | Dubai | DUBAI_Jumeirah Lakes Towers (JLT) | Etisalat | ETC | 2G-3G-4G | On Air | On Air | On Air | 3175489.9648 | 4079807.4 | DXB5555
DXB0558 | DXB5558 |  | JLT - (PLOT # V3) | JLT - (PLOT # V3) | On Air | 25.078 | 55.152 | IBS | Residential | DXB | Dubai | DUBAI_Jumeirah Lakes Towers (JLT) | du | MOTO | 2G-3G | On Air | On Air |  | 686328.4417 | 0 | DXB5558
DXB0550 | DXB5550 |  | JLT - (PLOT # N2) | JLT - (PLOT # N2) | On Air | 25.0633 | 55.1377 | IBS | Residential | DXB | Dubai | DUBAI_Jumeirah Lakes Towers (JLT) | du | MOTO | 2G-3G | On Air | On Air |  | 1714603.8577 | 0 | DXB5550
DXB0312 | DXB5312 | DXBL0312 | JLT - SABA III (PLOT # Q1) + Lift Solution | JLT - SABA III (PLOT # Q1) + Lift Solution | On Air | 25.0763 | 55.1454 | IBS | Residential | DXB | Dubai | DUBAI_Jumeirah Lakes Towers (JLT) | du | T | 2G-3G-4G | On Air | On Air | On Air | 420980.2779 | 2377702.3 | DXB5312
IDX5438 | IDX0438 | IDXL5438 | JLT - MAG 214 (PLOT # R2) | JLT - MAG 214 (PLOT # R2) | On Air | 25.077 | 55.1477 | IBS | Residential | DXB | Dubai | DUBAI_Jumeirah Lakes Towers (JLT) | du | T | 3G-4G |  | On Air | On Air | 341327.2914 | 2706576.4 | IDX0438
DXB0310 | DXB5310 | DXBL0310 | JLT - GOLDCREST VIEWS-1(PLOT # V2) | JLT - GOLDCREST VIEWS-1(PLOT # V2) | On Air | 25.0782 | 55.1511 | IBS | Residential | DXB | Dubai | DUBAI_Jumeirah Lakes Towers (JLT) | du | NSN | 2G-3G-4G | On Air | On Air | On Air | 1359202.791 | 3855611.3 | DXB5310
DXB0360 | DXB5360 |  | JLT - AL WALEED PARADISE (PLOT # R1) | JLT - AL WALEED PARADISE (PLOT # R1) | On Air | 25.0773 | 55.1471 | IBS | Residential | DXB | Dubai | DUBAI_Jumeirah Lakes Towers (JLT) | du | NSN | 2G-3G | On Air | On Air |  | 1102668.8119 | 0 | DXB5360
DXB0181 | DXB5181 |  | Jewel Tower | Jewel Tower | On Air | 25.1023 | 55.1716 | IBS | Residential | DXB | Dubai | DUBAI_AL SAFOUH SECOND | du | In House | 2G-3G | On Air | On Air |  | 468602.1695 | 0 | DXB5181
DXB0662 | DXB5662 | DXBL0662 | Jebel Ali Golf resort & Spa | Jebel Ali Golf resort & Spa | On Air | 24.9876 | 55.023 | IBS | Hotel | DXB | Dubai | DUBAI_MENA JABAL ALI | Etisalat | Mitech/ETC | 2G-3G-4G | On Air | On Air | On Air | 107248.8025 | 308844.5 | DXB5662
DXB0427 | DXB5427 | DXBL0427 | JBR 07 Murjan Part-2 | JBR 07 Murjan Part-2 | On Air | 25.0825 | 55.1389 | IBS | Residential | DXB | Dubai | DUBAI_MARSA DUBAI | du | In House | 2G-3G-4G | On Air | Decomm |  | 115582.3034 | 0 | #N/A
DXB0426 | DXB5426 |  | JBR 06 Shams | JBR 06 Shams | On Air | 25.0773 | 55.1348 | IBS | Residential | DXB | Dubai | DUBAI_MARSA DUBAI | du | In House | 2G-3G | On Air | On Air |  | 409734.6702 | 0 | DXB5426
DXB0425 | DXB5425 | DXBL0425 | JBR 05 Amwaj | JBR 05 Amwaj | On Air | 25.0743 | 55.1316 | IBS | Residential | DXB | Dubai | DUBAI_MARSA DUBAI | du | In House | 2G-3G-4G | On Air | On Air | On Air | 523076.5093 | 2161192.1 | DXB5425
DXB0617 | DXB5617 | DXBL0617 | JBR 04_Sadaf6 | JBR 04_Sadaf6 | On Air | 25.0814 | 55.1384 | IBS | Residential | DXB | Dubai | DUBAI_MARSA DUBAI | du | In House | 2G-3G-4G | On Air | On Air | On Air | 1484346.9258 | 696695.3 | DXB5617
DXB0424 | DXB5424 | DXBL0424 | JBR 04_Sadaf3 | JBR 04_Sadaf3 | On Air | 25.0803 | 55.1381 | IBS | Residential | DXB | Dubai | DUBAI_MARSA DUBAI | du | In House | 2G-3G-4G | On Air | On Air |  | 587996.9317 | 0 | DXB5424
DXB0423 | DXB5423 | DXBL0423 | JBR 03 Bahar | JBR 03 Bahar | On Air | 25.0781 | 55.1358 | IBS | Residential | DXB | Dubai | DUBAI_MARSA DUBAI | du | In House | 2G-3G-4G | On Air | On Air |  | 1477364.6912 | 0 | DXB5423
DXB0422 | DXB5422 |  | JBR 02 Murjan Part-1 | JBR 02 Murjan Part-1 | On Air | 25.0826 | 55.1395 | IBS | Residential | DXB | Dubai | DUBAI_MARSA DUBAI | du | In House | 2G-3G | On Air | Decomm |  | 151130.1036 | 0 | #N/A
DXB0421 | DXB5421 | DXBL0421 | JBR 01 Rimal | JBR 01 Rimal | On Air | 25.0766 | 55.134 | IBS | Residential | DXB | Dubai | DUBAI_MARSA DUBAI | du | In House | 2G-3G-4G | On Air | On Air | On Air | 978675.3421 | 2076216.8 | DXB5421
IDX5674 | IDX0674 | IDXL5674 | Jannah Place 2 Hotel | Jannah Place 2 Hotel | On Air | 25.0689 | 55.1305 | IBS | Hotel | DXB | Dubai | DUBAI_MARSA DUBAI | du | W | 3G-4G |  | On Air | On Air | 53549.7031 | 149454.5 | IDX0674
IDX5021 | IDX0021 | IDXL5021 | Janah Place Hotel | Janah Place Hotel | On Air | 25.0696 | 55.133 | IBS | Hotel | DXB | Dubai | DUBAI_MARSA DUBAI | du | HW | 3G-4G |  | On Air | On Air | 69261.6402 | 124430.1 | IDX0021
IDX5237 | IDX0237 | IDXL5237 | JAFZA Convention Parking | JAFZA Convention | On Air | 24.9647 | 55.0807 |  | Commercial | DXB |  | DUBAI_MENA JABAL ALI |  |  | 3G-4G |  | On Air | On Air | 205890.2289 | 678829.1 | IDX0237
IDX5242 | IDX0242 | IDXL5242 | JAFZA Convention Office B1 | JAFZA Convention | On Air | 24.9647 | 55.0807 |  | Commercial | DXB |  | DUBAI_MENA JABAL ALI |  |  | 3G-4G |  | On Air | On Air | 290934.4373 | 2521643.1 | IDX0242
IDX5239 | IDX0239 | IDXL5239 | JAFZA Convention Halls | JAFZA Convention | On Air | 24.9647 | 55.0807 |  | Commercial | DXB |  | DUBAI_MENA JABAL ALI |  |  | 3G-4G |  | On Air | On Air | 66433.2051 | 260300.4 | IDX0239
IDX5240 | IDX0240 | IDXL5240 | JAFZA Convention Food Court and Office B2 | JAFZA Convention | On Air | 24.9647 | 55.0807 |  | Commercial | DXB |  | DUBAI_MENA JABAL ALI |  |  | 3G-4G |  | On Air | On Air | 160049.9005 | 655295.1 | IDX0240
DXB0984 | DXB5984 |  | JAFZA CM04 | JAFZA CM04 | On Air | 24.9805 | 55.0927 | IBS | Commercial | DXB | Dubai | DUBAI_JABAL ALI INDUSTRIAL SECOND (JABAL ALI INDUSTRIAL 2) | Etisalat | ETC | 2G-3G | On Air | On Air |  | 620438.6003 | 0 | DXB5984
DXB0983 | DXB5983 |  | JAFZA CM03 | JAFZA CM03 | On Air | 24.9812 | 55.0929 | IBS | Commercial | DXB | Dubai | DUBAI_JABAL ALI INDUSTRIAL SECOND (JABAL ALI INDUSTRIAL 2) | Etisalat | ETC | 2G-3G | On Air | On Air |  | 853980.9279 | 0 | DXB5983
DXB0982 | DXB5982 |  | JAFZA CM02 | JAFZA CM02 | On Air | 24.982 | 55.0932 | IBS | Commercial | DXB | Dubai | DUBAI_JABAL ALI INDUSTRIAL SECOND (JABAL ALI INDUSTRIAL 2) | Etisalat | ETC | 2G-3G | On Air | On Air |  | 619032.8299 | 0 | DXB5982
DXB0981 | DXB5981 |  | JAFZA CM01 | JAFZA CM01 | On Air | 24.9827 | 55.0934 | IBS | Commercial | DXB | Dubai | DUBAI_JABAL ALI INDUSTRIAL SECOND (JABAL ALI INDUSTRIAL 2) | Etisalat | ETC | 2G-3G | On Air | On Air |  | 306011.4482 | 0 | DXB5981
DXB0986 | DXB5986 |  | JAFZA 19 | JAFZA 19 | On Air | 24.9842 | 55.094 | IBS | Commercial | DXB | Dubai | DUBAI_JABAL ALI INDUSTRIAL SECOND (JABAL ALI INDUSTRIAL 2) | Etisalat | ETC | 2G-3G | On Air | On Air |  | 700651.0465 | 0 | DXB5986
DXB0985 | DXB5985 |  | JAFZA 18 | JAFZA 18 | On Air | 24.9838 | 55.0939 | IBS | Commercial | DXB | Dubai | DUBAI_JABAL ALI INDUSTRIAL SECOND (JABAL ALI INDUSTRIAL 2) | Etisalat | ETC | 2G-3G | On Air | On Air |  | 523451.6455 | 0 | DXB5985
IDX5604 | IDX0604 | IDXL5604 | JAFZA 17 | JAFZA 17 | On Air | 24.984241 | 55.0907 | IBS | Commercial | DXB | Dubai | DUBAI_MENA JABAL ALI | Etisalat | ETC | 3G-4G |  | On Air | On Air | 109636.6592 | 566679.2 | IDX0604
| IDX0603 | IDXL5603 | JAFZA 16 | JAFZA 16 | On Air | 24.986188 | 55.0911 |  | Commercial | DXB |  | DUBAI_MENA JABAL ALI |  |  |  |  | On Air | On Air | 139607.5336 | 327182.9 | IDX0603
IDX5190 | IDX0190 | IDXL5190 | J3 Mall Umm Sequim | J3 Mall Umm Sequim | On Air | 25.1471 | 55.2104 | IBS | Mall | DXB | Dubai | DUBAI_AL MANARA | du | Huawei | 2G-3G-4G | On Air | On Air | On Air | 367167.9006 | 1497941.6 | IDX0190
DXB0832 | DXB5832 | DXBL0832 | IT Plaza_DSO | IT Plaza_DSO | On Air | 25.1212 | 55.3982 | IBS | Commercial | DXB | Dubai | DUBAI_NADD HESSA (DUBAI SILICON OASIS) | du | NSN | 2G-3G-4G | On Air | On Air | On Air | 922645.5814 | 4645644.3 | DXB5832
IDX5657 | IDX0657 | IDXL5657 | Issa Al Khaily Hotel Tower @ BB | Issa Al Khaily Hotel Tower @ BB | On Air | 25.1825 | 55.2748 | IBS | Hotel | DXB | Dubai | DUBAI_BURJ KHALIFA (BUSINESS BAY) | du | T | 3G-4G |  | On Air | On Air | 50581.0661 | 258472.8 | IDX0657
DXB0974 | DXB5974 | DXBL0974 | I-Rise Tower | I-Rise Tower | On Air | 25.097 | 55.181 | IBS | Commercial | DXB | Dubai | DUBAI_AL THANYAH FIRST (AL SAFOUH THIRD) | du | Mitech | 2G-3G-4G | On Air | On Air | On Air | 946933.4674 | 4578401.1 | DXB5974
| IDX0479 | IDXL5479 | IRIS Bay @ BB |  | On Air | 25.1859 | 55.2602 |  | Commercial |  |  | DUBAI_BURJ KHALIFA (BUSINESS BAY) |  |  |  |  | On Air |  | 70138.9634 | 98772.8 | IDX0479
DXB0137 | DXB5137 | DXBL0137 | Iranian Hospital New Building | Iranian Hospital New Building | On Air | 25.2298 | 55.2691 | IBS | Hospital | DXB | Dubai | DUBAI_AL BADA (AL BADAA) | du | Huawei | 2G-3G-4G | On Air | On Air | On Air | 895506.5712 | 5327890.6 | DXB5137
DXB0867 | DXB5867 | DXBL0867 | Iranian Hospital Blocks 6-7 & Polyclinic | Iranian Hospital Blocks 6-7 & Polyclinic | On Air | 25.2312 | 55.2684 | IBS | Hospital | DXB | Dubai | DUBAI_JUMEIRA FIRST | du | Huawei | 2G-3G-4G | On Air | On Air | On Air | 138931.5461 | 503044.9 | DXB5867
DXB0336 | DXB5336 | DXBL0336 | International_City_CBD04 | International_City_CBD04 | On Air | 25.1658 | 55.4059 | IBS | Residential | DXB | Dubai | DUBAI_WARSAN FIRST | du | In House | 2G-3G-4G | On Air | On Air | On Air | 90978.0847 | 253577.6 | DXB5336
IDX5597 | IDX0597 | IDXL5597 | International School of Creative Sciences - Nad Al Sheba | International School of Creative Sciences - Nad Al Sheba | On Air | 25.1485 | 55.3782 | IBS | University | DXB | Dubai | DUBAI_NADD AL SHIBA THIRD | du | T | 3G-4G |  | On Air | On Air | 56643.2171 | 292005.2 | IDX0597
AUH0959 | AUH5959 | AUHL0959 | International Petroleum Investment Company HQ (IPIC) Tower | International Petroleum Investment Company HQ (IPIC) Tower | On Air | 24.4597 | 54.3909 | IBS | Commercial | SE | Abu Dhabi | ABU DHABI_Al Nahyan | Etisalat | ETC | 3G-4G |  | On Air | On Air | 332701.7469 | 1859680.0792 | AUH5959
DXB0918 | DXB5918 | DXBL0918 | International Modern Hospital | International Modern Hospital | On Air | 25.248796 | 55.2835 | IBS | Hospital | DXB | Dubai | DUBAI_AL RAFFA | du | NSN | 2G-3G-4G | On Air | On Air | On Air | 590348.7196 | 1810285.4 | DXB5918
DXB0520 | DXB5520 |  | Interiors Main Office | Interiors Main Office | On Air | 25.2472 | 55.3132 | IBS | Commercial | DXB | Dubai | DUBAI_AL KARAMA | du | Huawei | 2G-3G | On Air | On Air |  | 105698.1416 | 0 | DXB5520
DXB0791 | DXB5791 |  | Intercontinental Residence Suites | Intercontinental Residence Suites | On Air | 25.2322 | 55.3471 | IBS | Hotel | DXB | Dubai | DUBAI_AL KHEERAN (RAS AL HAMAR) | du | Mitech | 2G-3G | On Air | On Air |  | 541367.0382 | 0 | DXB5791
KFN0707 | KFN5707 | KFNL0707 | Intercontinental Hotel and Resorts Fujairah | Intercontinental Hotel and Resorts Fujairah | On Air | 25.5048 | 56.3624 | IBS | Hotel | NE | Fujairah | FUJAIRAH_Dadna | Etisalat | ETC | 3G-4G |  | On Air | On Air | 489051.2927 | 447882.2 | KFN5707
DXB0567 | DXB5567 | DXBL0567 | InterContinental Hotel - DFC | InterContinental Hotel - DFC | On Air | 25.2233 | 55.3497 | IBS | Hotel | DXB | Dubai | DUBAI_AL KHEERAN (RAS AL HAMAR) | du | Mitech | 2G-3G-4G | On Air | On Air | On Air | 1579904.9309 | 1888764 | DXB5567
DXB0036 | DXB5036 |  | Inter-Continental Dubai Hotel | Inter-Continental Dubai Hotel | On Air | 25.2651 | 55.3102 | IBS | Hotel | DXB | Dubai | DUBAI_AL RIGGA | du | NSN | 2G-3G | On Air | On Air |  | 911007.0006 | 0 | DXB5036
AUH0541 | AUH5541 | AUHL0541 | Injazat Data Center | Injazat Data Center | On Air | 24.3183 | 54.5548 | IBS | Commercial | SE | Abu Dhabi | ABU DHABI_Mohammed Bin Zayed City | Etisalat | ETC | 2G-3G-4G | On Air | On Air | On Air | 940043.4743 | 3948241.2042 | AUH5541
IDX5383 | IDX0383 | IDXL5383 | Injaz Building @ DMC | Injaz Building @ DMC | On Air | 25.1037 | 55.1678 | IBS | Commercial | DXB | Dubai | DUBAI_AL SAFOUH SECOND | du | Huawei | 3G-4G |  | On Air | On Air | 166690.454 | 1329971.3 | IDX0383
DXB0322 | DXB5322 |  | Indigo Icon Tower | Indigo Icon Tower | On Air | 25.0725 | 55.1434 | IBS | Commercial | DXB | Dubai | DUBAI_Jumeirah Lakes Towers (JLT) | du | In House | 2G-3G | On Air | On Air |  | 1157098.7449 | 0 | DXB5322
DXB0294 | DXB5294 | DXBL0294 | Imperial Residence | Imperial Residence | On Air | 25.048 | 55.1956 | IBS | Residential | DXB | Dubai | DUBAI_AL BARSHA SOUTH FIFTH (JUMEIRAH VILLAGE) | du | Huawei | 2G-3G-4G |  | On Air | On Air | 646784.1391 | 5203391.2 | DXB5294
AAN0024 | AAN5024 | AANL0024 | Imperial College London Diabetic Center | Imperial College London Diabetic Center | On Air | 24.1929 | 55.6464 | IBS | Hospital | SE | Abu Dhabi | ABU DHABI_AL MAQAM | du | NSN | 2G-3G-4G | On Air | On Air | On Air | 267927.1325 | 1329718.6824 | AAN5024
AUH0863 | AUH5863 | AUHL0863 | Imperial College London Diabetes Centre | Imperial College London Diabetes Centre | On Air | 24.4201 | 54.4283 | IBS | Hospital | SE | Abu Dhabi | ABU DHABI_Al Safarat | du | W | 3G-4G |  | On Air | On Air | 240527.3137 | 1449863.588 | AUH5863
SHJ0443 | SHJ5443 | SHJL0443 | iMall | iMall | On Air | 25.1513 | 56.3511 | IBS | Mall | NE | Sharjah | FUJAIRAH_Al Faseel - Al Sharia | du | T | 3G-4G |  | On Air | On Air | 29294.8012 | 103613.8 | SHJ5443
AUH0522 | AUH5522 | AUHL0522 | IKEA Stores - Yas Island | IKEA Stores - Yas Island | On Air | 24.4895 | 54.6115 | IBS | Mall | SE | Abu Dhabi | ABU DHABI_YAS ISLAND | Etisalat | ETC | 2G-3G-4G | On Air | On Air | On Air | 1818735.1328 | 1530960.5771 | AUH5522
DXB0111 | DXB5111 | DXBL0111 | IKEA Center | IKEA Center | On Air | 25.2235 | 55.3557 | IBS | Mall | DXB | Dubai | DUBAI_AL KHEERAN (RAS AL HAMAR) | du | NSN | 2G-3G-4G | On Air | On Air | On Air | 2201924.7777 | 13940271.1 | DXB5111
DXB0365 | DXB5365 |  | Icon Tower_ Tecom | Icon Tower_ Tecom | On Air | 25.0977 | 55.1742 | IBS | Commercial | DXB | Dubai | DUBAI_AL THANYAH FIRST (AL SAFOUH THIRD) | du | Huawei | 2G-3G | On Air | On Air |  | 519020.7843 | 0 | DXB5365
DXB0469 | DXB5469 | DXBL0469 | Ibn Sina Building | Ibn Sina Building | On Air | 25.2315 | 55.3264 | IBS | Hospital | DXB | Dubai | DUBAI_UMM HURAIR SECOND | du | Huawei | 2G-3G-4G | On Air | On Air | On Air | 440698.351 | 1883279.5 | DXB5469
DXB0035 | DXB5035 | DXBL0440 | Ibn Batuta Mall | Battuta | On Air | 25.0451 | 55.1207 | IBS | Mall | DXB | Dubai | DUBAI_Discovery Gardens | du | NSN | 2G-3G-4G | On Air | Decomm | Decomm | 191296.7165 | 1490967.8 | #N/A
| DXB5035E |  | Ibn Batuta Mall | Battuta | Decomm | 25.0451 | 55.1207 | IBS | Mall | DXB | Dubai | DUBAI_Discovery Gardens | du | NSN | 3G |  | Decomm |  | 373361.0949 | 0 | #N/A
| DXB5035D |  | Ibn Batuta Mall | Battuta | Decomm | 25.0451 | 55.1207 | IBS | Mall | DXB | Dubai | DUBAI_Discovery Gardens | du | NSN | 3G |  | Decomm |  | 218973.0171 | 0 | #N/A
| DXB5035C |  | Ibn Batuta Mall | Battuta | Decomm | 25.0451 | 55.1207 | IBS | Mall | DXB | Dubai | DUBAI_Discovery Gardens | du | NSN | 3G |  | Decomm |  | 172234.4956 | 0 | #N/A
| DXB5035A |  | Ibn Batuta Mall | Battuta | Decomm | 25.0451 | 55.1207 | IBS | Mall | DXB | Dubai | DUBAI_Discovery Gardens | du | NSN | 3G |  | Decomm |  | 41544.2808 | 0 | #N/A
| DXB5035B |  | Ibn Batuta Mall | Battuta | Decomm | 25.0451 | 55.1207 | IBS | Mall | DXB | Dubai | DUBAI_Discovery Gardens | du | NSN | 3G |  | Decomm |  | 19338.8894 | 0 | #N/A
| IDX0725 | IDXL5725 | Ibn Battuta Mall Passive_Right Wing | Battuta | On Air | 25.0475 | 55.1228 |  | Mall | DXB |  | DUBAI_Discovery Gardens |  |  |  |  | On Air | On Air | 2112851.9205 | 11762926.9 | IDX0725
| IDX0724 | IDXL5724 | Ibn Battuta Mall Passive_Middle Wing | Battuta | On Air | 25.0448 | 55.1204 |  | Mall | DXB |  | DUBAI_Discovery Gardens |  |  |  |  | On Air | On Air | 554791.6474 | 3579273.1 | IDX0724
| IDX0723 | IDXL5723 | Ibn Battuta Mall Passive_Left Wing | Battuta | On Air | 25.0424 | 55.1183 |  | Mall | DXB |  | DUBAI_Discovery Gardens |  |  |  |  | On Air | On Air | 3143934.1072 | 16244799 | IDX0723
IDX5199 | IDX0199 | IDXL5199 | Ibn Battuta Mall Extension C | Battuta | On Air | 25.0458 | 55.119 | IBS | Mall | DXB | Dubai | DUBAI_Discovery Gardens | du | NSN | 3G-4G |  | On Air | On Air | 945170.4426 | 3935122.6 | IDX0199
IDX5198 | IDX0198 | IDXL5198 | Ibn Battuta Mall Extension B | Battuta | On Air | 25.0458 | 55.1203 | IBS | Mall | DXB | Dubai | DUBAI_Discovery Gardens | du | NSN | 3G-4G |  | On Air | On Air | 422197.6541 | 1193188.8 | IDX0198
IDX5197 | IDX0197 | IDXL5197 | Ibn Battuta Mall Extension A | Battuta | On Air | 25.0445 | 55.119 | IBS | Mall | DXB | Dubai | DUBAI_Discovery Gardens | du | NSN | 3G-4G |  | On Air | On Air | 384880.5013 | 2044907.6 | IDX0197
DXB0191 | DXB5191 | DXBL0191 | IBM | IBM | On Air | 25.0927 | 55.1603 | IBS | Commercial | DXB | Dubai | DUBAI_AL SAFOUH SECOND | du | NSN | 2G-3G-4G | On Air | On Air | On Air | 85801.7344 | 523389.7 | DXB5191
DXB0071 | DXB5071 |  | IBIS Hotel | IBIS Hotel | On Air | 25.2228 | 55.2856 | IBS | Hotel | DXB | Dubai | DUBAI_TRADE CENTER SECOND | du | NSN | 2G-3G | On Air | On Air |  | 208643.4793 | 0 | DXB5071
DXB0640 | DXB5640 |  | IB Tower Business Bay | IB Tower Business Bay | On Air | 25.1781 | 55.2674 | IBS | Commercial | DXB | Dubai | DUBAI_BURJ KHALIFA (BUSINESS BAY) | du | NSN | 2G-3G | On Air | On Air |  | 880000.7274 | 0 | DXB5640
DXB0477 | DXB5477 | DXBL0477 | Hyperpanda DFC | Hyperpanda DFC | On Air | 25.2222 | 55.356 | IBS | Mall | DXB | Dubai | DUBAI_AL KHEERAN (RAS AL HAMAR) | Etisalat | ETC | 2G-3G-4G | On Air | On Air | On Air | 2269410.9824 | 12601380.1 | DXB5477
DXB0034 | DXB5034 | DXBL0034 | Hyatt Regency | Hyatt Regency | On Air | 25.2785 | 55.3044 | IBS | Hotel | DXB | Dubai | DUBAI_AL CORNICHE | du | NSN | 2G-3G-4G | On Air | On Air | On Air | 754152.4093 | 3437238.2 | DXB5034
IDX5150 | IDX0150 | IDXL5150 | Hyatt Palace Dubai / Al Rigga | Hyatt Palace Dubai / Al Rigga | On Air | 25.2625 | 55.3278 | IBS | Hotel | DXB | Dubai | DUBAI_AL MURAQQABAT | du | NSN | 2G-3G-4G | On Air | On Air |  | 743501.7217 | 0 | IDX0150
IDX5478 | IDX0478 | IDXL5478 | HSBC UAE @ DIC | HSBC UAE @ DIC | On Air | 25.0936 | 55.1565 | IBS | Commercial | DXB | Dubai | DUBAI_AL SAFOUH SECOND | du | W | 3G-4G |  | On Air | On Air | 500716.6388 | 3517504.2 | IDX0478
AUH0436 | AUH5436 | AUHL0436 | HSBC Building | HSBC Building | On Air | 24.4809 | 54.3613 | IBS | Commercial | SE | Abu Dhabi | ABU DHABI_Madinat Zayed(AD) | du | NSN | 2G-3G-4G | On Air | On Air | On Air | 166500.2021 | 228629.8309 | AUH5436
DXB0192 | DXB5192 |  | HP | HP | On Air | 25.0984 | 55.1636 | IBS | Commercial | DXB | Dubai | DUBAI_AL SAFOUH SECOND | du | NSN | 2G-3G | On Air | On Air |  | 544550.0025 | 0 | DXB5192
AJM0863 | AJM5863 | AJML0863 | Horizon Towers C&D | Horizon Towers | On Air | 25.3935 | 55.4552 | IBS | Residential | NE | Ajman | AJMAN_RASHIDEYA 1 | Etisalat | ETC | 2G-3G-4G | On Air | On Air | On Air | 3495982.2905 | 5956172.2 | AJM5863
AJM0864 | AJM5864 | AJML0864 | Horizon Towers A&B | Horizon Towers | On Air | 25.3943 | 55.4547 | IBS | Residential | NE | Ajman | AJMAN_RASHIDEYA 1 | Etisalat | ETC | 2G-3G-4G | On Air | On Air | On Air | 2776479.5 | 7196323.8 | AJM5864
IDX5497 | IDX0497 | IDXL5497 | Horizon Tower Dubai Marina | Horizon Tower Dubai Marina | On Air | 25.0718 | 55.1372 | IBS | Residential | DXB | Dubai | DUBAI_MARSA DUBAI | du | W | 2G-3G-4G |  | On Air | On Air | 361921.1692 | 2136945.5 | IDX0497
DXB0387 | DXB5387 | DXBL0387 | Holliday Inn Bur Dubai | Holliday Inn Bur Dubai | On Air | 25.2576 | 55.3043 | IBS | Hotel | DXB | Dubai | DUBAI_AL HAMRIYA | du | Huawei | 2G-3G-4G |  | On Air | On Air | 277131.1894 | 1552125.6 | DXB5387
DXB0405 | DXB5405 | DXBL0405 | Holiday Inn Hotel Jumeirah | Holiday Inn Hotel Jumeirah | On Air | 25.2428 | 55.2718 | IBS | Hotel | DXB | Dubai | DUBAI_MADINAT DUBAI AL MELAHEYAH (AL MINA) | du | Huawei | 2G-3G-4G | On Air | On Air | On Air | 75600.8224 | 375214.2 | DXB5405
| IDX0929 | IDXL5929 | Holiday Inn Hotel in DFC |  | On Air | 25.2217 | 55.3574 |  | Hotel | DXB |  | 0 |  |  |  |  | On Air | On Air | 153043.8818 | 853203.4 | IDX0929
AUH0495 | AUH5495 | AUHL0495 | Holiday Inn Hotel - Danet Abu Dhabi | Holiday Inn Hotel - Danet Abu Dhabi | On Air | 24.4287 | 54.4371 | IBS | Hotel | SE | Abu Dhabi | ABU DHABI_Al Zahra | Etisalat | ETC | 2G-3G-4G | On Air | On Air | On Air | 75463.9216 | 184289.0966 | AUH5495
| IDX0840 | IDXL5840 | Holiday Inn at Deira | Holiday Inn at Deira | On Air | 25.2634 | 55.3252 |  | Commercial | DXB |  | DUBAI_AL MURAQQABAT |  |  | 3G-4G |  | On Air | On Air | 222851.0722 | 853254.9 | IDX0840
DXB0033 | DXB5033 | DXBL0033 | HOLIDAY CENTER SHOPPING MALL | HOLIDAY CENTER SHOPPING MALL | On Air | 25.2207 | 55.2805 | IBS | Mall | DXB | Dubai | DUBAI_TRADE CENTER FIRST | du | NSN | 2G-3G-4G | On Air | On Air | On Air | 159388.6312 | 342391.8 | DXB5033
IDX5831 | IDX0831 | IDXL5831 | His Highness Dubai Ruler's Court (HHRC) (Government Information Resources Department) | His Highness Dubai Ruler's Court (HHRC) (Government Information Resources Department) | On Air | 25.2635 | 55.2979 | IBS | Government | DXB | Dubai | DUBAI_AL SOUQ AL KABEER | du | W | 3G-4G |  | On Air | On Air | 160672.8464 | 1336832.5 | IDX0831
IDX5294 | IDX0294 | IDXL5294 | His Highness Dubai Ruler's Court (HHRC) | His Highness Dubai Ruler's Court (HHRC) | On Air | 25.2644 | 55.2987 | IBS | Government | DXB | Dubai | DUBAI_AL SOUQ AL KABEER | du | NSN | 3G-4G |  | On Air | On Air | 73513.612 | 465032.7 | IDX0294
SHJ0186 | SHJ5186 | SHJL0186 | Hind Tower | Hind Tower | On Air | 25.3152 | 55.3778 | IBS | Residential | NE | Sharjah | SHARJAH_AL KHAN | du | NSN | 2G-3G-4G | On Air | On Air | On Air | 693167.5647 | 1731936.9 | SHJ5186
DXB0149 | DXB5149 | DXBL0149 | Hilton The Walk - JBR | Hilton The Walk - JBR | On Air | 25.0781 | 55.1348 | IBS | Hotel | DXB | Dubai | DUBAI_MARSA DUBAI | du | Huawei | 2G-3G-4G | On Air | On Air | On Air | 891514.8218 | 37375.2 | DXB5149
RAK0505 | RAK5505 |  | Hilton Ras Al Khaimah Resort & Spa | Hilton Ras Al Khaimah Resort & Spa | On Air | 25.8144 | 55.9576 | IBS | Hotel | NE | Ras Al Khaimah | RAS AL-KHAIMAH_MAIRID | du | Huawei | 2G-3G | On Air | On Air |  | 1167184.9559 | 0 | RAK5505
AUH0434 | AUH5434 | AUHL0434 | Hilton Hotel | Hilton Hotel | On Air | 24.4632 | 54.3263 | IBS | Hotel | SE | Abu Dhabi | ABU DHABI_Al Khebeirah | du | NSN | 2G-3G-4G | On Air | On Air | On Air | 370780.8091 | 829703.5343 | AUH5434
IDX5440 | IDX0440 | IDXL5440 | Hilton Garden Inn Al Barsha | Hilton Garden Inn Al Barsha | On Air | 25.116 | 55.1963 | IBS | Hotel | DXB | Dubai | DUBAI_AL BARSHA FIRST | Etisalat | ETC | 3G-4G |  | On Air | On Air | 276786.2668 | 652747.3 | IDX0440
IDX5444 | IDX0444 | IDXL5444 | Hilton Garden Inn - Al Muraqabat | Hilton Garden Inn - Al Muraqabat | On Air | 25.265 | 55.3298 | IBS | Hotel | DXB | Dubai | DUBAI_AL MURAQQABAT | du | T | 3G-4G |  | On Air | On Air | 124605.453 | 555448.6 | IDX0444
DXB0031 | DXB5031 | DXBL0031 | Hilton Dubai Jumeirah | Hilton Dubai Jumeirah | On Air | 25.0786 | 55.1346 | IBS | Hotel | DXB | Dubai | DUBAI_MARSA DUBAI | du | NSN | 2G-3G-4G | On Air | On Air | On Air | 439701.1862 | 1106479 | DXB5031
DXB0032 | DXB5032 | DXBL0032 | Hilton Dubai Creek | Hilton Dubai Creek | On Air | 25.2601 | 55.3181 | IBS | Hotel | DXB | Dubai | DUBAI_RIGGAT AL BUTEEN | du | NSN | 2G-3G-4G | On Air | On Air | On Air | 152712.9579 | 346092.3 | DXB5032
IDX5379 | IDX0379 | IDXL5379 | Hilton Double Tree Hotel Business Bay | Hilton Double Tree Hotel Business Bay | On Air | 25.1865 | 55.2804 | IBS | Hotel | DXB | Dubai | DUBAI_BURJ KHALIFA (BUSINESS BAY) | du | Huawei | 3G-4G |  | On Air | On Air | 400138.8802 | 2530776.1 | IDX0379
AAN0008 | AAN5008 | AANL0008 | Hilton Al Ain Hotel | Hilton Al Ain Hotel | On Air | 24.2074 | 55.7853 | IBS | Hotel | SE | Abu Dhabi | ABU DHABI_AL SAROOJ | du | NSN | 2G-3G-4G | On Air | On Air | On Air | 207355.1783 | 385444.5698 | AAN5008
IDX5162 | IDX0162 |  | Hilliana Tower | Hilliana Tower | On Air | 25.111 | 55.178 | IBS | Residential | DXB | Dubai | DUBAI_AL SAFOUH FIRST | du | Huawei | 3G |  | On Air |  | 367037.2961 | 0 | IDX0162
DXB0921 | DXB5921 | DXBL0921 | Highness Private Health Club | Highness Private Health Club | On Air | 25.1259 | 55.293 | IBS | Government | DXB | Dubai | DUBAI_WADI AL SAFA 3 (RANCHES) | du | Huawei | 2G-3G-4G | On Air | On Air | On Air | 29966.2238 | 74854.5 | DXB5921
AUH0548 | AUH5548 | AUHL0548 | Higher College for Women | Higher College for Women | On Air | 24.4779 | 54.3769 | IBS | University | SE | Abu Dhabi | ABU DHABI_Madinat Zayed(AD) | du | NSN | 2G-3G-4G | On Air | On Air | On Air | 538166.8685 | 962683.5831 | AUH5548
AUH0433 | AUH5433 | AUHL0433 | Higher College for Men | Higher College for Men | On Air | 24.4545 | 54.3989 | IBS | University | SE | Abu Dhabi | ABU DHABI_Al Nahyan | du | NSN | 2G-3G-4G | On Air | On Air | On Air | 309604.5676 | 549470.6877 | #N/A
AUH0552 | AUH5552 | AUHL0552 | High Court | High Court | On Air | 24.4621 | 54.3293 | IBS | Government | SE | Abu Dhabi | ABU DHABI_Al Khebeirah | du | NSN | 2G-3G-4G | On Air | On Air | On Air | 100414.844 | 290991.8888 | AUH5552
IDX5033 | IDX0033 | IDXL5033 | HH Sheikh Maktoum Villa at Palm Jumeirah | HH Sheikh Maktoum Villa at Palm Jumeirah | On Air | 25.1345 | 55.1338 | IBS | Residential | DXB | Dubai | DUBAI_NAKHLAT JUMEIRA (THE PALM JUMEIRAH) | Etisalat | ETC | 2G-3G-4G | On Air | On Air | On Air | 30.5707 | 406.7 | IDX0033
DXB0055 | DXB5055 | DXBL0055 | Heriott Watt University New Campus | Heriott Watt University New Campus | On Air | 25.129 | 55.4163 | IBS | University | DXB | Dubai | DUBAI_AL ROWAIYAH FIRST (800) | du | NSN | 2G-3G-4G | On Air | On Air | On Air | 234643.1802 | 1353552.1 | DXB5055
IDX5669 | IDX0669 | IDXL5669 | Hercules Tower | Hercules Tower | On Air | 25.0882 | 55.3031 | IBS | Residential | DXB | Dubai | DUBAI_WADI AL SAFA 3 (RANCHES) | du | W | 3G-4G |  | On Air | On Air | 171214.4443 | 1163103.8 | IDX0669
AUH0970 | AUH5970 | AUHL0970 | Healthpoint by Mubadala (aka. Arzanah Medical Complex) | Healthpoint by Mubadala (aka. Arzanah Medical Complex) | On Air | 24.4188 | 54.4529 | IBS | Hospital | SE | Abu Dhabi | ABU DHABI_Al Madina Al Riyadiya | Etisalat | ETC | 2G-3G-4G | On Air | On Air | On Air | 1008973.1044 | 4942618.4924 | AUH5970
AUH0659 | AUH5659 | AUHL0659 | Health Authority Abu Dhabi | Health Authority Abu Dhabi | On Air | 24.4231 | 54.4456 | IBS | Government | SE | Abu Dhabi | ABU DHABI_Al Madina Al Riyadiya | du | NSN | 3G-4G |  | On Air | On Air | 149727.8002 | 697060.8205 | AUH5659
DXB0113 | DXB5113 | DXBL0113 | Harvard Medical University | Harvard Medical University | On Air | 25.2326 | 55.3231 | IBS | University | DXB | Dubai | DUBAI_UMM HURAIR SECOND | du | In House | 2G-3G-4G | On Air | On Air | On Air | 473577.6592 | 1922303.2 | DXB5113
AUH0854 | AUH5854 | AUHL0854 | Hanging Garden tower | Hanging Garden tower | On Air | 24.4858 | 54.3595 | IBS | Commercial | SE | Abu Dhabi | ABU DHABI_Al Markaziyah | du | NSN | 2G-3G-4G | On Air | On Air | On Air | 108737.2551 | 190200.0275 | AUH5854
DXB0341 | DXB5341 | DXBL0341 | Hamsa Building | Hamsa Building | On Air | 25.2514 | 55.3086 | IBS | Commercial | DXB | Dubai | DUBAI_AL KARAMA | du | NSN | 2G-3G-4G | On Air | On Air | On Air | 722551.4346 | 2994708.1 | DXB5341
AUH0432 | AUH5432 | AUHL0432 | Hamdan Centre | Hamdan Centre | On Air | 24.4888 | 54.3624 | IBS | Mall | SE | Abu Dhabi | ABU DHABI_Al Markaziyah | du | NSN | 2G-3G-4G | On Air | On Air | On Air | 694496.4655 | 751188.1399 | AUH5432
DXB0877 | DXB5877 | DXBL0877 | Hamdan Bin Mohammed Smart University | Hamdan Bin Mohammed Smart University | On Air | 25.1045 | 55.3919 | IBS | Commercial | DXB | Dubai | DUBAI_AL ROWAIYAH SECOND (800) | du | Mitech | 2G-3G | On Air | On Air | On Air | 101774.8149 | 278040.8 | DXB5877
DXB0053 | DXB5053 | DXBL0053 | Habtoor Grand Resort and Spa | Habtoor Grand Resort and Spa | On Air | 25.0858 | 55.1411 | IBS | Hotel | DXB | Dubai | DUBAI_MARSA DUBAI | du | NSN | 2G-3G-4G | On Air | On Air | On Air | 915557.2126 | 132662.5 | DXB5053
DXB0072 | DXB5072 |  | Habtoor Grand Resort | Habtoor Grand Resort | On Air | 25.0862 | 55.1417 | IBS | Hotel | DXB | Dubai | DUBAI_MARSA DUBAI | du | NSN | 2G-3G | On Air | On Air |  | 266810.6345 | 0 | DXB5072
DXB0215 | DXB5215 | DXBL0215 | H.H.H.R Tower_Lower Part | H.H.H.R Tower | On Air | 25.2212 | 55.2806 | IBS | Commercial | DXB | Dubai | DUBAI_TRADE CENTER FIRST | Etisalat | ETC | 2G-3G | On Air | On Air |  | 1694067.897 | 0 | DXB5215
AUH0915 | AUH5915 | AUHL0915 | Guwaifath Port Security Police Section | Guwaifath Port Security Police Section | On Air | 24.1271 | 51.6232 | IBS | Government | SE | Abu Dhabi | ABU DHABI_BAYAH AL SILA | du | NSN | 3G |  | On Air | On Air | 0 | 10841.2998 | AUH5915
DXB0210 | DXB5210 |  | Gulf News Building, Near Al Safa Park, Sheikh Zayed Road 2nd interchange, Dubai | Gulf News Building, Near Al Safa Park, Sheikh Zayed Road 2nd interchange, Dubai | On Air | 25.1885 | 55.2535 | IBS | Commercial | DXB | Dubai | DUBAI_AL WASL | du | Alan Dick | 2G-3G | On Air | On Air |  | 498752.055 | 0 | DXB5210
DXB0243 | DXB5243 |  | Gulf Air Building,Salaheldien Road,opposite Reef Mall, Deira, Dubai | Gulf Air Building,Salaheldien Road,opposite Reef Mall, Deira, Dubai | On Air | 25.2707 | 55.3221 | IBS | Commercial | DXB | Dubai | DUBAI_AL MUTEENA | du | Alan Dick | 2G-3G | On Air | On Air |  | 548777.7897 | 0 | DXB5243
AUH0516 | AUH5516 | AUHL0516 | Guardian Tower 2 | Guardian Tower | On Air | 24.4315 | 54.4359 | IBS | Commercial | SE | Abu Dhabi | ABU DHABI_Al Zahra | Etisalat | ETC | 2G-3G-4G | On Air | On Air | On Air | 382882.326 | 1917836.6175 | AUH5516
AUH0515 | AUH5515 | AUHL0515 | Guardian Tower 1 | Guardian Tower | On Air | 24.4315 | 54.4352 | IBS | Commercial | SE | Abu Dhabi | ABU DHABI_Al Zahra | Etisalat | ETC | 2G-3G-4G | On Air | On Air | On Air | 245263.0354 | 787783.5605 | AUH5515
DXB0073 | DXB5073 | DXBL0073 | Grosvenor House West Marina Beach | Grosvenor House West Marina Beach | On Air | 25.0856 | 55.1439 | IBS | Hotel | DXB | Dubai | DUBAI_MARSA DUBAI | du | NSN | 2G-3G-4G | On Air | On Air | On Air | 704125.4198 | 3008329.9 | DXB5073
DXB0179 | DXB5179 | DXBL0179 | Grosvenor House 2 (GH2) | Grosvenor House 2 (GH2) | On Air | 25.0863 | 55.1434 | IBS | Hotel | DXB | Dubai | DUBAI_MARSA DUBAI | Etisalat | ETC | 2G-3G-4G | On Air | On Air | On Air | 470121.9769 | 1797128.1 | DXB5179
DXB0875 | DXB5875 |  | Grosvenor Business Tower_Tecom | Grosvenor Business Tower_Tecom | On Air | 25.0993 | 55.1779 | IBS | Commercial | DXB | Dubai | DUBAI_AL THANYAH FIRST (AL SAFOUH THIRD) | du | Comba | 2G-3G | On Air | On Air |  | 1408028.9462 | 0 | DXB5875
DXB0385 | DXB5385 | DXBL0385 | Grand Millennium Hotels and Resorts | Grand Millennium Hotels and Resorts | On Air | 25.2177 | 55.2785 | IBS | Hotel | DXB | Dubai | DUBAI_TRADE CENTER FIRST | du | NSN | 2G-3G-4G | On Air | On Air | On Air | 974304.2088 | 4022286.2 | DXB5385
IDX5618 | IDX0618 | IDXL5618 | Grand Midwest Reve Hotel Apartment @ Tecom | Grand Midwest Reve Hotel Apartment @ Tecom | On Air | 25.0978 | 55.1791 | IBS | Hotel | DXB | Dubai | DUBAI_AL THANYAH FIRST (AL SAFOUH THIRD) | du | W | 3G-4G |  | On Air | On Air | 113916.8758 | 782253.8 | IDX0618
IDX5625 | IDX0625 | IDXL5625 | Grand Midwest Hotels & Appartment | Grand Midwest Hotels & Appartment | On Air | 25.1114 | 55.1873 | IBS | Hotel | DXB | Dubai | DUBAI_AL BARSHA FIRST | du | W | 3G-4G |  | On Air | On Air | 380144.5616 | 2007100.6 | IDX0625
AAN0007 | AAN5007 | AANL0007 | Grand Mercure Hotel Al Ain | Grand Mercure Hotel Al Ain | On Air | 24.0779 | 55.7682 | IBS | Hotel | SE | Abu Dhabi | ABU DHABI_JEBEL HAFEET | du | NSN | 2G-3G-4G | On Air | On Air | On Air | 819897.5507 | 324521.8087 | AAN5007
DXB0805 | DXB5805 | DXBL0805 | Grand Mellinium Towers Hotel Dubai | Grand Mellinium Towers Hotel Dubai | On Air | 25.1014 | 55.1775 | IBS | Hotel | DXB | Dubai | DUBAI_AL THANYAH FIRST (AL SAFOUH THIRD) | du | Mitech | 2G-3G-4G | On Air | On Air | On Air | 1214706.5806 | 3253850.9 | DXB5805
| AJM5940 | AJML0940 | Grand Mall Ajman | Grand Mall Ajman | On Air | 25.3924 | 55.4389 |  | Commercial & Residential | NE |  | AJMAN_RASHIDEYA 3 |  |  | 3G-4G |  | On Air | On Air | 308606.1112 | 1297345.9 | AJM5940
AJM0941 | AJM5941 | AJML0941 | Grand Mall Residence & office bldg. | Grand Mall Ajman | On Air | 25.3924 | 55.4389 |  | Commercial & Residential | NE |  | AJMAN_RASHIDEYA 3 |  |  | 3G-4G |  | On Air | On Air | 691609.4954 | 4778257.2 | AJM5941
DXB0109 | DXB5109A | DXBL0109I | Grand Hyatt Tower 2 | Grand Hyatt | On Air | 25.2282 | 55.3279 | IBS | Hotel | DXB | Dubai | DUBAI_UMM HURAIR SECOND | du | NSN | 2G-3G-4G | On Air | On Air | On Air | 1681979.113 | 2927768.1 | DXB5109A
|  | DXBL0109II | Grand Hyatt Tower 2 | Grand Hyatt | On Air | 25.2282 | 55.3279 | IBS | Hotel | DXB | Dubai | DUBAI_UMM HURAIR SECOND | du | NSN | 4G |  |  | On Air | 0 | 1003859.3 | #N/A | DXBL0109II
| DXB5109B |  | Grand Hyatt Tower 2 | Grand Hyatt | On Air | 25.2282 | 55.3279 | IBS | Hotel | DXB | Dubai | DUBAI_UMM HURAIR SECOND | du | NSN | 3G |  | On Air |  | 365793.621 | 0 | DXB5109B
DXB0108 | DXB5108A |  | Grand Hyatt Tower 1 | Grand Hyatt | On Air | 25.229 | 55.3279 | IBS | Hotel | DXB | Dubai | DUBAI_UMM HURAIR SECOND | du | NSN | 2G-3G | On Air | On Air |  | 237250.6859 | 0 | DXB5108A
| DXB5108B |  | Grand Hyatt Tower 1 | Grand Hyatt | On Air | 25.229 | 55.3279 | IBS | Hotel | DXB | Dubai | DUBAI_UMM HURAIR SECOND | du | NSN | 2G-3G-4G |  | On Air |  | 24598.8107 | 0 | DXB5108B
AUH0451 | AUH5451 | AUHL0451 | Grand Hotel | Grand Hotel | On Air | 24.4929 | 54.3662 | IBS | Hotel | SE | Abu Dhabi | ABU DHABI_Al Markaziyah | du | NSN | 2G-3G-4G | On Air | On Air | On Air | 42867.6685 | 212079.0419 | AUH5451
DXB0978 | DXB5978 |  | Grand Excelsior Hotel | Grand Excelsior Hotel | On Air | 25.1118 | 55.2034 | IBS | Hotel | DXB | Dubai | DUBAI_AL BARSHA FIRST | du | Huawei | 3G |  | On Air |  | 178040.8811 | 0 | DXB5978
IDX5158 | IDX0158 | IDXL5158 | Grand City Mall | Grand City Mall | On Air | 25.1285 | 55.2323 | IBS | Mall | DXB | Dubai | DUBAI_AL QOUZE IND.FOURTH (AL QUOZ IND. FOURTH) | du | NSN | 2G-3G-4G | On Air | On Air | On Air | 457879.8879 | 2073743.2 | IDX0158
| IDX0844 | IDXL5844 | Goshi Tower @ Dubailand | Goshi Tower @ Dubailand | On Air | 25.0919 | 55.3835 |  | Residential | DXB |  | DUBAI_WADI AL SAFA 5 (DUBAI LAND) |  |  |  |  | On Air | On Air | 92840.576 | 895268.6 | IDX0844
DXB0851 | DXB5851 |  | Golf Tower C & Canal Villas | Golf Tower | On Air | 25.0921 | 55.1689 | IBS | Residential | DXB | Dubai | DUBAI_AL THANYAH THIRD (EMIRATES HILL SECOND) | Etisalat | ETC | 2G-3G | On Air | On Air |  | 82979.8154 | 0 | DXB5851
DXB0848 | DXB5848 |  | Golf Tower B - Greens | Golf Tower | On Air | 25.0915 | 55.1685 | IBS | Residential | DXB | Dubai | DUBAI_AL THANYAH THIRD (EMIRATES HILL SECOND) | Etisalat | ETC | 2G-3G | On Air | On Air |  | 306751.37 | 0 | DXB5848
DXB0849 | DXB5849 |  | Golf Tower A - Greens | Golf Tower | On Air | 25.0924 | 55.1685 | IBS | Residential | DXB | Dubai | DUBAI_AL THANYAH THIRD (EMIRATES HILL SECOND) | Etisalat | ETC | 2G-3G | On Air | On Air |  | 595943.2477 | 0 | DXB5849
IDX5475 | IDX0475 | IDXL5475 | Goldline Residence & Commercial | Goldline Residence & Commercial | On Air | 25.1816 | 55.2786 | IBS | Commercial | DXB | Dubai | DUBAI_BURJ KHALIFA (BUSINESS BAY) | du | W | 3G-4G |  | On Air | On Air | 62764.2517 | 621123.8 | IDX0475
RAK0536 | RAK5536 |  | Golden Tulip Khatt Springs Hotel | Golden Tulip Khatt Springs Hotel | On Air | 25.6165 | 56.0136 | IBS | Hotel | NE | Ras Al Khaimah | RAS AL-KHAIMAH_KHATT | du | Huawei | 2G-3G | On Air | On Air |  | 420714.5326 | 0 | RAK5536
AUH0717 | AUH5717 | AUHL0717 | Golden Tulip Al Jazira Hotel and Resort | Golden Tulip Al Jazira Hotel and Resort | On Air | 24.8576 | 54.8965 | IBS | Hotel | SE | Abu Dhabi | ABU DHABI_AL JARF (HIZAM AL GHABAT) | du | NSN | 2G-3G-4G |  | On Air | On Air | 73312.0278 | 343375.7598 | AUH5717
AUH0428 | AUH5428 | AUHL0428 | Golden Tower (Previously known as Lifeline Hospital) | Golden Tower (Previously known as Lifeline Hospital) | On Air | 24.4878 | 54.365 | IBS | Hospital | SE | Abu Dhabi | ABU DHABI_Al Markaziyah | du | Huawei | 2G-3G-4G | On Air | On Air | On Air | 253456.1743 | 1029069.9174 | AUH5428
DXB0614 | DXB5614 | DXBL0614 | Golden miles 1 (Bldg 4,5,6) | GOLDEN MILES | On Air | 25.1077 | 55.146 | IBS | Residential | DXB | Dubai | DUBAI_NAKHLAT JUMEIRA (THE PALM JUMEIRAH) | du | MOTO | 2G-3G-4G | On Air | On Air | On Air | 3530822.6753 | 23676.3 | DXB5614
DXB0495 | DXB5495 | DXBL0495 | GOLDEN MILES 1 (BLDG 1, 2, 3) | GOLDEN MILES | On Air | 25.106 | 55.1482 | IBS | Residential | DXB | Dubai | DUBAI_NAKHLAT JUMEIRA (THE PALM JUMEIRAH) | du | MOTO | 2G-3G-4G | On Air | On Air | On Air | 1398786.0865 | 4194461.7 | DXB5495
IDX5654 | IDX0654 | IDXL5654 | Golden Mile 3 @ Palm Jumeirah | GOLDEN MILES | On Air | 25.1127 | 55.1397 | IBS | Residential | DXB | Dubai | DUBAI_NAKHLAT JUMEIRA (THE PALM JUMEIRAH) | du | W | 3G-4G |  | On Air | On Air | 128358.9026 | 339271.9 | IDX0654
DXB0496 | DXB5496 | DXBL0496 | Golden Mile 2 | GOLDEN MILES | On Air | 25.1117 | 55.1417 | IBS | Residential | DXB | Dubai | DUBAI_NAKHLAT JUMEIRA (THE PALM JUMEIRAH) | du | MOTO | 2G-3G-4G | On Air | On Air | On Air | 1660476.5553 | 5745203.6 | DXB5496
DXB0571 | DXB5571 | DXBL0571 | Gloria Yassat Hotel Apartments | Gloria Yassat Hotel Apartments | On Air | 25.101 | 55.1739 | IBS | Commercial | DXB | Dubai | DUBAI_AL THANYAH FIRST (AL SAFOUH THIRD) | Etisalat | ETC | 2G-3G-4G | On Air | On Air | On Air | 1968378.7868 | 10297.9 | DXB5571
DXB0510 | DXB5510 | DXBL0510 | Gloria Hotel | Gloria Hotel | On Air | 25.1031 | 55.1729 | IBS | Hotel | DXB | Dubai | DUBAI_AL SAFOUH SECOND | Etisalat | ETC | 2G-3G-4G | On Air | On Air | On Air | 1026479.5838 | 6252677.9 | DXB5510
AUH0844 | AUH5844 | AUHL0844 | Gloria Downtown Hotel | Gloria Downtown Hotel | On Air | 24.493633 | 54.3669 | IBS | Hotel | SE | Abu Dhabi | ABU DHABI_Al Markaziyah | du | T | 3G-4G |  | On Air | On Air | 315436.8655 | 1366449.8141 | AUH5844
AUH0990 | AUH5990 | AUHL0990 | Glenelg School of Abu Dhabi (ADNOC) | Glenelg School of Abu Dhabi (ADNOC) | On Air | 23.8547 | 52.8068 | IBS | University | SE | Abu Dhabi | ABU DHABI_GHAYATHI | du | NSN | 2G-3G | On Air | On Air | On Air | 0 | 116756.0025 | AUH5990
AUH0919 | AUH5919 | AUHL0919 | Ghayathi Hotel Western Region | Ghayathi Hotel Western Region | On Air | 23.8568 | 52.8117 | IBS | Hotel | SE | Abu Dhabi | ABU DHABI_GHAYATHI | du | NSN | 3G-4G |  | On Air | On Air | 0 | 250624.5907 | AUH5919
AUH0893 | AUH5893 | AUHL0893 | Ghayathi Hospital - Al Gharbia Hospitals | Ghayathi Hospital - Al Gharbia Hospitals | On Air | 23.8702 | 52.8112 | IBS | Hospital | SE | Abu Dhabi | ABU DHABI_GHAYATHI | du | NSN | 2G-3G-4G | On Air | On Air | On Air | 0 | 321.3773 | AUH5893
IDX5258 | IDX0258 | IDXL5258 | Ghaya Grand Hotel_IMPZ | Ghaya Grand Hotel_IMPZ | On Air | 25.0338 | 55.2033 | IBS | Residential | DXB | Dubai | DUBAI_MEAISEM FIRST (JUMEIRAH GOLF ESTATE) | du | NSN | 3G-4G |  | On Air | On Air | 762071.7297 | 4654380.7 | IDX0258
IDX5439 | IDX0439 | IDXL5439 | German International School | German International School | On Air | 25.1074 | 55.4017 | IBS | University | DXB | Dubai | DUBAI_AL ROWAIYAH SECOND (800) | du | T | 3G-4G |  | On Air | On Air | 96871.1078 | 421058.4 | IDX0439
AUH0950 | AUH5950 | AUHL0950 | General Secretariat of the Executive Council | General Secretariat of the Executive Council | On Air | 24.4228 | 54.4479 | IBS | Government | SE | Abu Dhabi | ABU DHABI_Al Madina Al Riyadiya | du | NSN | 2G-3G-4G | On Air | On Air | On Air | 269909.2641 | 960626.4077 | AUH5950
NA | AUH5811G | AUHL0532II | General Pension and Social Security Authority | General Pension and Social Security Authority | On Air | 24.4207 | 54.4498 | ATOM | Government | SE | Abu Dhabi | ABU DHABI_Al Madina Al Riyadiya | du | Huawei | 3G-4G |  | On Air |  | 205626.0725 | 193451.9077 | AUH5811G
IDX5656 | IDX0656 | IDXL5656 | General Directorate of Residence & Foreigners Affairs - Al Aweer | General Directorate of Residence & Foreigners Affairs - Al Aweer | On Air | 25.1549 | 55.5112 | IBS | Government | DXB | Dubai | DUBAI_AL ROWAIYAH THIRD (800) | du | T | 3G-4G |  | On Air | On Air | 259073.5765 | 1190779.4 | IDX0656
IDX5567 | IDX0567 | IDXL5567 | GEMS Wellington Academy | GEMS Wellington Academy | On Air | 25.1234 | 55.254 | IBS | University | DXB | Dubai | DUBAI_HADAEQ SHEIKH MOHAMMED BIN RASHID (RANCHES) | du | T | 3G-4G |  | On Air | On Air | 61110.5942 | 501258 | IDX0567
IDX5589 | IDX0589 | IDXL5589 | Gems New Millenium School | Gems New Millenium School | On Air | 25.1238 | 55.2568 | IBS | Residential | DXB | Dubai | DUBAI_HADAEQ SHEIKH MOHAMMED BIN RASHID (RANCHES) | du | T | 3G-4G |  | On Air | On Air | 30506.1179 | 160808.7 | IDX0589
DXB0351 | DXB5351 | DXBL0351 | GEMS International School Al Khail | GEMS International School Al Khail | On Air | 25.1215 | 55.2556 | IBS | University | DXB | Dubai | DUBAI_HADAEQ SHEIKH MOHAMMED BIN RASHID (RANCHES) | du | Huawei | 3G-4G |  | On Air | On Air | 85722.2165 | 533578.9 | DXB5351
IDX5762 | IDX0762 | IDXL5762 | GEMS FirstPoint School @ The Villa – Block A, C & D | GEMS FirstPoint School @ The Villa – Block A, C & D | On Air | 25.0889 | 55.3755 | IBS | University | DXB | Dubai | DUBAI_WADI AL SAFA 5 (DUBAI LAND) | du | W | 3G-4G |  | On Air | On Air | 52722.8832 | 324107 | IDX0762
| IDX0135 | IDXL5135 | GE Building Lampsite Trial | GE Building Lampsite Trial | On Air | 25.1031 | 55.1676 | IBS | Commercial | DXB | Dubai | DUBAI_AL SAFOUH SECOND | du | Huawei | 3G-4G |  | On Air | On Air | 154547.2564 | 985767 | IDX0135
| IDX0738 | IDXL5738 | Gate Village 11 |  | On Air | 25.2145 | 55.2828 |  | Commercial | [7 empty] | On Air |  | 275.4813 | 976.9 | IDX0738
DXB0409 | DXB5409 | DXBL0409 | Garhoud Private Hospital | Garhoud Private Hospital | On Air | 25.2504 | 55.3427 | IBS | Hospital | DXB | Dubai | DUBAI_AL GARHOUD | du | NSN | 2G-3G-4G | On Air | On Air | On Air | 850077.6274 | 4676001.6 | DXB5409
DXB0027 | DXB5027A | DXBL0027 | Galleria Shopping Mall | Galleria Shopping Mall | On Air | 25.2788 | 55.3038 | IBS | Mall | DXB | Dubai | DUBAI_AL CORNICHE | du | NSN | 2G-3G-4G | On Air | On Air | On Air | 1219903.861 | 3412901.3 | DXB5027A
| DXB5027B |  | Galleria Shopping Mall | Galleria Shopping Mall | On Air | 25.2788 | 55.3038 | IBS | Mall | DXB | Dubai | DUBAI_AL CORNICHE | du | NSN | 3G |  | On Air |  | 253393.7581 | 0 | DXB5027B
DXB0253 | DXB5253 |  | Galadari Engineering Bldg., Dubai-Sharjah Rd. | Galadari Engineering Bldg., Dubai-Sharjah Rd. | On Air | 25.275 | 55.3476 | IBS | Commercial | DXB | Dubai | DUBAI_AL KHABAISI | du | Alan Dick | 2G-3G | On Air | On Air |  | 240705.072 | 0 | DXB5253
FUJ0607 | FUJ5607 |  | Fujeirah Tower | Fujeirah Tower | On Air | 25.1214 | 56.3334 | IBS | Commercial | NE | Fujairah | FUJAIRAH_MERAISHID - Town Center | du | NSN | 2G-3G | On Air | On Air |  | 220387.7824 | 0 | FUJ5607
FUJ0606 | FUJ5606 | FUJL0606 | Fujeirah Municipality | Fujeirah Municipality | On Air | 25.1264 | 56.3336 | IBS | Government | NE | Fujairah | FUJAIRAH_AL MUDHANNAB - Town Center | du | NSN | 2G-3G-4G | On Air | On Air | On Air | 83039.8146 | 370833.7 | FUJ5606
FUJ0601 | FUJ5601 | FUJL0601 | Fujeirah international Airport | Fujeirah international Airport | On Air | 25.1126 | 56.3336 | IBS | Airport | NE | Fujairah | FUJAIRAH_Fujairah Airport | du | NSN | 2G-3G-4G | On Air | On Air | On Air | 177642.9321 | 1503668.3 | FUJ5601
FUJ0622 | FUJ5622 | FUJL0622 | Fujeirah Hospital | Fujeirah Hospital | On Air | 25.1249 | 56.3148 | IBS | Hospital | NE | Fujairah | FUJAIRAH_Fujairah Rural | du | Huawei | 3G-4G |  | On Air | On Air | 1513066.3671 | 7282849.2 | FUJ5622
FUJ0621 | FUJ5621 | FUJL0621 | Fujeirah City Center | Fujeirah City Center | On Air | 25.1254 | 56.3015 | IBS | Mall | NE | Fujairah | FUJAIRAH_Fujairah Rural | Etisalat | ETC | 2G-3G-4G | On Air | On Air | On Air | 1144579.081 | 7810118.3 | FUJ5621
FUJ0619 | FUJ5619 | FUJL0619 | Fujairah Rotana Hotel & Resort | Fujairah Rotana Hotel & Resort | On Air | 25.5088 | 56.3634 | IBS | Hotel | NE | Fujairah | FUJAIRAH_Dadna | du | Huawei | 2G-3G-4G | On Air | On Air | On Air | 122618.3262 | 457012.1 | FUJ5619
FUJ0630 | FUJ5630 | FUJL0630 | Fujairah Millennium Hotel | Fujairah Millennium Hotel | On Air | 25.1231 | 56.3154 | IBS | Hotel | NE | Fujairah | FUJAIRAH_Fujairah Rural | Etisalat | ETC | 2G-3G-4G | On Air | On Air | On Air | 385411.581 | 361761.2 | FUJ5630
FUJ0629 | FUJ5629 | FUJL0629 | Fujairah Mall | Fujairah Mall | On Air | 25.1237 | 56.3155 | IBS | Mall | NE | Fujairah | FUJAIRAH_Fujairah Rural | Etisalat | ETC | 2G-3G-4G | On Air | On Air | On Air | 777916.9717 | 3261221.6 | FUJ5629
FUJ0641 | FUJ5641 | FUJL0641 | Fujairah Landmark Hotel | Fujairah Landmark Hotel | On Air | 25.137746 | 56.3539 | IBS | Hotel | NE | Fujeirah | FUJAIRAH_Al Faseel - Al Sharia | du | W | 2G-3G-4G | On Air | On Air | On Air | 127529.6121 | 689926.7 | FUJ5641
DXB0481 | DXB5481 | DXBL0481 | Four Seasons Jumeirah Beach | Four Seasons Jumeirah Beach | On Air | 25.2027 | 55.2397 | IBS | Hotel | DXB | Dubai | DUBAI_JUMEIRA SECOND | Etisalat | ETC | 2G-3G-4G | On Air | On Air | On Air | 1463189.3645 | 3919054.3 | DXB5481
AUH0474 | AUH5474 | AUHL0474 | Four Seasons Hotel Sowwah Island | Four Seasons Hotel Sowwah Island | On Air | 24.503 | 54.3876 | IBS | Hotel | SE | Abu Dhabi | ABU DHABI_AL MARYAH ISLAND | Etisalat | ETC | 2G-3G-4G | On Air | On Air | On Air | 503459.5814 | 1921836.1314 | AUH5474
IDX5290 | IDX0290 | IDXL5290 | Four Seasons Hotel DIFC | Four Seasons Hotel DIFC | On Air | 25.2127 | 55.2823 | IBS | Hotel | DXB | Dubai | DUBAI_ZAABEEL SECOND | Etisalat | ETC | 3G-4G |  | On Air | On Air | 863326.6624 | 190565.9 | IDX0290
NA | IDX0973D |  | Four Season Hotel Sea Fu | Four Seasons Jumeirah Beach | On Air | 25.2034 | 55.2389 | ATOM | Mall | DXB | Dubai | DUBAI_JUMEIRA SECOND | du | Huawei | 3G |  | On Air |  | 20013.5391 | 0 | IDX0973D
IDX5043 | IDX0043 |  | Fortune Boutique Hotel | Fortune Boutique Hotel | On Air | 25.2771 | 55.3145 | IBS | Hotel | DXB | Dubai | DUBAI_AL MURAR | du | Huawei | 2G-3G | On Air | On Air |  | 248318.0922 | 0 | IDX0043
SHJ0401 | SHJ5401 | SHJL0401 | Flower Tower | Flower Tower | On Air | 25.344 | 55.4019 | IBS | Residential | NE | Sharjah | SHARJAH_ABU SHUGHARA | du | Huawei | 2G-3G-4G | On Air | On Air | On Air | 316667.7432 | 771234.7 | SHJ5401
DXB0798 | DXB5798 |  | Flora Park Hotel | Flora Park Hotel | On Air | 25.2561 | 55.3288 | IBS | Hotel | DXB | Dubai | DUBAI_PORT SAEED | du | Mitech | 2G-3G | On Air | On Air |  | 153893.8335 | 0 | DXB5798
DXB0467 | DXB5467 |  | Flora Grand Hotel | Flora Grand Hotel | On Air | 25.2651 | 55.3224 | IBS | Hotel | DXB | Dubai | DUBAI_AL MURAQQABAT | du | Huawei | 2G-3G | On Air | On Air |  | 422486.9984 | 0 | DXB5467
DXB0799 | DXB5799 |  | Flora Creek Hotel | Flora Creek Hotel | On Air | 25.2534 | 55.3279 | IBS | Hotel | DXB | Dubai | DUBAI_PORT SAEED | du | Mitech | 2G-3G | On Air | On Air |  | 185682.7169 | 0 | DXB5799
IDX5801 | IDX0801 | IDXL5801 | Flora Al Barsha Hotel | Flora Al Barsha Hotel | On Air | 25.1175 | 55.196 |  | Hotel | DXB |  | DUBAI_AL BARSHA FIRST |  |  | 3G-4G |  | On Air | On Air | 115531.6971 | 699291.5 | IDX0801
AUH0727 | AUH5727 | AUHL0727 | First gulf bank building | First gulf bank building | On Air | 24.4905 | 54.3547 | IBS | Commercial | SE | Abu Dhabi | ABU DHABI_Al Markaziyah | du | NSN | 2G-3G-4G | On Air | On Air | On Air | 202807.451 | 995417.1827 | AUH5727
DXB0335 | DXB5335 |  | First Gulf Bank - ATKINs offices | First Gulf Bank - ATKINs offices | On Air | 25.2564 | 55.3028 | IBS | Commercial | DXB | Dubai | DUBAI_AL HAMRIYA | du | Huawei | 2G-3G | On Air | On Air |  | 740682.6282 | 0 | DXB5335
AUH0714 | AUH5714 | AUHL0714 | Finance House Office Tower | Finance House Office Tower | On Air | 24.4181 | 54.4428 | IBS | Commercial | SE | Abu Dhabi | ABU DHABI_Al Safarat | du | NSN | 3G-4G |  | On Air | On Air | 1568639.5706 | 6202782.5888 | AUH5714
DXB0382 | DXB5382 | DXBL0382 | Fifty One Tower @ BB | Fifty One Tower @ BB | On Air | 25.1898 | 55.2841 | IBS | Commercial | DXB | Dubai | DUBAI_BURJ KHALIFA (BUSINESS BAY) | du | In House | 2G-3G-4G | On Air | On Air | On Air | 762611.7638 | 3683960.3 | DXB5382
AUH0699 | AUH5699 | AUHL0699 | Ferrari World West - YAS Island | Ferrari World | On Air | 24.4832 | 54.6071 | IBS | Commercial | SE | Abu Dhabi | ABU DHABI_YAS ISLAND | Etisalat | ETC | 2G-3G-4G | On Air | On Air | On Air | 382149.482 | 657622.5998 | AUH5699
AUH0698 | AUH5698 | AUHL0698I | Ferrari World East - YAS Island | Ferrari World | On Air | 24.4832 | 54.6071 | IBS | Commercial | SE | Abu Dhabi | ABU DHABI_YAS ISLAND | Etisalat | ETC | 2G-3G-4G | On Air | On Air | On Air | 1515033.0747 | 2103492.7586 | AUH5698
|  | AUHL0698II | Ferrari World East - YAS Island | Ferrari World | On Air | 24.4832 | 54.6071 | IBS | Commercial | SE | Abu Dhabi | ABU DHABI_YAS ISLAND | Etisalat | ETC | 4G |  |  | On Air | 0 | 1200377.6896 | #N/A | #N/A
AJM0924 | AJM5924 | AJML0924 | Fazan Tower | Fazan Tower | On Air | 25.4163 | 55.4395 | IBS | Residential | NE | Ajman | AJMAN_NAKHEEL 2 | du | T | 3G-4G |  | On Air | On Air | 457993.8344 | 8149410.8 | AJM5924
AAN0049 | AAN5049 | AANL0049 | Fatima College of Health Sciences Al Ain | Fatima College of Health Sciences Al Ain | On Air | 24.1918 | 55.644 | IBS | University | SE | Abu Dhabi | ABU DHABI_AL MAQAM | du | Huawei | 3G-4G |  | On Air | On Air | 137353.4538 | 223882.8329 | AAN5049
AUH0680 | AUH5680 | AUHL0680 | Fatima College of Health Sciences Abu Dhabi | Fatima College of Health Sciences Abu Dhabi | On Air | 24.3175 | 54.6056 | IBS | University | SE | Abu Dhabi | ABU DHABI_SHAKHBOUT CITY | du | Huawei | 3G-4G |  | On Air | On Air | 107888.3728 | 444683.4079 | AUH5680
| DXB5648D | DXBL0643II | Fashion Car Park_DU DAS (IBS) | Dubai Mall | On Air | 25.1988 | 55.2766 | IBS | Mall | DXB | Dubai | DUBAI_BURJ KHALIFA (BUSINESS BAY) | du | Huawei | 3G-4G |  | On Air | On Air | 266999.4993 | 1850934.6 | DXB5648D
IDX5380 | IDX0380 | IDXL5380 | Fareed Tower at Business Bay | Fareed Tower at Business Bay | On Air | 25.1921 | 55.2883 | IBS | Residential | DXB | Dubai | DUBAI_BURJ KHALIFA (BUSINESS BAY) | du | Huawei | 3G-4G |  | On Air | On Air | 100934.4062 | 816924.6 | IDX0380
AJM0856 | AJM5856 | AJML0856 | Falcon Tower A5, A6, A7 and B1 | Falcon Tower | On Air | 25.3989 | 55.4487 | IBS | Residential | NE | Ajman | AJMAN_RASHIDEYA 2 | du | T | 3G-4G |  | On Air | On Air | 1389416.7044 | 4668665.9 | AJM5856
AJM0855 | AJM5855 | AJML0855 | Falcon Tower A1, A2,A3 and A4 | Falcon Tower | On Air | 25.3989 | 55.4487 | IBS | Residential | NE | Ajman | AJMAN_RASHIDEYA 2 | du | T | 3G-4G |  | On Air | On Air | 1495869.269 | 5195427.8 | AJM5855
DXB0846 | DXB5846 |  | Fairways West Tower - Greens | Fairways | On Air | 25.0899 | 55.1708 | IBS | Residential | DXB | Dubai | DUBAI_AL THANYAH THIRD (EMIRATES HILL SECOND) | Etisalat | ETC | 2G-3G | On Air | On Air |  | 200405.757 | 0 | DXB5846
DXB0847 | DXB5847 |  | Fairways North Tower - Greens | Fairways | On Air | 25.0898 | 55.1715 | IBS | Residential | DXB | Dubai | DUBAI_AL THANYAH THIRD (EMIRATES HILL SECOND) | Etisalat | ETC | 2G-3G | On Air | On Air |  | 975954.8586 | 0 | DXB5847
DXB0845 | DXB5845 |  | Fairways East Tower - Greens | Fairways | On Air | 25.0891 | 55.1715 | IBS | Residential | DXB | Dubai | DUBAI_AL THANYAH THIRD (EMIRATES HILL SECOND) | Etisalat | ETC | 2G-3G | On Air | On Air |  | 202216.2104 | 0 | DXB5845
DXB0660 | DXB5660 |  | Fairview Residency @ BB | Fairview Residency @ BB | On Air | 25.1817 | 55.2797 | IBS | Residential | DXB | Dubai | DUBAI_BURJ KHALIFA (BUSINESS BAY) | du | Huawei | 2G-3G | On Air | On Air |  | 229869.9462 | 0 | DXB5660
DXB0082 | DXB5082 |  | Fairmont Residence South Tower (Palm Jumeirah) | Fairmont Residence | On Air | 25.1089 | 55.1423 | IBS | Residential | DXB | Dubai | DUBAI_NAKHLAT JUMEIRA (THE PALM JUMEIRAH) | du | In House | 2G-3G | On Air | On Air |  | 860291.1826 | 0 | DXB5082
DXB0081 | DXB5081 |  | Fairmont Residence North Tower (Palm Jumeirah) | Fairmont Residence | On Air | 25.1103 | 55.1398 | IBS | Residential | DXB | Dubai | DUBAI_NAKHLAT JUMEIRA (THE PALM JUMEIRAH) | du | In House | 2G-3G | On Air | On Air |  | 1330379.7717 | 0 | DXB5081
DXB0089 | DXB5089 | DXBL0089 | Fairmont Hotel_SZR | Fairmont Hotel_SZR | On Air | 25.2262 | 55.2842 | IBS | Hotel | DXB | Dubai | DUBAI_TRADE CENTER FIRST | Etisalat | ETC | 2G-3G-4G | On Air | On Air | On Air | 1098787.1229 | 3988740.6 | DXB5089
DXB0747 | DXB5747 | DXBL0747 | Fairmont Hotel_Palm Jumeirah | Fairmont Hotel_Palm Jumeirah | On Air | 25.1102 | 55.141 | IBS | Hotel | DXB | Dubai | DUBAI_NAKHLAT JUMEIRA (THE PALM JUMEIRAH) | du | In House | 2G-3G-4G | On Air | On Air | On Air | 546781.7095 | 2829143.5 | DXB5747
FUJ0634 | FUJ5634 | FUJL0634 | Fairmont Hotel Dibba Fujairah | Fairmont Hotel Dibba Fujairah | On Air | 25.5861 | 56.3553 | IBS | Hotel | NE | Fujairah | FUJAIRAH_Dibba Al Ras | Etisalat | ETC | 3G-4G |  | On Air | On Air | 319558.3763 | 2018168.9 | FUJ5634
AJM0920 | AJM5920 | AJML0920 | Fairmont Hotel Ajman (aka Lagoona Beach Hotel) | Fairmont Hotel Ajman (aka Lagoona Beach Hotel) | On Air | 25.418 | 55.4389 | IBS | Hotel | NE | Ajman | AJMAN_NAKHEEL 2 | Etisalat | ETC | 2G-3G-4G | On Air | On Air | On Air | 578069.3912 | 1030258.6 | AJM5920
AUH0601 | AUH5601 | AUHL0601 | Fairmont Bab Al Bahr - Hotel Building | Fairmont Bab Al Bahr | On Air | 24.4147 | 54.4907 | IBS | Hotel | SE | Abu Dhabi | ABU DHABI_AL MAQTA AREA | Etisalat | ETC | 2G-3G-4G | On Air | On Air | On Air | 491144.9902 | 1115470.1758 | AUH5601
AUH0640 | AUH5640 | AUHL0640 | Fairmont Bab Al Bahr - Admin Building | Fairmont Bab Al Bahr | On Air | 24.414 | 54.4919 | IBS | Commercial | SE | Abu Dhabi | ABU DHABI_AL MAQTA AREA | Etisalat | ETC | 2G-3G-4G | On Air | On Air | On Air | 270809.6879 | 856817.9484 | AUH5640
AUH0630 |  | AUHL0630 | F1 West Grand Stnd 4 - Yas Island | F1 YAS | On Air | 25.2517 | 55.3346 | IBS | Mall | SE | Abu Dhabi | ABU DHABI_YAS ISLAND | Etisalat | ETC | 2G-3GOn air (covered by AUH5627) | On Air |  | On Air | 0 | 15704.3205 | #N/A
AUH0629 |  | AUHL0629 | F1 West Grand Stnd 3 - Yas Island | F1 YAS | On Air | 25.2517 | 55.3346 | IBS | Mall | SE | Abu Dhabi | ABU DHABI_YAS ISLAND | Etisalat | ETC | 2G-3GOn air (covered by AUH5627) | On Air |  | On Air | 0 | 2693.6659 | #N/A
AUH0628 |  | AUHL0628 | F1 West Grand Stnd 2 - Yas Island | F1 YAS | On Air | 25.2517 | 55.3346 | IBS | Mall | SE | Abu Dhabi | ABU DHABI_YAS ISLAND | Etisalat | ETC | 2G-3GOn air (covered by AUH5627) | On Air |  | On Air | 0 | 23281.7902 | #N/A
AUH0627 | AUH5627 | AUHL0627 | F1 West Grand Stnd 1 - Yas Island | F1 YAS | On Air | 24.4686 | 54.6012 | IBS | Grand Stand | SE | Abu Dhabi | ABU DHABI_YAS ISLAND | Etisalat | ETC | 2G-3G-4G | On Air | On Air | On Air | 48127.5959 | 42967.6717 | AUH5627
AUH0637 |  | AUHL0637 | F1 support Pit Building 2 - Yas Island | F1 YAS | On Air | 25.2517 | 55.3346 | IBS | Mall | SE | Abu Dhabi | ABU DHABI_YAS ISLAND | Etisalat | ETC | 2G-3GOn air (covered by AUH5636) | On Air |  | On Air | 0 | 528580.2305 | #N/A
AUH0636 | AUH5636 | AUHL0636 | F1 support Pit Building 1 - Yas Island | F1 YAS | On Air | 24.4652 | 54.6043 | IBS | Commercial | SE | Abu Dhabi | ABU DHABI_YAS ISLAND | Etisalat | ETC | 2G-3G-4G | On Air | On Air | On Air | 387990.9674 | 752764.1692 | AUH5636
AUH0638 | AUH5638 | AUHL0638 | F1 Sun Tower_Yas Island | F1 YAS | On Air | 24.4703 | 54.6087 | IBS | Grand Stand | SE | Abu Dhabi | ABU DHABI_YAS ISLAND | Etisalat | ETC | 2G-3G-4G | On Air | On Air | On Air | 2583.3917 | 9287.4542 | AUH5638
AUH0633 |  | AUHL0633 | F1 South Grand Stnd 3 - Yas Island | F1 YAS | On Air | 25.2517 | 55.3346 | IBS | Mall | SE | Abu Dhabi | ABU DHABI_YAS ISLAND | Etisalat | ETC | 2G-3GOn air (covered by AUH5631) | On Air |  | On Air | 0 | 72651.1205 | #N/A
AUH0632 |  | AUHL0632 | F1 South Grand Stnd 2 - Yas Island | F1 YAS | On Air | 25.2517 | 55.3346 | IBS | Mall | SE | Abu Dhabi | ABU DHABI_YAS ISLAND | Etisalat | ETC | 2G-3GOn air (covered by AUH5631) | On Air |  | On Air | 0 | 9095.1315 | #N/A
AUH0631 | AUH5631 | AUHL0631 | F1 South Grand Stnd 1 - Yas Island | F1 YAS | On Air | 24.463 | 54.6082 | IBS | Grand Stand | SE | Abu Dhabi | ABU DHABI_YAS ISLAND | Etisalat | ETC | 2G-3G-4G | On Air | On Air | On Air | 37749.8498 | 17056.6316 | AUH5631
AUH0620 | AUH5620 | AUHL0620 | F1 Pit Building 3 - Yas Island | F1 YAS | On Air | 24.4697 | 54.6061 | IBS | Commercial | SE | Abu Dhabi | ABU DHABI_YAS ISLAND | Etisalat | ETC | 2G-3G-4G | On Air | On Air | On Air | 19434.3796 | 68111.0919 | AUH5620
AUH0619 | AUH5619 | AUHL0619 | F1 Pit Building 2 - Yas Island | F1 YAS | On Air | 24.4697 | 54.6061 | IBS | Commercial | SE | Abu Dhabi | ABU DHABI_YAS ISLAND | Etisalat | ETC | 2G-3G-4G | On Air | On Air | On Air | 19397.0964 | 34527.7246 | AUH5619
AUH0618 | AUH5618 | AUHL0618 | F1 Pit Building 1 - Yas Island | F1 YAS | On Air | 24.4697 | 54.6061 | IBS | Commercial | SE | Abu Dhabi | ABU DHABI_YAS ISLAND | Etisalat | ETC | 2G-3G-4G | On Air | On Air | On Air | 13446.2706 | 59654.8654 | AUH5618
AUH0625 |  | AUHL0625 | F1 North Grand Stnd 4 - Yas Island | F1 YAS | On Air | 25.2517 | 55.3346 | IBS | Mall | SE | Abu Dhabi | ABU DHABI_YAS ISLAND | Etisalat | ETC | 2G-3GOn air (covered by AUH5622) | On Air |  | On Air | 0 | 8331.1847 | #N/A
AUH0624 |  | AUHL0624 | F1 North Grand Stnd 3 - Yas Island | F1 YAS | On Air | 25.2517 | 55.3346 | IBS | Mall | SE | Abu Dhabi | ABU DHABI_YAS ISLAND | Etisalat | ETC | 2G-3GOn air (covered by AUH5622) | On Air |  | On Air | 0 | 9855.2981 | #N/A
AUH0623 |  | AUHL0623 | F1 North Grand Stnd 2 - Yas Island | F1 YAS | On Air | 25.2517 | 55.3346 | IBS | Mall | SE | Abu Dhabi | ABU DHABI_YAS ISLAND | Etisalat | ETC | 2G-3G On air (covered by AUH5622) | On Air |  | On Air | 0 | 57324.3944 | #N/A
AUH0622 | AUH5622 | AUHL0622 | F1 North Grand Stnd 1 - Yas Island | F1 YAS | On Air | 24.4794 | 54.6055 | IBS | Grand Stand | SE | Abu Dhabi | ABU DHABI_YAS ISLAND | Etisalat | ETC | 2G-3G-4G | On Air | On Air | On Air | 97195.9767 | 30782.0034 | AUH5622
|  | AUHL0622I | F1 North Grand Stnd 1 - Yas Island | F1 YAS | On Air | 24.4794 | 54.6055 | IBS | Grand Stand | SE | Abu Dhabi | ABU DHABI_YAS ISLAND | Etisalat | ETC | 4G |  |  | On Air | 0 | 110295.4101 | #N/A | #N/A
AUH0621 | AUH5621 | AUHL0621 | F1 Media Center ID - Yas Island | F1 YAS | On Air | 24.4684 | 54.6046 | IBS | Commercial | SE | Abu Dhabi | ABU DHABI_YAS ISLAND | Etisalat | ETC | 2G-3G-4G | On Air | On Air | On Air | 12461.7665 | 68132.2004 | AUH5621
AUH0616 | AUH5616 | AUHL0616 | F1 MAIN GRANDSTND 4 ID | F1 YAS | On Air | 24.4703 | 54.606 | IBS | Grand Stand | SE | Abu Dhabi | ABU DHABI_YAS ISLAND | Etisalat | ETC | 2G-3G-4G | On Air | On Air | On Air | 5570.19 | 14779.4916 | AUH5616
AUH0615 | AUH5615 | AUHL0615 | F1 MAIN GRANDSTND 3 ID | F1 YAS | On Air | 24.4703 | 54.606 | IBS | Grand Stand | SE | Abu Dhabi | ABU DHABI_YAS ISLAND | Etisalat | ETC | 2G-3G-4G | On Air | On Air | On Air | 18506.7285 | 21000.9674 | AUH5615
AUH0614 | AUH5614 | AUHL0614 | F1 MAIN GRANDSTND 2 ID | F1 YAS | On Air | 24.4703 | 54.606 | IBS | Grand Stand | SE | Abu Dhabi | ABU DHABI_YAS ISLAND | Etisalat | ETC | 2G-3G-4G | On Air | On Air | On Air | 8261.5805 | 9163.122 | AUH5614
AUH0613 | AUH5613 | AUHL0613 | F1 MAIN GRANDSTND 1 ID | F1 YAS | On Air | 24.4703 | 54.606 | IBS | Grand Stand | SE | Abu Dhabi | ABU DHABI_YAS ISLAND | Etisalat | ETC | 2G-3G-4G | On Air | On Air | On Air | 12828.2646 | 16860.9965 | AUH5613
AUH0635 | AUH5635 | AUHL0635 | F1 Dragster Grand Stnd Building 2 - Yas Island | F1 YAS | On Air | 24.4793 | 54.6076 | IBS | Grand Stand | SE | Abu Dhabi | ABU DHABI_YAS ISLAND | Etisalat | ETC | 2G-3G-4G | On Air | On Air | On Air | 14012.0016 | 151320.0732 | AUH5635
AUH0634 | AUH5634 | AUHL0634 | F1 Dragster Grand Stnd Building 1 - Yas Island | F1 YAS | On Air | 24.4793 | 54.6084 | IBS | Grand Stand | SE | Abu Dhabi | ABU DHABI_YAS ISLAND | Etisalat | ETC | 2G-3G-4G | On Air | On Air | On Air | 26210.6945 | 52564.9063 | AUH5634
AUH0617 | AUH5617 | AUHL0617 | F1 ADMIN BLDG ID | F1 YAS | On Air | 24.4728 | 54.6027 | IBS | Commercial | SE | Abu Dhabi | ABU DHABI_YAS ISLAND | Etisalat | ETC | 2G-3G-4G | On Air | On Air | On Air | 31.835 | 197288.351 | AUH5617
SHJ0275 | SHJ5275 | SHJL0275 | Expo Center Sharjah | Expo Center Sharjah | On Air | 25.3113 | 55.37 | IBS | Exhibition | NE | Sharjah | SHARJAH_AL KHAN | du | NSN | 2G-3G-4G | On Air | On Air | On Air | 902055.7718 | 2005007.3 | SHJ5275
DXB0248 | DXB5248 | DXBL0248 | Executive Bay @ BB | Executive Bay @ BB | On Air | 25.1786 | 55.2662 | IBS | Commercial | DXB | Dubai | DUBAI_BURJ KHALIFA (BUSINESS BAY) | du | NSN | 2G-3G-4G | On Air | On Air | On Air | 369248.9317 | 2215631.4 | DXB5248
IDX5528 | IDX0528 | IDXL5528 | Exchange Tower at Business Bay | Exchange Tower at Business Bay | On Air | 25.1866 | 55.2603 | IBS | Commercial | DXB | Dubai | DUBAI_BURJ KHALIFA (BUSINESS BAY) | Etisalat | ETC | 3G-4G |  | On Air | On Air | 1103835.6299 | 460559.2 | IDX0528
DXB0358 | DXB5358 | DXBL0358 | European Business Center - DIP | European Business Center - DIP | On Air | 25.0045 | 55.1544 | IBS | Commercial | DXB | Dubai | DUBAI_Dubai Green Community | du | Huawei | 2G-3G-4G | On Air | On Air | On Air | 575503.8923 | 2813734 | DXB5358
AUH0648 | AUH5648 | AUHL0648 | Etihad Towers - Underground/Basement Car Park | Etihad Towers | On Air | 24.459 | 54.3218 | IBS | Car Park | SE | Abu Dhabi | ABU DHABI_Al Ras Al Akhdar | Etisalat | ETC | 2G-3G-4G | On Air | On Air | On Air | 308671.144 | 458358.8486 | AUH5648
AUH0647 | AUH5647 | AUHL0647 | Etihad Towers - Podium Car Park & Shopping Mall | Etihad Towers | On Air | 24.459 | 54.3218 | IBS | Car Park | SE | Abu Dhabi | ABU DHABI_Al Ras Al Akhdar | Etisalat | ETC | 2G-3G-4G | On Air | On Air | On Air | 818106.2796 | 757679.0952 | AUH5647
AUH0646 | AUH5646 | AUHL0646 | Etihad Tower 5 | Etihad Towers | On Air | 24.4594 | 54.3212 | IBS | Residential | SE | Abu Dhabi | ABU DHABI_Al Ras Al Akhdar | Etisalat | ETC | 2G-3G-4G | On Air | On Air | On Air | 127797.3587 | 392665.1589 | AUH5646
AUH0645 | AUH5645 | AUHL0645 | Etihad Tower 4 | Etihad Towers | On Air | 24.4595 | 54.3218 | IBS | Residential | SE | Abu Dhabi | ABU DHABI_Al Ras Al Akhdar | Etisalat | ETC | 2G-3G-4G | On Air | On Air | On Air | 213244.0407 | 526406.3199 | AUH5645
AUH0644 | AUH5644 | AUHL0644 | Etihad Tower 3 | Etihad Towers | On Air | 24.4587 | 54.3216 | IBS | Commercial | SE | Abu Dhabi | ABU DHABI_Al Ras Al Akhdar | Etisalat | ETC | 2G-3G-4G | On Air | On Air | On Air | 363650.429 | 1100875.2152 | AUH5644
AUH0643 | AUH5643 | AUHL0643 | Etihad Tower 2 | Etihad Towers | On Air | 24.4581 | 54.3214 | IBS | Residential | SE | Abu Dhabi | ABU DHABI_Al Ras Al Akhdar | Etisalat | ETC | 2G-3G-4G | On Air | On Air | On Air | 193084.6098 | 1333470.0162 | AUH5643
AUH0642 | AUH5642 | AUHL0642 | Etihad Tower 1 | Etihad Towers | On Air | 24.4582 | 54.3221 | IBS | Hotel | SE | Abu Dhabi | ABU DHABI_Al Ras Al Akhdar | Etisalat | ETC | 2G-3G-4G | On Air | On Air | On Air | 318048.2681 | 1057490.5377 | AUH5642
AJM0925 | AJM5925 | AJML0925 | Etihad Tower | Etihad Tower | On Air | 25.4172 | 55.4397 | IBS | Residential | NE | Ajman | AJMAN_NAKHEEL 2 | du | T | 3G-4G |  | On Air | On Air | 637770.3961 | 2933579.1 | AJM5925
DXB0374 | DXB5374 | DXBL0374 | Etihad Mall_Union Coop Khawaneej | Etihad Mall_Union Coop Khawaneej | On Air | 25.2369 | 55.4213 | IBS | Mall | DXB | Dubai | DUBAI_MUHAISNAH FIRST | du | In House | 2G-3G-4G | On Air | On Air | On Air | 1677033.7045 | 5267195.1 | DXB5374
AUH0658 | AUH5658 | AUHL0658 | Etihad Complex Training Academy | Etihad Complex Training Academy | On Air | 24.4454 | 54.6124 | IBS | University | SE | Abu Dhabi | ABU DHABI_KHALIFA CITY | Etisalat | ETC | 2G-3G-4G | On Air | On Air | On Air | 755562.966 | 428246.268 | AUH5658
AUH0656 | AUH5656 | AUHL0656 | Etihad Complex Headquarters | Etihad Complex Headquarters | On Air | 24.446 | 54.6139 | IBS | Commercial | SE | Abu Dhabi | ABU DHABI_KHALIFA CITY | Etisalat | ETC | 2G-3G-4G | On Air | On Air | On Air | 969336.8011 | 4475417.4872 | AUH5656
AUH0657 | AUH5657 | AUHL0657 | Etihad Complex Car Park Building | Etihad Complex Car Park Building | On Air | 24.4461 | 54.6131 | IBS | Car Park | SE | Abu Dhabi | ABU DHABI_KHALIFA CITY | Etisalat | ETC | 2G-4G | On Air |  | On Air | 0 | 444910.6128 | #N/A
DXB0778 | DXB5778 |  | ETA Star House Deira | ETA Star House Deira | On Air | 25.2707 | 55.3248 | IBS | Commercial | DXB | Dubai | DUBAI_AL MUTEENA | du | In House | 2G-3G | On Air | On Air |  | 90486.4123 | 0 | DXB5778
DXB0237 | DXB5237 |  | ETA ASCON House,Salahudeen road, Diera Dubai | ETA ASCON House,Salahudeen road, Diera Dubai | On Air | 25.2707 | 55.3252 | IBS | Commercial | DXB | Dubai | DUBAI_AL MUTEENA | du | Alan Dick | 2G-3G | On Air | On Air |  | 122678.9758 | 0 | DXB5237
IDX5024 | IDX0024 | IDXL5024 | Essa Saleh Al Gurg Tower 3 | Essa Saleh Al Gurg Tower 3 | On Air | 25.2586 | 55.3213 | IBS | Commercial & Residential | DXB | Dubai | DUBAI_RIGGAT AL BUTEEN | Etisalat | ETC | 2G-3G-4G | On Air | On Air | On Air | 679914.1675 | 4028245.2 | IDX0024
DXB0513 | DXB5513 | DXBL0513 | Essa Saleh Al Gurg | Essa Saleh Al Gurg | On Air | 25.2599 | 55.319 | IBS | Commercial | DXB | Dubai | DUBAI_RIGGAT AL BUTEEN | du | Huawei | 2G-3G-4G | On Air | On Air | On Air | 504999.0894 | 2508682.9 | DXB5513
IDX5114 | IDX0114 | IDXL5114 | Escape Tower_SZR | Escape Tower_SZR | On Air | 25.1919 | 55.2621 | IBS | Residential | DXB | Dubai | DUBAI_BURJ KHALIFA (BUSINESS BAY) | du | NSN | 2G-3G-4G |  | On Air | On Air | 534907.7071 | 3786199.9 | IDX0114
SHJ0333 | SHJ5333 | SHJL0333 | ERCO Factory | ERCO Factory | On Air | 25.3685 | 55.3859 | IBS | Commercial | NE | Sharjah | SHARJAH_PORT KHALID | du | Huawei | 2G-3G-4G | On Air | On Air | On Air | 198856.0195 | 447400.8 | SHJ5333
| IDX0829 | IDXL5829 | ENOC Rugemont accommodation |  | On Air | 25.1538 | 55.2465 |  | Residential |  |  | DUBAI_AL QOUZ THIRD (AL QUOZ THIRD) |  |  |  |  | On Air | On Air | 239191.6222 | 1494149.2 | IDX0829
DXB0734 | DXB5734 |  | ENOC House 3 | ENOC House 3 | On Air | 25.2332 | 55.3107 | IBS | Commercial | DXB | Dubai | DUBAI_OUD METHA | du | Alan Dick | 2G-3G | On Air | On Air |  | 216127.0911 | 0 | DXB5734
NA | IDX0972B |  | Emrill New HQ | Emrill New HQ | On Air | 25.2156 | 55.3512 | ATOM | Commercial | DXB | Dubai | DUBAI_AL KHEERAN (RAS AL HAMAR) | du | Huawei | 3G |  | On Air |  | 24917.1045 | 0 | #N/A
IDX5400 | IDX0400 | IDXL5400 | Empire Heights Tower A & B @ BB | Empire Heights Tower A & B @ BB | On Air | 25.1919 | 55.2847 | IBS | Commercial | DXB | Dubai | DUBAI_BURJ KHALIFA (BUSINESS BAY) | du | W | 3G-4G |  | On Air | On Air | 310260.2038 | 1893419.9 | IDX0400
AUH0486 | AUH5486 | AUHL0486 | EMKE Headquarters | EMKE Headquarters | On Air | 24.4657 | 54.3868 | IBS | Commercial | SE | Abu Dhabi | ABU DHABI_Al Nahyan | du | MOTO | 2G-3G-4G | On Air | On Air | On Air | 787787.6746 | 1455871.0183 | AUH5486
DXB0270 | DXB5270 |  | Emitech Building, Garhoud, Dubai | Emitech Building, Garhoud, Dubai | On Air | 25.2518 | 55.3374 | IBS | Commercial | DXB | Dubai | DUBAI_AL GARHOUD | du | Alan Dick | 2G-3G | On Air | On Air |  | 244362.3163 | 0 | DXB5270
DXB0674 | DXB5674 | DXBL0674 | Emirates_Headquarters | Emirates_Headquarters | On Air | 25.2414 | 55.3662 | IBS | Commercial | DXB | Dubai | DUBAI_AL GARHOUD | du | In House | 2G-3G-4G | On Air | On Air | On Air | 10756210.439 | 23617122.6 | DXB5674
DXB0231 | DXB5231 |  | Emirates Training Centre behind Millenium Airport Hotel & Dubai Tennis Stadium, Dubai | Emirates Training Centre behind Millenium Airport Hotel & Dubai Tennis Stadium, Dubai | On Air | 25.2409 | 55.3428 | IBS | University | DXB | Dubai | DUBAI_AL GARHOUD | du | Alan Dick | 2G-3G | On Air | On Air |  | 182105.5047 | 0 | DXB5231
DXB0026 | DXB5026A | DXBL0026 | Emirates Towers Hotel | Emirates Towers Hotel | On Air | 25.2183 | 55.2818 | IBS | Hotel | DXB | Dubai | DUBAI_TRADE CENTER SECOND | du | NSN | 2G-3G-4G | On Air | On Air | On Air | 563047.834 | 3235822 | DXB5026A
| DXB5026B |  | Emirates Towers Hotel | Emirates Towers Hotel | On Air | 25.2183 | 55.2818 | IBS | Hotel | DXB | Dubai | DUBAI_TRADE CENTER SECOND | du | NSN | 3G |  | On Air |  | 72499.4608 | 0 | DXB5026B
DXB0025 | DXB5025 | DXBL0025 | Emirates Towers Boulevard | Emirates Towers Boulevard | On Air | 25.2181 | 55.2824 | IBS | Mall | DXB | Dubai | DUBAI_TRADE CENTER SECOND | du | NSN | 2G-3G-4G | On Air | On Air | On Air | 1009847.1317 | 4667774.1 | DXB5025
DXB0024 | DXB5024A | DXBL0024 | Emirates Tower Office Block | Emirates Tower Office Block | On Air | 25.2179 | 55.2837 | IBS | Commercial | DXB | Dubai | DUBAI_TRADE CENTER SECOND | du | NSN | 2G-3G-4G | On Air | On Air | On Air | 571999.6241 | 4783080.3 | DXB5024A
| DXB5024B |  | Emirates Tower Office Block | Emirates Tower Office Block | On Air | 25.2179 | 55.2837 | IBS | Commercial | DXB | Dubai | DUBAI_TRADE CENTER SECOND | du | NSN | 3G |  | On Air |  | 312570.7653 | 0 | DXB5024B
SHJ0378 | SHJ5378 |  | Emirates Tower - Near Sahara Center | Emirates Tower - Near Sahara Center | On Air | 25.2984 | 55.377 | IBS | Residential | NE | Sharjah | SHARJAH_AL NAHDA | du | NSN | 2G-3G | On Air | On Air |  | 627162.5941 | 0 | SHJ5378
DXB0834 | DXB5834 | DXBL0834 | Emirates Staff Housing Block-5 | Emirates Staff Housing Block-5 | On Air | 25.0863 | 55.3129 | IBS | Residential | DXB | Dubai | DUBAI_WADI AL SAFA 3 (RANCHES) | Etisalat | ETC | 2G-3G-4G | On Air | On Air | On Air | 703081.6922 | 2237649.4 | DXB5834
DXB0830 | DXB5830 | DXBL0830 | Emirates Staff Housing Block-1 | Emirates Staff Housing Block-1 | On Air | 25.0889 | 55.3142 | IBS | Residential | DXB | Dubai | DUBAI_WADI AL SAFA 3 (RANCHES) | Etisalat | ETC | 2G-3G-4G | On Air | On Air | On Air | 337915.6728 | 1119581.2 | DXB5830
DXB0526 | DXB5526 |  | EMIRATES PRINTING PRESS | EMIRATES PRINTING PRESS | On Air | 25.1272 | 55.244 | IBS | Commercial | DXB | Dubai | DUBAI_AL QOUZE IND.SECOND (AL QUOZ IND. SECOND) | du | MOTO | 2G-3G | On Air | On Air |  | 437177.4756 | 0 | DXB5526
DXB0343 | DXB5343 | DXBL0343 | Emirates Post Office | Emirates Post Office | On Air | 25.237 | 55.3581 | IBS | Commercial | DXB | Dubai | DUBAI_AL GARHOUD | Etisalat | ETC | 3G-4G |  | On Air | On Air | 350631.9693 | 1962584.4 | DXB5343
DXB0776 | DXB5776 | DXBL0776 | Emirates Park Hotel Tower_Tower B Upper Part | Emirates Park Hotel Tower | On Air | 25.1857 | 55.258 | IBS | Hotel | DXB | Dubai | DUBAI_BURJ KHALIFA (BUSINESS BAY) | Etisalat | ETC | 2G-3G-4G | On Air | On Air | On Air | 319038.864 | 2150619.8 | DXB5776
DXB0775 | DXB5775 | DXBL0775 | Emirates Park Hotel Tower_Tower B Lower Part | Emirates Park Hotel Tower | On Air | 25.1857 | 55.258 | IBS | Hotel | DXB | Dubai | DUBAI_BURJ KHALIFA (BUSINESS BAY) | Etisalat | ETC | 2G-3G-4G | On Air | On Air | On Air | 306197.5299 | 1718323.3 | DXB5775
DXB0373 | DXB5373 |  | Emirates Park Hotel Tower_Tower A Upper Part | Emirates Park Hotel Tower | On Air | 25.1857 | 55.258 | IBS | Hotel | DXB | Dubai | DUBAI_BURJ KHALIFA (BUSINESS BAY) | Etisalat | ETC | 2G-3G | On Air | On Air |  | 509620.7987 | 0 | DXB5373
DXB0372 | DXB5372 | DXBL0372 | Emirates Park Hotel Tower_Tower A Lower Part | Emirates Park Hotel Tower | On Air | 25.1857 | 55.258 | IBS | Hotel | DXB | Dubai | DUBAI_BURJ KHALIFA (BUSINESS BAY) | Etisalat | ETC | 2G-3G-4G | On Air | On Air | On Air | 579737.9817 | 814746.7 | DXB5372
DXB0702 | DXB5702 |  | Emirates Park Hotel Tower_Comon Podium Upper Part | Emirates Park Hotel Tower | On Air | 25.1857 | 55.258 | IBS | Hotel | DXB | Dubai | DUBAI_BURJ KHALIFA (BUSINESS BAY) | Etisalat | ETC | 2G-3G | On Air | On Air |  | 1375241.7401 | 0 | DXB5702
DXB0701 | DXB5701 | DXBL0701 | Emirates Park Hotel Tower_Comon Podium | Emirates Park Hotel Tower | On Air | 25.1857 | 55.258 | IBS | Hotel | DXB | Dubai | DUBAI_BURJ KHALIFA (BUSINESS BAY) | Etisalat | ETC | 2G-3G-4G | On Air | On Air |  | 3043041.2082 | 0 | DXB5701
|  | AUHL0430II | Emirates Palace | Emirates Palace | On Air | 24.4621 | 54.3174 | IBS | Hotel | SE | Abu Dhabi | ABU DHABI_Al Ras Al Akhdar | du | NSN | 4G |  |  | On Air | 0 | 1642154.6187 | #N/A | AUHL0430II
AUH0430 | AUH5430 | AUHL0430I | Emirates Palace | Emirates Palace | On Air | 24.4621 | 54.3174 | IBS | Hotel | SE | Abu Dhabi | ABU DHABI_Al Ras Al Akhdar | du | NSN | 2G-3G-4G | On Air | On Air | On Air | 899650.0484 | 333285.8454 | AUH5430
| IDX0913 | IDXL5913 | Emirates NBD Meydan_Building M |  | On Air | 25.1601 | 55.3255 |  | Commercial | [7 empty] | On Air |  | 60892.1075 | 508870 | IDX0913
DXB0928 | DXB5928 | DXBL0928 | Emirates NBD Meydan Office | Emirates NBD Meydan Office | On Air | 25.1605 | 55.3245 | IBS | Commercial | DXB | Dubai | DUBAI_NADD AL SHIBA FIRST (RANCHES) | Etisalat | ETC | 2G-3G-4G | On Air | On Air | On Air | 1456324.8634 | 6041115.9 | DXB5928
DXB0264 | DXB5264 | DXBL0264 | Emirates NBD Meydan (Q and M building) | Emirates NBD Meydan (Q and M building) | On Air | 25.1606 | 55.3252 | IBS | Commercial | DXB | Dubai | DUBAI_NADD AL SHIBA FIRST (RANCHES) | du | NSN | 2G-3G-4G | On Air | On Air | On Air | 2329356.3901 | 14860071.6 | DXB5264
DXB0903 | DXB5903 | DXBL0903 | Emirates NBD Al Barsha Office | Emirates NBD Al Barsha Office | On Air | 25.1067 | 55.2043 | IBS | Commercial | DXB | Dubai | DUBAI_AL BARSHA SECOND | Etisalat | ETC | 2G-3G-4G | On Air | On Air | On Air | 726298.978 | 4248196.4 | DXB5903
DXB0504 | DXB5504 | DXBL0504 | EMIRATES NATIONAL OIL COMPANY (( ENOC)) House1&2 | EMIRATES NATIONAL OIL COMPANY (( ENOC)) House1&2 | On Air | 25.2331 | 55.3103 | IBS | Commercial | DXB | Dubai | DUBAI_OUD METHA | du | Alan Dick | 2G-3G-4G | On Air | On Air | On Air | 429010.946 | 3685752.5 | DXB5504
AUH0850 | AUH5850 | AUHL0850 | Emirates National Building | Emirates National Building | On Air | 24.4673 | 54.3857 | IBS | Commercial | SE | Abu Dhabi | ABU DHABI_Al Nahyan | du | NSN | 2G-3G-4G | On Air | On Air | On Air | 67784.8949 | 552954.4765 | AUH5850
SHJ0397 | SHJ5397 | SHJL0397 | Emirates Islamic Bank SHJ | Emirates Islamic Bank SHJ | On Air | 25.3232 | 55.3839 | IBS | Residential | NE | Sharjah | SHARJAH_AL MAZAJ SECOND | du | NSN | 2G-3G-4G | On Air | On Air | On Air | 572666.883 | 2309170.9 | SHJ5397
SHJ0185 | SHJ5185 | SHJL0185 | Emirates ID HQ | Emirates ID HQ | On Air | 25.3076 | 55.5842 | IBS | Government | NE | Sharjah | SHARJAH_Mazaira - SHJ | du | Huawei | 2G-3G-4G | On Air | On Air | On Air | 146491.2926 | 921711.2 | SHJ5185
AUH0476 | AUH5476 | AUHL0476 | Emirates ID Head Office AUH | Emirates ID Head Office AUH | On Air | 24.4014 | 54.5519 | IBS | Government | SE | Abu Dhabi | ABU DHABI_KHALIFA CITY | Etisalat | ETC | 2G-3G-4G | On Air | On Air | On Air | 289203.8699 | 1700072.6358 | AUH5476
| IDX0899 | IDXL5899 | Emirates Hospital _Jumairah | Emirates Hospital _Jumairah | On Air | 25.1967 | 55.2374 |  | Hospital | DXB |  | DUBAI_JUMEIRA SECOND |  |  | 3G-4G |  | On Air | On Air | 266797.9668 | 1774144.9 | IDX0899
DXB0228 | DXB5228 |  | Emirates Holidays & Airline Center,Sheikh Zayed Road near 2nd Interchange, Dubai | Emirates Holidays & Airline Center,Sheikh Zayed Road near 2nd Interchange, Dubai | On Air | 25.1873 | 55.2569 | IBS | Commercial | DXB | Dubai | DUBAI_BURJ KHALIFA (BUSINESS BAY) | du | Alan Dick | 2G-3G | On Air | On Air |  | 19208.6281 | 0 | DXB5228
IDX5397 | IDX0397 | IDXL5397 | Emirates Grand Hotel Apartment @ SZR | Emirates Grand Hotel Apartment @ SZR | On Air | 25.2111 | 55.2744 | IBS | Hotel | DXB | Dubai | DUBAI_TRADE CENTER FIRST | du | HW | 2G-3G-4G | On Air | On Air | On Air | 462053.2802 | 3100156.9 | IDX0397
DXB0463 | DXB5463 |  | Emirates Grand Car Park | Emirates Grand Car Park | On Air | 25.2096 | 55.2752 | IBS | Car Park | DXB | Dubai | DUBAI_TRADE CENTER SECOND | du | Mitech | 2G-3G | On Air | On Air |  | 97131.5611 | 0 | DXB5463
DXB0065 | DXB5065 |  | Emirates Golf Club House | Emirates Golf Club House | On Air | 25.0852 | 55.1599 | IBS | Hotel | DXB | Dubai | DUBAI_AL THANYAH THIRD (EMIRATES HILL SECOND) | Etisalat | ETC | 2G-3G | On Air | On Air |  | 709414.8148 | 0 | DXB5065
AUH0754 | AUH5754 | AUHL0754 | Emirates French Hospital (aka. Al Nahda Tower) | Emirates French Hospital (aka. Al Nahda Tower) | On Air | 24.4932 | 54.3603 | IBS | Hospital | SE | Abu Dhabi | ABU DHABI_Al Markaziyah | du | W | 3G-4G |  | On Air | On Air | 57652.0713 | 169338.2083 | AUH5754
IDX5215 | IDX0215 | IDXL5215 | Emirates Flight Catering | Emirates Flight Catering | On Air | 25.2575 | 55.3406 | IBS | Residential | DXB | Dubai | DUBAI_DUBAI INTL AIRPORT (DUBAI INTERNATIONAL AIRPORT) | du | NSN | 3G-4G |  | On Air | On Air | 739149.4246 | 2896135.5 | IDX0215
DXB0869 | DXB5869 | DXBL0869 | Emirates Financial Towers_DIFC | Emirates Financial Towers_DIFC | On Air | 25.2085 | 55.2764 | IBS | Commercial | DXB | Dubai | DUBAI_ZAABEEL SECOND | du | Mitech | 2G-3G-4G | On Air | On Air | On Air | 1030161.8726 | 5062767.8 | DXB5869
IDX5231 | IDX0231 | IDXL5231 | Emirates Engine Maintenance Centre | Emirates Engine Maintenance Centre | On Air | 25.1469 | 55.4417 | IBS | Commercial | DXB | Dubai | DUBAI_WARSAN THIRD (800) | du | Huawei | 3G-4G |  | On Air | On Air | 232401.2681 | 776732 | IDX0231
DXB0530 | DXB5530 |  | EMIRATES BANK 3 | EMIRATES BANK 3 | On Air | 25.2642 | 55.2919 | IBS | Commercial | DXB | Dubai | DUBAI_AL SOUQ AL KABEER | du | MOTO | 2G-3G | On Air | On Air |  | 63541.7105 | 0 | #N/A
DXB0529 | DXB5529 |  | EMIRATES BANK 1 | EMIRATES BANK 1 | On Air | 25.2678 | 55.3078 | IBS | Commercial | DXB | Dubai | DUBAI_AL RIGGA | du | MOTO | 2G-3G | On Air | On Air |  | 37155.61 | 0 | DXB5529
DXB0448 | DXB5448 | DXBL0448 | Emirates Aviation University | Emirates Aviation University | On Air | 25.1127 | 55.4125 | IBS | University | DXB | Dubai | DUBAI_AL ROWAIYAH FIRST (800) | Etisalat | ETC | 3G-4G |  | On Air | On Air | 185996.8613 | 1227202.1 | DXB5448
DXB0230 | DXB5230 | DXBL0230 | Emirates Avaiation College, Garhoud, Near Airport Hotel, Dubai | Emirates Avaiation College, Garhoud, Near Airport Hotel, Dubai | On Air | 25.2437 | 55.3417 | IBS | University | DXB | Dubai | DUBAI_AL GARHOUD | du | Alan Dick | 2G-3G-4G | On Air | On Air | On Air | 179244.9855 | 1210880.7 | DXB5230
DXB0618 | DXB5618 | DXBL0618 | Emirates Airlines Data/Call Center | Emirates Airlines Data/Call Center | On Air | 25.1254 | 55.4275 | IBS | Commercial | DXB | Dubai | DUBAI_AL ROWAIYAH FIRST (800) | Etisalat | ETC | 2G-3G-4G | On Air | On Air | On Air | 1035868.1118 | 5805683.9 | DXB5618
AUH0577 | AUH5577 | AUHL0577 | Emirates Advocates | Emirates Advocates | On Air | 24.4874 | 54.3721 | IBS | Commercial | SE | Abu Dhabi | ABU DHABI_Madinat Zayed(AD) | du | MOTO | 2G-3G-4G | On Air | On Air | On Air | 967029.5341 | 1948890.1794 | AUH5577
SHJ0162 | SHJ5162 | SHJL0162 | Emesa Tower | Emesa Tower | On Air | 25.3185 | 55.3774 | IBS | Residential | NE | Sharjah | SHARJAH_AL MAMZAR | du | Huawei | 2G-3G-4G | On Air | On Air | On Air | 470863.3359 | 1345954.3 | SHJ5162
| IDX0367 | IDXL5367 | Emerald Palace Kempinski Hotel Palm Jumeirah |  | On Air | 25.110497° | 55.109672° |  | Hotel | [7 empty] | On Air |  | 13473.8708 | 39233.7 | IDX0367
DXB0906 | DXB5906 | DXBL0906 | Emerald Kempinski Hotel (Palm Jumeirah) | Emerald Kempinski Hotel (Palm Jumeirah) | On Air | 25.1129 | 55.1095 | IBS | Hotel | DXB | Dubai | DUBAI_NAKHLAT JUMEIRA (THE PALM JUMEIRAH) | Etisalat | ETC | 2G-3G-4G | On Air | On Air | On Air | 616913.1412 | 1771360.3 | DXB5906
DXB0585 | DXB5585 | DXBL0585 | EMC 2 Building_DMC | EMC 2 Building_DMC | On Air | 25.1036 | 55.1671 | IBS | Commercial | DXB | Dubai | DUBAI_AL SAFOUH SECOND | du | MOTO | 2G-3G-4G | On Air | On Air | On Air | 272074.5871 | 1234057.1 | DXB5585
DXB0278 | DXB5278 | DXBL0278 | Emarat Atrium | Emarat Atrium | On Air | 25.1896 | 55.2563 | IBS | Commercial | DXB | Dubai | DUBAI_AL WASL | du | NSN | 2G-3G-4G | On Air | On Air | On Air | 509275.3961 | 2329386.5 | DXB5278
DXB0185 | DXB5185 | DXBL0185 | EMARAT | EMARAT | On Air | 25.191 | 55.2573 | IBS | Commercial | DXB | Dubai | DUBAI_AL WASL | du | NSN | 2G-3G-4G | On Air | On Air | On Air | 155360.7522 | 1709268.5 | DXB5185
IDX5459 | IDX0459 | IDXL5459 | Emaar Towers | Emaar Towers | On Air | 25.2576 | 55.3248 | IBS | Residential | DXB | Dubai | DUBAI_RIGGAT AL BUTEEN | du | T | 3G-4G |  | On Air | On Air | 81406.7351 | 453555.6 | IDX0459
DXB0432 | DXB5432 | DXBL0432 | Emaar Propoerties 2 | Emaar Propoerties 2 | On Air | 25.095 | 55.1662 | IBS | Commercial | DXB | Dubai | DUBAI_AL THANYAH THIRD (EMIRATES HILL SECOND) | du | NSN | 2G-3G-4G | On Air | On Air | On Air | 354917.5781 | 2172253 | DXB5432
DXB0328 | DXB5328 | DXBL0328 | EMAAR PROPERTIES-3 | EMAAR PROPERTIES-3 | On Air | 25.0957 | 55.167 | IBS | Commercial | DXB | Dubai | DUBAI_AL THANYAH THIRD (EMIRATES HILL SECOND) | du | NSN | 2G-3G-4G | On Air | On Air | On Air | 379327.1851 | 2733374.6 | DXB5328
DXB0863 | DXB5863 | DXBL0863 | Emaar Properties 4 | Emaar Properties 4 | On Air | 25.0959 | 55.1677 | IBS | Commercial | DXB | Dubai | DUBAI_AL THANYAH THIRD (EMIRATES HILL SECOND) | du | NSN | 2G-3G-4G | On Air | On Air | On Air | 751716.5842 | 4820531.9 | DXB5863
DXB0211 | DXB5211 |  | EMAAR PROPERTIES | EMAAR PROPERTIES | On Air | 25.0944 | 55.1656 | IBS | Commercial | DXB | Dubai | DUBAI_AL THANYAH THIRD (EMIRATES HILL SECOND) | du | NSN | 2G-3G | On Air | On Air |  | 456664.4372 | 0 | DXB5211
NA | DXB5682C | DXBL0646II | Emaar Office LGF | Dubai Mall | On Air | 25.1976 | 55.2787 | ATOM | Mall | DXB | Dubai | DUBAI_BURJ KHALIFA (BUSINESS BAY) | du | Huawei | 3G |  | On Air |  | 68433.0107 | 0 | DXB5682C
NA | DXB5682D | DXBL0647I | Emaar Office 2F | Dubai Mall | On Air | 25.1976 | 55.2787 | ATOM | Commercial | DXB | Dubai | DUBAI_BURJ KHALIFA (BUSINESS BAY) | du | Huawei | 3G-4G |  | On Air | On Air | 296.6517 | 36097.2 | DXB5682D
| IDX0875 | IDXL5875 | ELTAYER Motors @AL QUOZ IND. THIRD |  | On Air | 25.1237 | 55.2079 |  | Commercial | [7 empty] | On Air |  | 1396.8264 | 17223.2 | IDX0875
DXB0246 | DXB5246 |  | Elite-06 | Elite-06 | On Air | 25.0416 | 55.2174 | IBS | Residential | DXB | Dubai | DUBAI_AL HEBIAH FOURTH (DUBAI SPORTS CITY) | du | NSN | 2G-3G | On Air | On Air |  | 476313.2685 | 0 | DXB5246
DXB0880 | DXB5880 | DXBL0880 | Elite Tower_Dubai Marina | Elite Tower_Dubai Marina | On Air | 25.0899 | 55.1479 | IBS | Residential | DXB | Dubai | DUBAI_MARSA DUBAI | du | LGC | 2G-3G | On Air | On Air |  | 1803225.451 | 0 | DXB5880
IDX5754 | IDX0754 | IDXL5754 | Elite sports residence-09 | Elite sports residence-09 | On Air | 25.0343 | 55.2228 | IBS | Residential | DXB | Dubai | DUBAI_AL HEBIAH FOURTH (DUBAI SPORTS CITY) | du | T | 3G-4G |  | On Air | On Air | 248362.8743 | 1729988.3 | IDX0754
IDX5759 | IDX0759 | IDXL5759 | Elite Sports Residence-08 | Elite Sports Residence-08 | On Air | 25.0397 | 55.2045 | IBS | Residential | DXB | Dubai | DUBAI_AL HEBIAH FOURTH (DUBAI SPORTS CITY) | du | T | 3G-4G |  | On Air | On Air | 470357.1366 | 3489413.8 | IDX0759
IDX5706 | IDX0706 | IDXL5706 | Elite sports residence-07 | Elite sports residence-07 | On Air | 25.0387 | 55.2049 | IBS | Residential | DXB | Dubai | DUBAI_AL HEBIAH FOURTH (DUBAI SPORTS CITY) | du | T | 3G-4G |  | On Air | On Air | 121468.8289 | 706283.4 | IDX0706
IDX5707 | IDX0707 | IDXL5707 | Elite sports residence-05 | Elite sports residence-05 | On Air | 25.0409 | 55.2219 | IBS | Residential | DXB | Dubai | DUBAI_AL HEBIAH FOURTH (DUBAI SPORTS CITY) | du | T | 3G-4G |  | On Air | On Air | 389817.4939 | 1733548.6 | IDX0707
IDX5701 | IDX0701 | IDXL5701 | Elite sports residence-03 | Elite sports residence-03 | On Air | 25.0446 | 55.2155 | IBS | Residential | DXB | Dubai | DUBAI_AL HEBIAH FOURTH (DUBAI SPORTS CITY) | du | T | 3G-4G |  | On Air | On Air | 219053.6778 | 1162080 | IDX0701
DXB0383 | DXB5383 |  | Elite 4_DSC | Elite 4_DSC | On Air | 25.0387 | 55.219 | IBS | Residential | DXB | Dubai | DUBAI_AL HEBIAH FOURTH (DUBAI SPORTS CITY) | du | NSN | 2G-3G | On Air | On Air |  | 337013.4926 | 0 | DXB5383
DXB0751 | DXB5751 |  | Elite 2 Tower_DSC | Elite 2 Tower_DSC | On Air | 25.0439 | 55.2171 | IBS | Residential | DXB | Dubai | DUBAI_AL HEBIAH FOURTH (DUBAI SPORTS CITY) | du | In House | 2G-3G | On Air | On Air |  | 715702.3592 | 0 | DXB5751
DXB0443 | DXB5443 |  | Elite 1 Tower_DSC | Elite 1 Tower_DSC | On Air | 25.0433 | 55.2165 | IBS | Residential | DXB | Dubai | DUBAI_AL HEBIAH FOURTH (DUBAI SPORTS CITY) | du | NSN | 2G-3G | On Air | On Air |  | 330249.0445 | 0 | DXB5443
DXB0038 | DXB5038 |  | EK Maintenance Facility SP-333 | EK Maintenance Facility SP-333 | On Air | 25.2379 | 55.386 | IBS | Airport | DXB | Dubai | DUBAI_DUBAI INTL AIRPORT (DUBAI INTERNATIONAL AIRPORT) | du | Huawei | 2G-3G | On Air | On Air |  | 3431551.3304 | 0 | DXB5038
DXB0857 | DXB5857 | DXBL0857 | EK Engineering Center_Dubai Airport | EK Engineering Center_Dubai Airport | On Air | 25.2548 | 55.382 | IBS | Airport | DXB | Dubai | DUBAI_DUBAI INTL AIRPORT (DUBAI INTERNATIONAL AIRPORT) | du | In House | 2G-3G | On Air | On Air |  | 13846386.8203 | 0 | DXB5857
DXB0793 | DXB5793 | DXBL0793 | EK Buildings Blocks C & D - Muhaisnah 4 | EK Buildings Blocks C & D - Muhaisnah 4 | On Air | 25.2804 | 55.4037 | IBS | Residential | DXB | Dubai | DUBAI_MUHAISANAH FOURTH | du | Huawei | 2G-3G-4G | On Air | On Air | On Air | 872389.8662 | 1677666 | DXB5793
DXB0790 | DXB5790 | DXBL0790 | EK Buildings Blocks A & B - Muhaisnah 4 | EK Buildings Blocks A & B - Muhaisnah 4 | On Air | 25.2799 | 55.4031 | IBS | Residential | DXB | Dubai | DUBAI_MUHAISANAH FOURTH | du | Huawei | 2G-3G-4G | On Air | On Air | On Air | 836815.263 | 1211219.8 | DXB5790
IDX5858 | IDX0858 | IDXL5858 | EK Administration Building | EK Administration Building | On Air | 25.2571 | 55.3813 | IBS | Commercial | DXB | Dubai | DUBAI_DUBAI INTL AIRPORT (DUBAI INTERNATIONAL AIRPORT) | du |  | 3G-4G |  | On Air | On Air | 1041794.1512 | 7467062.7 | IDX0858
| IDX0839 | IDXL5839 | Eiffel Staff Accommodation at Al Quaz 3 | Eiffel Staff Accommodation at Al Quaz 3 | On Air | 25.1558 | 55.2482 |  | Commercial | DXB |  | DUBAI_AL QOUZ THIRD (AL QUOZ THIRD) |  |  | 3G-4G |  | On Air | On Air | 759387.5089 | 1524199.5 | IDX0839
| IDX0838 | IDXL5838 | Eiffel 1 at SZR | Eiffel 1 at SZR | On Air | 25.1311 | 55.211 |  | Residential | DXB |  | DUBAI_UMM AL SHEIF |  |  | 3G-4G |  | On Air | On Air | 89876.5439 | 398899 | IDX0838
DXB0528 | DXB5528 | DXBL0528 | ECONOMIC BUSINESS DEPARTMENT IN DUBAI/Dubai Land Dept. | ECONOMIC BUSINESS DEPARTMENT IN DUBAI/Dubai Land Dept. | On Air | 25.2617 | 55.3157 | IBS | Government | DXB | Dubai | DUBAI_RIGGAT AL BUTEEN | du | MOTO | 2G-3G-4G | On Air | On Air | On Air | 434647.7614 | 2109734.4 | DXB5528
AUH0724 | AUH5724 | AUHL0724 | Eastern Mangrove Marina and Chandlery Apartments | Eastern Mangrove | On Air | 24.446 | 54.439 | IBS | Hotel | SE | Abu Dhabi | ABU DHABI_AL GARM | du |  | 3G-4G |  | On Air | On Air | 540446.2329 | 1167807.9098 | AUH5724
AUH0723 | AUH5723 | AUHL0723 | Eastern Mangrove Luxury Buildings | Eastern Mangrove | On Air | 24.446 | 54.439 | IBS | Hotel | SE |  | ABU DHABI_AL GARM |  |  | 3G-4G |  | On Air | On Air | 65770.5884 | 130885.6926 | AUH5723
AUH0888 | AUH5888 | AUHL0888 | Eastern Mangrove Hotel | Eastern Mangrove | On Air | 24.4465 | 54.438 | IBS | Hotel | SE | Abu Dhabi | ABU DHABI_AL GARM | Etisalat | ETC | 2G-3G-4G | On Air | On Air | On Air | 515667.291 | 1275927.2485 | AUH5888
DXB0823 | DXB5823 | DXBL0823 | East Hotel (Pullman Hotel) | East Hotel (Pullman Hotel) | On Air | 25.1196 | 55.2031 | IBS | Hotel | DXB | Dubai | DUBAI_AL BARSHA FIRST | Etisalat | ETC | 2G-3G-4G | On Air | On Air | On Air | 970065.5957 | 4204879.7 | DXB5823
AUH0588 | AUH5588 | AUHL0588 | E4_01_C201 Gen AUH of Islamic Affairs | E4_01_C201 Gen AUH of Islamic Affairs | On Air | 24.48 | 54.3687 | IBS | Commercial | SE | Abu Dhabi | ABU DHABI_Madinat Zayed(AD) | du | Huawei | 2G-3G-4G | On Air | On Air | On Air | 541156.32 | 762937.1328 | AUH5588
| IDX0952D | IDXL5952IV | E-170 Villa | E-170 Villa | On Air | 25.0632 | 55.1671 |  | Residential | DXB |  | DUBAI_AL THANYAH FOURTH (EMIRATES HILL THIRD) |  |  |  |  | On Air | On Air | 21204.5322 | 44621.6 | IDX0952D
DXB0628 | DXB5628 | DXBL0628 | DXB Terminal 1- Room 6 | Dubai Airport T1 | On Air | 25.2494 | 55.3524 | IBS | Airport | DXB | Dubai | DUBAI_DUBAI INTL AIRPORT (DUBAI INTERNATIONAL AIRPORT) | Etisalat | ETC | 3G-4G |  | On Air | On Air | 412899.3942 | 512756.3 | DXB5628
IDX5163 | IDX0163 | IDXL5163 | DXB Terminal 1- Room 5 | Dubai Airport T1 | On Air | 25.2494 | 55.3524 | IBS | Airport | DXB | Dubai | DUBAI_DUBAI INTL AIRPORT (DUBAI INTERNATIONAL AIRPORT) | Etisalat | ETC | 3G-4G |  |  | On Air | 0 | 6755843.2 | IDX0163
DXB0615 | DXB5615 | DXBL0615 | DXB Terminal 1- Room 4 | Dubai Airport T1 | On Air | 25.2494 | 55.3524 | IBS | Airport | DXB | Dubai | DUBAI_DUBAI INTL AIRPORT (DUBAI INTERNATIONAL AIRPORT) | Etisalat | ETC | 3G-4G |  | On Air | On Air | 281400.2267 | 4075739.6 | DXB5615
| DXB5615A |  | DXB Terminal 1- Room 4 | Dubai Airport T1 | On Air | 25.2494 | 55.3524 | IBS | Airport | DXB | Dubai | DUBAI_DUBAI INTL AIRPORT (DUBAI INTERNATIONAL AIRPORT) | Etisalat | ETC | 3G |  | On Air |  | 491632.7493 | 0 | DXB5615A
IDX5161 | IDX0161 | IDXL5161 | DXB Terminal 1- Room 3 | Dubai Airport T1 | On Air | 25.2494 | 55.3524 | IBS | Airport | DXB | Dubai | DUBAI_DUBAI INTL AIRPORT (DUBAI INTERNATIONAL AIRPORT) | Etisalat | ETC | 2G-3G-4G | On Air | On Air | On Air | 1275807.0987 | 10943391.5 | IDX0161
| IDX0161A |  | DXB Terminal 1- Room 3 | Dubai Airport T1 | On Air | 25.2494 | 55.3524 | IBS | Airport | DXB | Dubai | DUBAI_DUBAI INTL AIRPORT (DUBAI INTERNATIONAL AIRPORT) | Etisalat | ETC | 3G |  | On Air |  | 1723410.3247 | 0 | IDX0161A
IDX5145 | IDX0145 | IDXL5145 | DXB Terminal 1- Room 2 | Dubai Airport T1 | On Air | 25.2494 | 55.3524 | IBS | Airport | DXB | Dubai | DUBAI_DUBAI INTL AIRPORT (DUBAI INTERNATIONAL AIRPORT) | Etisalat | ETC | 2G-3G-4G | On Air | On Air | On Air | 1041135.814 | 7149107.6 | IDX0145
DXB0370 | DXB5370 | DXBL0370 | DXB Terminal 1- Room 1 | Dubai Airport T1 | On Air | 25.2494 | 55.3524 | IBS | Airport | DXB | Dubai | DUBAI_DUBAI INTL AIRPORT (DUBAI INTERNATIONAL AIRPORT) | Etisalat | ETC | 2G-3G-4G | On Air | On Air | On Air | 731419.0855 | 3177238.6 | DXB5370
| IDX0360 | IDXL5360 | DWTC New Exhibition Hall | DICC | On Air | 25.2255 | 55.291 | IBS | Exhibition | DXB | Dubai | DUBAI_TRADE CENTER SECOND | Etisalat | ETC | 3G-4G |  | On Air | On Air | 300595.475 | 2546818.1 | IDX0360
IDX5358 | IDX0358 | IDXL5358 | DWTC New Exhibition Hall | DICC | On Air | 25.2248 | 55.29 | IBS | Exhibition | DXB | Dubai | DUBAI_TRADE CENTER SECOND | Etisalat | ETC | 3G-4G |  | On Air | On Air | 232851.7296 | 1453447.3 | IDX0358
| IDX0359 | IDXL5359 | DWTC New Exhibition Hall | DICC | On Air | 25.2251 | 55.2906 | IBS | Exhibition | DXB | Dubai | DUBAI_TRADE CENTER SECOND | Etisalat | ETC | 3G-4G |  | On Air | On Air | 235955.0245 | 1237251.5 | IDX0359
IDX5341 | IDX0341 | IDXL5341 | DWTC Ibis Hotel and C1 (Office) | DWTC Ibis Hotel and C1 (Office) | On Air | 25.2216 | 55.2857 | IBS | Hotel | DXB | Dubai | DUBAI_TRADE CENTER SECOND | Etisalat | ETC | 3G-4G |  | On Air | On Air | 791872.0809 | 3238454.7 | IDX0341
DXB0170 | DXB5170 |  | DWTC Hotel & Apartments - 3 | DWTC Hotel & Apartments | On Air | 25.2219 | 55.2838 | IBS | Hotel | DXB | Dubai | DUBAI_TRADE CENTER SECOND | du | NSN | 2G-3G | On Air | On Air |  | 112658.3515 | 0 | DXB5170
DXB0169 | DXB5169 |  | DWTC Hotel & Apartments - 2 | DWTC Hotel & Apartments | On Air | 25.2229 | 55.2844 | IBS | Hotel | DXB | Dubai | DUBAI_TRADE CENTER SECOND | du | NSN | 2G-3G | On Air | On Air |  | 61163.012 | 0 | DXB5169
DXB0023 | DXB5023 |  | DWTC Hotel & Apartments | DWTC Hotel & Apartments | On Air | 25.2238 | 55.285 | IBS | Hotel | DXB | Dubai | DUBAI_TRADE CENTER SECOND | du | NSN | 2G-3G | On Air | On Air |  | 160375.6765 | 0 | DXB5023
IDX5716 | IDX0716 | IDXL5716 | Dusseldorf Business Point | Dusseldorf Business Point | On Air | 25.1145 | 55.205 | IBS | Commercial | DXB | Dubai | DUBAI_AL BARSHA FIRST | du | W | 3G-4G |  | On Air | On Air | 133745.6766 | 969136.4 | IDX0716
AUH0739 | AUH5739 | AUHL0739 | Dusit Thani - Tower 3 | Dusit Thani - Tower | On Air | 24.4554 | 54.3951 | IBS | Commercial | SE | Abu Dhabi | ABU DHABI_Al Nahyan | du | Huawei | 2G-3G-4G | On Air | On Air | On Air | 982320.4715 | 2959726.5129 | AUH5739
AUH0738 | AUH5738 | AUHL0738 | Dusit Thani - Tower 2 | Dusit Thani - Tower | On Air | 24.4554 | 54.3951 | IBS | Residential | SE | Abu Dhabi | ABU DHABI_Al Nahyan | du | Huawei | 2G-3G-4G | On Air | On Air | On Air | 673204.2796 | 1429744.19 | AUH5738
AUH0737 | AUH5737 | AUHL0737 | Dusit Thani - Tower 1 | Dusit Thani - Tower | On Air | 24.4554 | 54.3951 | IBS | Hotel | SE | Abu Dhabi | ABU DHABI_Al Nahyan | Etisalat | ETC | 2G-3G-4G | On Air | On Air | On Air | 1183694.2075 | 2313081.3547 | AUH5737
DXB0759 | DXB5759 |  | Dusit Dubai Marina | Dusit Dubai | On Air | 25.0831 | 55.1443 | IBS | Hotel | DXB | Dubai | DUBAI_MARSA DUBAI | du | Mitech | 2G-3G | On Air | On Air |  | 252301.3183 | 0 | DXB5759
DXB0022 | DXB5022A | DXBL0022 | Dusit Dubai | Dusit Dubai | On Air | 25.2064 | 55.2729 | IBS | Hotel | DXB | Dubai | DUBAI_TRADE CENTER SECOND | du | NSN | 2G-3G-4G | On Air | On Air | On Air | 1177533.0157 | 641080.9 | DXB5022A
| DXB5022B | DXBL0022I | Dusit Dubai | Dusit D2 Kenz Hotel (Previously known as Tecom C Hotel C-003-001) | On Air | 25.2064 | 55.2729 | IBS | Hotel | DXB | Dubai | DUBAI_TRADE CENTER SECOND | du | NSN | 3G-4G |  | On Air | On Air | 124727.2137 | 999582.2 | DXB5022B
IDX5134 | IDX0134 | IDXL5134 | Dusit D2 Kenz Hotel (Previously known as Tecom C Hotel C-003-001) | Dunes Hotel Apartments Muhaisnah | On Air | 25.0991 | 55.173 | IBS | Hotel | DXB | Dubai | DUBAI_AL THANYAH FIRST (AL SAFOUH THIRD) | du | Huawei | 2G-3G-4G | On Air | On Air | On Air | 264636.1321 | 921383.9 | IDX0134
DXB0408 | DXB5408 |  | Dunes Hotel Apartments Muhaisnah | dubiotech headquarters (North Tower ,South Tower ) | On Air | 25.2852 | 55.405 | IBS | Hotel | DXB | Dubai | DUBAI_MUHAISANAH FOURTH | du | Huawei | 2G-3G | On Air | On Air |  | 184086.4716 | 0 | DXB5408
| IDX0670 | IDXL5670 | dubiotech headquarters (North Tower ,South Tower ) |  | On Air | 25.0749 | 55.2399 |  | Commercial |  |  | DUBAI_AL BARSHA SOUTH SECOND |  |  |  |  | On Air |  | 1342.6437 | 0 | IDX0670
DXB0188 | DXB5188 |  | Dubai,DIC 8 | Dubai Wharf (T3) | On Air | 25.0942 | 55.1623 | IBS | Commercial | DXB | Dubai | DUBAI_AL SAFOUH SECOND | du | Alan Dick | 2G-3G | On Air | On Air |  | 166939.9245 | 0 | DXB5188
IDX5453 | IDX0453 | IDXL5453 | Dubai Wharf (T3) | Dubai Wharf (T2 ) | On Air | 25.2265 | 55.3368 | IBS | Commercial & Residential | DXB | Dubai | DUBAI_AL JADAF | du | T | 3G-4G |  | On Air | On Air | 187401.2199 | 946995.9 | IDX0453
IDX5451 | IDX0451 | IDXL5451 | Dubai Wharf (T2 ) | Dubai Wharf (T1) | On Air | 25.2255 | 55.3387 | IBS | Commercial & Residential | DXB | Dubai | DUBAI_AL JADAF | du | T | 3G-4G |  | On Air | On Air | 488162.586 | 1997032.9 | IDX0451
IDX5450 | IDX0450 | IDXL5450 | Dubai Wharf (T1) | Dubai Taxi Main Office and Accommodation Buildings | On Air | 25.2259 | 55.3373 | IBS | Commercial & Residential | DXB | Dubai | DUBAI_AL JADAF | du | T | 3G-4G |  | On Air | On Air | 274823.7894 | 1547562.5 | IDX0450
DXB0996 | DXB5996 | DXBL0996 | Dubai Sports Complex Site 2 | Dubai Sports Complex | On Air | 25.0513 | 55.318 | IBS | Grand Stand | DXB | Dubai | DUBAI_UMM NAHAD SECOND (DUBAI LAND) | Etisalat | ETC | 2G-3G | On Air | On Air |  | 830272.7544 | 30949.8 | DXB5996
DXB0995 | DXB5995 | DXBL0995 | Dubai Sports Complex Site 1 | Dubai Sports Complex | On Air | 25.0513 | 55.318 | IBS | Grand Stand | DXB | Dubai | DUBAI_UMM NAHAD SECOND (DUBAI LAND) | Etisalat | ETC | 2G-3G | On Air | On Air |  | 321630.8957 | 17055.6 | DXB5995
| IDX0221 | IDXL5221 | Dubai Sports City Complex Block C | Dubai Sports City Complex | On Air | 25.0385 | 55.2263 |  | Stadium | DXB |  | DUBAI_AL HEBIAH FOURTH (DUBAI SPORTS CITY) |  |  |  |  | On Air | On Air | 211131.1476 | 1162131.5 | IDX0221
| IDX0220 | IDXL5220 | Dubai Sports City Complex Block B | Dubai Sports City Complex | On Air | 25.0385 | 55.2263 |  | Stadium | DXB |  | DUBAI_AL HEBIAH FOURTH (DUBAI SPORTS CITY) |  |  |  |  | On Air | On Air | 303703.8361 | 1936369.7 | IDX0220
IDX5219 | IDX0219 | IDXL5219 | Dubai Sports City Complex Block A | Dubai Sports City Complex | On Air | 25.0385 | 55.2263 | IBS | Stadium | DXB | Dubai | DUBAI_AL HEBIAH FOURTH (DUBAI SPORTS CITY) | du | NSN | 3G-4G |  | On Air | On Air | 35829.9174 | 209727.8 | IDX0219
DXB0749 | DXB5749 | DXBL0749 | Dubai Silicon Oasis, Emirates Road, Dubai-BldgE | Dubai Silicon Oasis HQ | On Air | 25.1248 | 55.3808 | IBS | Commercial | DXB | Dubai | DUBAI_NADD HESSA (DUBAI SILICON OASIS) | du | Alan Dick | 2G-3G-4G | On Air | On Air | On Air | 504619.05 | 2118404.5 | DXB5749
DXB0261 | DXB5261 | DXBL0261 | Dubai Silicon Oasis, Emirates Road, Dubai-BldgB | Dubai Silicon Oasis HQ | On Air | 25.1248 | 55.3808 | IBS | Commercial | DXB | Dubai | DUBAI_NADD HESSA (DUBAI SILICON OASIS) | du | Alan Dick | 2G-3G-4G | On Air | On Air | On Air | 464278.2579 | 3336088.9 | DXB5261
IDX5159 | IDX0159 | IDXL5159 | Dubai Shopping Centre | Dubai Science Park | On Air | 25.2533 | 55.3334 | IBS | Mall | DXB | Dubai | DUBAI_PORT SAEED | du | NSN | 2G-3G-4G | On Air | On Air |  | 517902.8128 | 0 | IDX0159
IDX5563 | IDX0563 | IDXL5563 | Dubai Science Park | Dubai Properties_DMC | On Air | 25.0762 | 55.2425 | IBS | Commercial | DXB | Dubai | DUBAI_AL BARSHA SOUTH SECOND | du | T | 3G-4G |  | On Air | On Air | 214681.7051 | 1782235.5 | IDX0563
DXB0060 | DXB5060 | DXBL0060 | Dubai Properties_DMC | Dubai Ports Police Station | On Air | 25.1035 | 55.1688 | IBS | Commercial | DXB | Dubai | DUBAI_AL SAFOUH SECOND | du | In House | 2G-3G-4G | On Air | On Air | On Air | 205111.9047 | 994867.3 | DXB5060
IDX5575 | IDX0575 | IDXL5575 | Dubai Ports Police Station | Dubai Police-Department of Protective Systems | On Air | 25.2491 | 55.2772 | IBS | Government | DXB | Dubai | DUBAI_MADINAT DUBAI AL MELAHEYAH (AL MINA) | du | T | 3G-4G |  | On Air | On Air | 161470.2729 | 1338136.8 | IDX0575
NA | IDX0207T | IDXL5207I | Dubai Police-Department of Protective Systems | Dubai Police, Al Ghusais, Near Dubai International Airport | On Air | 25.2663 | 55.3913 | ATOM | Commercial | DXB | Dubai | DUBAI_AL QUSAIS SECOND | du | Huawei | 3G-4G |  | On Air | On Air | 56259.5028 | 278447.2 | IDX0207T
DXB0205 | DXB5205 | DXBL0205 | Dubai Police, Al Ghusais, Near Dubai International Airport | Dubai Police Traffic Department | On Air | 25.2745 | 55.3514 | IBS | Government | DXB | Dubai | DUBAI_AL TWAR FIRST | du | Alan Dick | 2G-3G-4G | On Air | On Air | On Air | 1527484.1646 | 10599981 | DXB5205
IDX5001 | IDX0001 | IDXL5001 | Dubai Police Traffic Department | Dubai Police Security New HQ | On Air | 25.272080 | 55.3542 | IBS | Government | DXB | Dubai | DUBAI_AL TWAR FIRST | du | NSN | 2G-3G-4G | On Air | On Air | On Air | 319475.9429 | 1458580.3 | IDX0001
IDX5040 | IDX0040 | IDXL5040 | Dubai Police Security New HQ | Dubai Police National Security Department (Old and New Bldgs) | On Air | 25.1463 | 55.5211 | IBS | Government | DXB | Dubai | DUBAI_AL ROWAIYAH THIRD (800) | Etisalat | ETC | 2G-3G-4G | On Air | On Air | On Air | 913493.9922 | 12309885 | IDX0040
IDX5165 | IDX0165 | IDXL5165 | Dubai Police National Security Department (Old and New Bldgs) | Dubai Police National Security Department | On Air | 25.2756 | 55.3544 | IBS | Government | DXB | Dubai | DUBAI_AL TWAR FIRST | du | Huawei | 2G-3G-4G | On Air | On Air | On Air | 900467.4524 | 3572378 | IDX0165
IDX5109 | IDX0109 | IDXL5109 | Dubai Police HQ - CID Building | Dubai Police Forensic Science and Criminology | On Air | 25.2767 | 55.3532 | IBS | Government | DXB | Dubai | DUBAI_AL TWAR FIRST | du | Huawei | 2G-3G-4G | On Air | On Air | On Air | 874911.2282 | 7995830.9 | IDX0109
IDX5023 | IDX0023 | IDXL5023 | Dubai Police Forensic Science and Criminology | Dubai Outlet Mall (DOM) | On Air | 25.2781 | 55.3574 | IBS | Government | DXB | Dubai | DUBAI_AL TWAR FIRST | Etisalat | ETC | 2G-3G-4G | On Air | On Air | On Air | 397480.854 | 2683453.8 | IDX0023
DXB0134 | DXB5134 | DXBL0134 | Dubai Outlet Mall (DOM) | Dubai Municipality | On Air | 25.0724 | 55.4006 | IBS | Mall | DXB | Dubai | DUBAI_UMM NAHAD FIRST (DUBAI LAND) | Etisalat | In House/ETC | 2G-3G-4G | On Air | On Air | On Air | 3453237.8857 | 13521321.4 | DXB5134
DXB0098 | DXB5098 | DXBL0098 | Dubai Municipality | Dubai Metro Red Line (Union Square - Underground) | On Air | 25.2647 | 55.3123 | IBS | Government | DXB | Dubai | DUBAI_AL RIGGA | du | NSN | 2G-3G-4G | On Air | On Air | On Air | 574947.7709 | 2631863 | DXB5098
DXB0590 | DXB5590 | DXBL0590 | Dubai Metro Red Line (Union Square - Underground) | Metro | On Air | 25.2664 | 55.3139 | IBS | Metro Red | DXB | Dubai | DUBAI_AL RIGGA | du | Andrew | 2G-3G-4G | On Air | On Air |  | 12003932.6122 | 0 | DXB5590
DXB0594 | DXB5594 | DXBL0594 | Dubai Metro Red Line (Trade Center) | Metro | On Air | 25.2247 | 55.285 | IBS | Metro Red | DXB | Dubai | DUBAI_TRADE CENTER SECOND | du | Andrew | 2G-3G-4G | On Air | On Air | On Air | 1451663.596 | 4350479 | DXB5594
DXB0603 | DXB5603 |  | Dubai Metro Red Line (Tecom) | Metro | On Air | 25.1022 | 55.1739 | IBS | Metro Red | DXB | Dubai | DUBAI_AL THANYAH FIRST (AL SAFOUH THIRD) | du | Andrew | 2G-3G | On Air | On Air |  | 1961476.1044 | 0 | DXB5603
DXB0583 | DXB5583 | DXBL0583 | Dubai Metro Red Line (Rashidaya) | Metro | On Air | 25.2303 | 55.3911 | IBS | Metro Red | DXB | Dubai | DUBAI_AL RASHIDIYA | du | Andrew | 2G-3G-4G | On Air | On Air | On Air | 1486539.9031 | 2243123.1 | DXB5583
DXB0604 | DXB5604 | DXBL0604 | Dubai Metro Red Line (Nakheel) | Metro | On Air | 25.0889 | 55.1581 | IBS | Metro Red | DXB | Dubai | DUBAI_AL THANYAH THIRD (EMIRATES HILL SECOND) | du | Andrew | 2G-3G-4G | On Air | On Air | On Air | 912987.9878 | 1150048.8 | DXB5604
DXB0605 | DXB5605 |  | Dubai Metro Red Line (Marina) | Metro | On Air | 25.08 | 55.1475 | IBS | Metro Red | DXB | Dubai | DUBAI_Jumeirah Lakes Towers (JLT) | du | Andrew | 2G-3G | On Air | On Air |  | 1738866.1955 | 0 | DXB5605
DXB0601 | DXB5601 | DXBL0601 | Dubai Metro Red Line (Mall of Emirates) | Metro | On Air | 25.1211 | 55.2006 | IBS | Metro Red | DXB | Dubai | DUBAI_AL BARSHA FIRST | du | Andrew | 2G-3G-4G | On Air | On Air | On Air | 1718778.0275 | 4578239.2 | DXB5601
DXB0606 | DXB5606 |  | Dubai Metro Red Line (Jumeirah Lake Towers) | Metro | On Air | 25.0708 | 55.1386 | IBS | Metro Red | DXB | Dubai | DUBAI_Jumeirah Lakes Towers (JLT) | du | Andrew | 2G-3G | On Air | On Air |  | 1735697.0582 | 0 | DXB5606
DXB0607 | DXB5607 | DXBL0607 | Dubai Metro Red Line (Jumeirah Island) | Metro | On Air | 25.0581 | 55.1272 | IBS | Metro Red | DXB | Dubai | DUBAI_Discovery Gardens | du | Andrew | 2G-3G | On Air | On Air |  | 200183.5434 | 0 | DXB5607
DXB0610 | DXB5610 | DXBL0610 | Dubai Metro Red Line (Jebel Ali Ind) | Metro | On Air | 25.0014 | 55.0958 | IBS | Metro Red | DXB | Dubai | DUBAI_JABAL ALI INDUSTRIAL FIRST (JEBEL ALI INDUSTRIAL AREA) | du | Andrew | 2G-3G | On Air | On Air |  | 525022.3836 | 0 | DXB5610
DXB0611 | DXB5611 | DXBL0611 | Dubai Metro Red Line (JAFZA/Limitless) | Metro | On Air | 24.9775 | 55.0956 | IBS | Metro Red | DXB | Dubai | DUBAI_JABAL ALI INDUSTRIAL SECOND (JABAL ALI INDUSTRIAL 2) | du | Andrew | 2G-3G-4G | On Air | On Air |  | 281603.1965 | 0 | DXB5611
DXB0608 | DXB5608 | DXBL0608 | Dubai Metro Red Line (Ibn Batuta) | Metro | On Air | 25.0467 | 55.1175 | IBS | Metro Red | DXB | Dubai | DUBAI_Discovery Gardens | du | Andrew | 2G-3G-4G | On Air | On Air |  | 705131.7408 | 0 | DXB5608
DXB0596 | DXB5596 | DXBL0596 | Dubai Metro Red Line (Financial Centre) | Metro | On Air | 25.2111 | 55.2756 | IBS | Metro Red | DXB | Dubai | DUBAI_TRADE CENTER SECOND | du | Andrew | 2G-3G-4G | On Air | On Air |  | 1716298.2185 | 0 | DXB5596
DXB0584 | DXB5584 | DXBL0584 | Dubai Metro Red Line (Emirates) | Metro | On Air | 25.2411 | 55.3658 | IBS | Metro Red | DXB | Dubai | DUBAI_AL GARHOUD | du | Andrew | 2G-3G-4G | On Air | On Air |  | 861849.5588 | 0 | DXB5584
DXB0595 | DXB5595 | DXBL0595 | Dubai Metro Red Line (Emirates Towers) | Metro | On Air | 25.2172 | 55.2797 | IBS | Metro Red | DXB | Dubai | DUBAI_TRADE CENTER SECOND | du | Andrew | 2G-3G-4G | On Air | On Air | On Air | 1827666.6212 | 4631894.7 | DXB5595
DXB0609 | DXB5609 | DXBL0609 | Dubai Metro Red Line (Dubal) | Metro | On Air | 25.0264 | 55.1008 | IBS | Metro Red | DXB | Dubai | DUBAI_JABAL ALI THIRD | du | Andrew | 2G-3G | On Air | On Air |  | 347680.4152 | 0 | DXB5609
DXB0588 | DXB5588 | DXBL0588 | Dubai Metro Red Line (City Centre - Underground) | Metro | On Air | 25.2543 | 55.3302 | IBS | Metro Red | DXB | Dubai | DUBAI_PORT SAEED | du | Andrew | 2G-3G-4G | On Air | On Air | On Air | 5377572.1762 | 3824103.6 | DXB5588
DXB0598 | DXB5598 | DXBL0598 | Dubai Metro Red Line (Business Bay) | Metro | On Air | 25.1914 | 55.2603 | IBS | Metro Red | DXB | Dubai | DUBAI_BURJ KHALIFA (BUSINESS BAY) | du | Andrew | 2G-3G-4G | On Air | On Air | On Air | 2063121.2828 | 5738945.1 | DXB5598
DXB0591 | DXB5591 | DXBL0591 | Dubai Metro Red Line (Burjuman - Underground) | Metro | On Air | 25.2547 | 55.3042 | IBS | Metro Red | DXB | Dubai | DUBAI_MANKHOOL | du | Andrew | 2G-3G-4G | On Air | On Air | On Air | 9326868.353 | 15931083.3 | DXB5591
DXB0597 | DXB5597 | DXBL0597 | Dubai Metro Red Line (Burj Dubai) | Metro | On Air | 25.2014 | 55.2694 | IBS | Metro Red | DXB | Dubai | DUBAI_BURJ KHALIFA (BUSINESS BAY) | du | Andrew | 2G-3G-4G | On Air | On Air | On Air | 2007256.6848 | 5390316.9 | DXB5597
DXB0600 | DXB5600 |  | Dubai Metro Red Line (Burj Al Arab) | Metro | On Air | 25.1267 | 55.2078 | IBS | Metro Red | DXB | Dubai | DUBAI_AL QOUZE IND.THIRD (AL QUOZ IND. THIRD) | du | Andrew | 2G-3G | On Air | On Air |  | 1843712.1109 | 0 | DXB5600
DXB0589 | DXB5589 | DXBL0589 | Dubai Metro Red Line (Al Rigga - Underground) | Metro | On Air | 25.2633 | 55.3242 | IBS | Metro Red | DXB | Dubai | DUBAI_AL MURAQQABAT | du | Andrew | 2G-3G-4G | On Air | On Air |  | 9347706.9966 | 0 | DXB5589
DXB0599 | DXB5599 | DXBL0599 | Dubai Metro Red Line (Al Quoz) | Metro | On Air | 25.1556 | 55.2286 | IBS | Metro Red | DXB | Dubai | DUBAI_AL QOUZE IND.FIRST (AL QUOZ IND. FIRST) | du | Andrew | 2G-3G | On Air | On Air |  | 2313460.1915 | 0 | DXB5599
DXB0592 | DXB5592 |  | Dubai Metro Red Line (Al Karama) | Metro | On Air | 25.2444 | 55.2983 | IBS | Metro Red | DXB | Dubai | DUBAI_AL KARAMA | du | Andrew | 2G-3G | On Air | On Air |  | 3915272.1375 | 0 | DXB5592
DXB0593 | DXB5593 | DXBL0593 | Dubai Metro Red Line (Al Jafilya) | Metro | On Air | 25.2336 | 55.2922 | IBS | Metro Red | DXB | Dubai | DUBAI_AL KIFAF | du | Andrew | 2G-3G | On Air | On Air |  | 3091941.4314 | 0 | DXB5593
DXB0587 | DXB5587 | DXBL0587 | Dubai Metro Red Line (Al Garhoud) | Metro | On Air | 25.2494 | 55.34 | IBS | Metro Red | DXB | Dubai | DUBAI_AL GARHOUD | du | Andrew | 2G-3G-4G |  | On Air | On Air | 443912.8333 | 2027199.2 | DXB5587
DXB0602 | DXB5602 |  | Dubai Metro Red Line (Al Barshaa) | Metro | On Air | 25.1147 | 55.1908 | IBS | Metro Red | DXB | Dubai | DUBAI_AL BARSHA FIRST | du | Andrew | 2G-3G | On Air | On Air |  | 1248532.5019 | 0 | DXB5602
DXB0586 | DXB5586 |  | Dubai Metro Red Line (Airport T1) | Metro | On Air | 25.2483 | 55.3525 | IBS | Metro Red | DXB | Dubai | DUBAI_DUBAI INTL AIRPORT (DUBAI INTERNATIONAL AIRPORT) | du | Andrew | 2G-3G | On Air | On Air |  | 1285639.4221 | 0 | DXB5586
DXB0717 | DXB5717 | DXBL0717 | Dubai Metro Green Line (Stadium) | Metro | On Air | 25.2778 | 55.3616 | IBS | Metro Green | DXB | Dubai | DUBAI_AL QUSAIS FIRST | Etisalat | ETC | 2G-3G-4G | On Air | On Air | On Air | 1593468.5799 | 3355346.4 | DXB5717
DXB0721 | DXB5721 | DXBL0721 | Dubai Metro Green Line (Salahuddin) | Metro | On Air | 25.2703 | 55.3207 | IBS | Metro Green | DXB | Dubai | DUBAI_AL MURAQQABAT | Etisalat | ETC | 2G-3G-4G | On Air | On Air | On Air | 5302465.4207 | 3743397.8 | DXB5721
DXB0714 | DXB5714 | DXBL0714 | Dubai Metro Green Line (Qusais-2) | Metro | On Air | 25.2548 | 55.401 | IBS | Metro Green | DXB | Dubai | DUBAI_AL QUSAIS THIRD | Etisalat | ETC | 2G-3G-4G | On Air | On Air | On Air | 674713.1087 | 1459977.3 | DXB5714
DXB0713 | DXB5713 | DXBL0713 | Dubai Metro Green Line (Qusais-1) | Metro | On Air | 25.2627 | 55.3875 | IBS | Metro Green | DXB | Dubai | DUBAI_AL QUSAIS SECOND | Etisalat | ETC | 2G-3G-4G | On Air | On Air | On Air | 626550.883 | 1402705.5 | DXB5713
DXB0723 | DXB5723 | DXBL0723 | Dubai Metro Green Line (Palm Deira) | Metro | On Air | 25.2762 | 55.3018 | IBS | Metro Green | DXB | Dubai | DUBAI_AL CORNICHE | Etisalat | ETC | 2G-3G-4G | On Air | On Air | On Air | 5174905.3164 | 61164.5 | DXB5723
DXB0727 | DXB5727 | DXBL0727 | Dubai Metro Green Line (Oud Metha) | Metro | On Air | 25.2436 | 55.316 | IBS | Metro Green | DXB | Dubai | DUBAI_OUD METHA | Etisalat | ETC | 2G-3G-4G | On Air | On Air | On Air | 1218296.842 | 2100071.2 | DXB5727
DXB0716 | DXB5716 | DXBL0716 | Dubai Metro Green Line (Nahda) | Metro | On Air | 25.2733 | 55.3693 | IBS | Metro Green | DXB | Dubai | DUBAI_AL QUSAIS FIRST | Etisalat | ETC | 2G-3G-4G | On Air | On Air | On Air | 1021003.0836 | 1470099.1 | DXB5716
DXB0730 | DXB5730 | DXBL0730 | Dubai Metro Green Line (Jaddaf-2) | Metro | On Air | 25.2189 | 55.339 | IBS | Metro Green | DXB | Dubai | DUBAI_AL JADAF | Etisalat | ETC | 2G-3G-4G | On Air | On Air | On Air | 216310.1167 | 578873.2 | DXB5730
DXB0729 | DXB5729 | DXBL0729 | Dubai Metro Green Line (Jaddaf-1) | Metro | On Air | 25.225 | 55.3337 | IBS | Metro Green | DXB | Dubai | DUBAI_AL JADAF | Etisalat | ETC | 2G-3G-4G | On Air | On Air | On Air | 329283.7 | 719699.5 | DXB5729
DXB0728 | DXB5728 | DXBL0728 | Dubai Metro Green Line (HealthCare City) | Metro | On Air | 25.2309 | 55.3229 | IBS | Metro Green | DXB | Dubai | DUBAI_UMM HURAIR SECOND | Etisalat | ETC | 2G-3G-4G | On Air | On Air | On Air | 482131.8328 | 754669.2 | DXB5728
DXB0722 | DXB5722 |  | Dubai Metro Green Line (Baniyas Square) | Metro | On Air | 25.2694 | 55.3076 | IBS | Metro Green | DXB | Dubai | DUBAI_NAIF | Etisalat | ETC | 2G-3G | On Air | On Air |  | 7457367.1689 | 0 | DXB5722
DXB0726 | DXB5726 | DXBL0726 | Dubai Metro Green Line (Al Saeediya) | Metro | On Air | 25.2583 | 55.2974 | IBS | Metro Green | DXB | Dubai | DUBAI_AL RAFFA | Etisalat | ETC | 2G-3G | On Air | On Air |  | 7007240.0425 | 0 | DXB5726
DXB0724 | DXB5724 |  | Dubai Metro Green Line (Al Ras) | Metro | On Air | 25.2689 | 55.2938 | IBS | Metro Green | DXB | Dubai | DUBAI_AL RAS | Etisalat | ETC | 2G-3G | On Air | On Air |  | 3656073.2457 | 0 | DXB5724
DXB0718 | DXB5718 | DXBL0718 | Dubai Metro Green Line (Al Qiyadah) | Metro | On Air | 25.2777 | 55.3528 | IBS | Metro Green | DXB | Dubai | DUBAI_AL TWAR FIRST | Etisalat | ETC | 2G-3G-4G | On Air | On Air |  | 1449718.538 | 0 | DXB5718
DXB0725 | DXB5725 | DXBL0725 | Dubai Metro Green Line (Al Ghubaiba) | Metro | On Air | 25.2651 | 55.289 | IBS | Metro Green | DXB | Dubai | DUBAI_AL SHINDAGHA | Etisalat | ETC | 2G-3G-4G | On Air | On Air |  | 5482487.3843 | 0 | DXB5725
DXB0715 | DXB5715 | DXBL0715 | Dubai Metro Green Line (Airport Free zone) | Metro | On Air | 25.2699 | 55.375 | IBS | Metro Green | DXB | Dubai | DUBAI_AL QUSAIS FIRST | Etisalat | ETC | 2G-3G-4G | On Air | On Air | On Air | 835728.7136 | 1368948.9 | DXB5715
DXB0719 | DXB5719 | DXBL0719 | Dubai Metro Green Line (Abu Hail) | Metro | On Air | 25.2752 | 55.3463 | IBS | Metro Green | DXB | Dubai | DUBAI_HOR AL ANZ | Etisalat | ETC | 2G-3G-4G | On Air | On Air | On Air | 1426009.5017 | 1594932.5 | DXB5719
DXB0720 | DXB5720 | DXBL0720 | Dubai Metro Green Line (Abu Bakir Alseddique) | Metro | On Air | 25.2709 | 55.333 | IBS | Metro Green | DXB | Dubai | DUBAI_AL KHABAISI | Etisalat | ETC | 2G-3G-4G | On Air | On Air | On Air | 2253098.0259 | 2335730.7 | DXB5720
DXB0216 | DXB5216 |  | Dubai Media City Building 9 | Dubai Marina Resort & Spa | On Air | 25.1015 | 55.1683 | IBS | Commercial | DXB | Dubai | DUBAI_AL SAFOUH SECOND | du | Alan Dick | 2G-3G | On Air | On Air |  | 172053.3818 | 0 | DXB5216
DXB0021 | DXB5021 |  | Dubai Marina Resort & Spa | Dubai Marina - The Torch Tower Upper Part | On Air | 25.2338 | 55.2636 | IBS | Hotel | DXB | Dubai | DUBAI_JUMEIRA FIRST | du | NSN | 2G-3G | On Air | On Air |  | 1247401.8019 | 0 | DXB5021
DXB0350 | DXB5350 |  | Dubai Marina - The Torch Tower Upper Part | Dubai Marina - The Torch Tower | On Air | 25.0879 | 55.1475 | IBS | Residential | DXB | Dubai | DUBAI_MARSA DUBAI | Etisalat | ETC | 2G-3G | On Air | On Air |  | 662287.7498 | 0 | DXB5350
DXB0346 | DXB5346 |  | Dubai Marina - The Torch Tower Lower Part | Dubai Marina - The Torch Tower | On Air | 25.0879 | 55.1475 | IBS | Residential | DXB | Dubai | DUBAI_MARSA DUBAI | Etisalat | ETC | 2G-3G | On Air | On Air |  | 1309083.3656 | 0 | DXB5346
DXB0783 | DXB5783 |  | Dubai Marina - The Jewel Twin Towers | Dubai Marina - Royal Oceanic | On Air | 25.0713 | 55.1304 | IBS | Residential | DXB | Dubai | DUBAI_MARSA DUBAI | du | Huawei | 2G-3G | On Air | On Air |  | 447482.362 | 0 | DXB5783
IDX5751 | IDX0751 | IDXL5751 | Dubai Marina - Royal Oceanic | Dubai Marina - Marina Wharf 1 | On Air | 25.0842 | 55.1419 | IBS | Residential | DXB | Dubai | DUBAI_MARSA DUBAI | du | W | 3G-4G |  | On Air | On Air | 287072.0194 | 1102800 | IDX0751
DXB0353 | DXB5353 |  | Dubai Marina - Marina Wharf 1 | Dubai Marina - Marina View Tower | On Air | 25.0726 | 55.1329 | IBS | Residential | DXB | Dubai | DUBAI_MARSA DUBAI | du | Huawei | 2G-3G | On Air | On Air |  | 855329.7296 | 0 | DXB5353
DXB0407 | DXB5407 |  | Dubai Marina - Marina View Tower | Dubai Marina - Marina Mansions | On Air | 25.0793 | 55.1423 | IBS | Residential | DXB | Dubai | DUBAI_MARSA DUBAI | du | Huawei | 2G-3G | On Air | On Air |  | 753259.5801 | 0 | DXB5407
DXB0402 | DXB5402 |  | Dubai Marina - Marina Mansions | Dubai Marina - Marina Diamond 5 | On Air | 25.0737 | 55.1386 | IBS | Residential | DXB | Dubai | DUBAI_MARSA DUBAI | du | Huawei | 2G-3G | On Air | On Air |  | 300718.3401 | 0 | DXB5402
DXB0453 | DXB5453 |  | Dubai Marina - Marina Diamond 5 | Dubai Marina - Marina Diamond 4 | On Air | 25.0812 | 55.1464 | IBS | Residential | DXB | Dubai | DUBAI_MARSA DUBAI | du | Huawei | 2G-3G | On Air | On Air |  | 321232.0908 | 0 | DXB5453
DXB0452 | DXB5452 |  | Dubai Marina - Marina Diamond 4 | Dubai Marina - Marina Diamond 3 | On Air | 25.0803 | 55.1454 | IBS | Residential | DXB | Dubai | DUBAI_MARSA DUBAI | du | Huawei | 2G-3G | On Air | On Air |  | 311306.3108 | 0 | DXB5452
DXB0368 | DXB5368 |  | Dubai Marina - Marina Diamond 3 | Dubai Marina - Marina Diamond 2 | On Air | 25.0818 | 55.1472 | IBS | Residential | DXB | Dubai | DUBAI_MARSA DUBAI | du | Huawei | 2G-3G | On Air | On Air |  | 226303.5734 | 0 | DXB5368
DXB0451 | DXB5451 |  | Dubai Marina - Marina Diamond 2 | Dubai Marina - Lotus Hotel Apartments | On Air | 25.0694 | 55.1349 | IBS | Residential | DXB | Dubai | DUBAI_MARSA DUBAI | du | Huawei | 2G-3G | On Air | On Air |  | 298555.6028 | 0 | DXB5451
DXB0690 | DXB5690 |  | Dubai Marina - Lotus Hotel Apartments | Dubai Marina - Alfardan Towers (Dream 2) | On Air | 25.0687 | 55.1311 | IBS | Hotel | DXB | Dubai | DUBAI_MARSA DUBAI | du | In House | 2G-3G | On Air | On Air |  | 125795.3485 | 0 | DXB5690
DXB0399 | DXB5399 |  | Dubai Marina - Alfardan Towers (Dream 2) | Dubai Marina - Al Salehi Tower (Byblos Hotel) | On Air | 25.0708 | 55.1355 | IBS | Residential | DXB | Dubai | DUBAI_MARSA DUBAI | du | Huawei | 2G-3G | On Air | On Air |  | 87300.9596 | 0 | DXB5399
DXB0386 | DXB5386 |  | Dubai Marina - Al Salehi Tower (Byblos Hotel) | Dubai Marina - Al Abbasi Tower - Panoramic Tower | On Air | 25.0712 | 55.1351 | IBS | Residential | DXB | Dubai | DUBAI_MARSA DUBAI | du | NSN | 2G-3G | On Air | On Air |  | 286064.4964 | 0 | DXB5386
DXB0332 | DXB5332 |  | Dubai Marina - Al Abbasi Tower - Panoramic Tower | Dubai Mall Fashion Avenue Expansion E | On Air | 25.07 | 55.1279 | IBS | Residential | DXB | Dubai | DUBAI_MARSA DUBAI | du | Huawei | 2G-3G | On Air | On Air |  | 106024.007 | 0 | DXB5332
IDX5133 | IDX0133 | IDXL5133 | Dubai Mall Fashion Avenue Expansion E | Dubai Mall | On Air | 25.1976 | 55.2787 |  | Mall | DXB |  | DUBAI_BURJ KHALIFA (BUSINESS BAY) |  |  | 3G-4G |  | On Air | On Air | 222232.087 | 1534432.8 | IDX0133
IDX5132 | IDX0132 | IDXL5132 | Dubai Mall Fashion Avenue Expansion D | Dubai Mall | On Air | 25.1976 | 55.2787 |  | Mall | DXB |  | DUBAI_BURJ KHALIFA (BUSINESS BAY) |  |  | 3G-4G |  | On Air | On Air | 528193.5782 | 2846728 | IDX0132
IDX5131 | IDX0131 | IDXL5131 | Dubai Mall Fashion Avenue Expansion C | Dubai Mall | On Air | 25.1976 | 55.2787 |  | Mall | DXB |  | DUBAI_BURJ KHALIFA (BUSINESS BAY) |  |  | 3G-4G |  | On Air | On Air | 918608.0047 | 5994093.4 | IDX0131
IDX5130 | IDX0130 | IDXL5130 | Dubai Mall Fashion Avenue Expansion B | Dubai Mall | On Air | 25.1976 | 55.2787 |  | Mall | DXB |  | DUBAI_BURJ KHALIFA (BUSINESS BAY) |  |  | 3G-4G |  | On Air | On Air | 752013.137 | 5052868.1 | IDX0130
IDX5129 | IDX0129 | IDXL5129 | Dubai Mall Fashion Avenue Expansion A | Dubai Mall | On Air | 25.1976 | 55.2787 | IBS | Mall | DXB | Dubai | DUBAI_BURJ KHALIFA (BUSINESS BAY) | du | Huawei | 3G-4G |  | On Air | On Air | 1080654.9929 | 3212223 | IDX0129
IDX5102 | IDX0102 | IDXL5102 | Dubai Mall - Park Avenue West | Dubai Mall | On Air | 25.1976 | 55.2787 | IBS | Mall | DXB | Dubai | DUBAI_BURJ KHALIFA (BUSINESS BAY) | Etisalat | ETC | 2G-3G-4G | On Air | On Air | On Air | 1463957.7039 | 7576273 | #N/A
| IDX0142 |  | Dubai Mall - Park Avenue West | Dubai Mall | On Air | 25.1976 | 55.2788 | IBS | Mall | DXB | Dubai | DUBAI_BURJ KHALIFA (BUSINESS BAY) | Etisalat | ETC | 3G |  | On Air |  | 888618.1075 | 0 | #N/A
| IDX0102_U900 |  | Dubai Mall - Park Avenue West | Dubai Mall | On Air | 25.1976 | 55.2787 |  | Mall | [7 empty] | On Air |  | 5.0303 | 0 | IDX0102_U900
| IDX0142_U900 |  | Dubai Mall - Park Avenue West | Dubai Mall | On Air | 25.1976 | 55.2788 |  | Mall | [7 empty] | On Air |  | 3.543 | 0 | IDX0142_U900
IDX5100 | IDX0100 | IDXL5100 | Dubai Mall - Park Avenue East | Dubai Mall | On Air | 25.1976 | 55.2787 | IBS | Mall | DXB | Dubai | DUBAI_BURJ KHALIFA (BUSINESS BAY) | Etisalat | ETC | 2G-3G-4G | On Air | On Air | On Air | 2063574.8288 | 14916745.5 | #N/A
| IDX0140 |  | Dubai Mall - Park Avenue East | Dubai Mall | On Air | 25.1976 | 55.2788 | IBS | Mall | DXB | Dubai | DUBAI_BURJ KHALIFA (BUSINESS BAY) | Etisalat | ETC | 3G |  | On Air |  | 1560111.7521 | 0 | #N/A
| IDX0100_U900 |  | Dubai Mall - Park Avenue East | Dubai Mall | On Air | 25.1976 | 55.2787 |  | Mall | [7 empty] | On Air |  | 22.2763 | 0 | IDX0100_U900
| IDX0140_U900 |  | Dubai Mall - Park Avenue East | Dubai Mall | On Air | 25.1976 | 55.2788 |  | Mall | [7 empty] | On Air |  | 10.9277 | 0 | IDX0140_U900
IDX5098 | IDX0098 | IDXL5098 | Dubai Mall - Leather Court | Dubai Mall | On Air | 25.1976 | 55.2787 | IBS | Mall | DXB | Dubai | DUBAI_BURJ KHALIFA (BUSINESS BAY) | Etisalat | ETC | 2G-3G-4G | On Air | On Air |  | 2212410.7794 | 0 | #N/A
| IDX0098_U900 |  | Dubai Mall - Leather Court | Dubai Mall | On Air | 25.1976 | 55.2787 |  | Mall | [7 empty] | On Air |  | 22.0494 | 0 | IDX0098_U900
| IDX0097 |  | Dubai Mall - Ice Rink 3 | Dubai Mall | On Air | 25.1976 | 55.2788 | IBS | Mall | DXB | Dubai | DUBAI_BURJ KHALIFA (BUSINESS BAY) | Etisalat | ETC | 3G |  | On Air |  | 881816.7585 | 0 | #N/A
IDX5096 | IDX0096 |  | Dubai Mall - Ice Rink 2 | Dubai Mall | On Air | 25.1976 | 55.2787 | IBS | Mall | DXB | Dubai | DUBAI_BURJ KHALIFA (BUSINESS BAY) | Etisalat | ETC | 2G-3G | On Air | On Air |  | 2657746.1389 | 0 | #N/A
IDX5095 | IDX0095 | IDXL5095 | Dubai Mall - Ice Rink 1 | Dubai Mall | On Air | 25.1976 | 55.2787 | IBS | Mall | DXB | Dubai | DUBAI_BURJ KHALIFA (BUSINESS BAY) | Etisalat | ETC | 2G-3G-4G | On Air | On Air |  | 2748212.1354 | 0 | #N/A
IDX5090 | IDX0090 | IDXL5090 | Dubai Mall - Galleria Drive Car Park | Dubai Mall | On Air | 25.1976 | 55.2787 | IBS | Mall | DXB | Dubai | DUBAI_BURJ KHALIFA (BUSINESS BAY) | Etisalat | ETC | 2G-3G-4G | On Air | On Air | On Air | 3775974.7733 | 6852516.4 | #N/A
| IDX0090_U900 |  | Dubai Mall - Galleria Drive Car Park | Dubai Mall | On Air | 25.1976 | 55.2787 |  | Mall | [7 empty] | On Air |  | 149.9226 | 0 | IDX0090_U900
IDX5093 | IDX0093 | IDXL5093 | Dubai Mall - Galleria 2 | Dubai Mall | On Air | 25.1976 | 55.2787 | IBS | Mall | DXB | Dubai | DUBAI_BURJ KHALIFA (BUSINESS BAY) | Etisalat | ETC | 3G-4G |  | On Air |  | 2401088.6387 | 0 | #N/A
| IDX0093_U900 |  | Dubai Mall - Galleria 2 | Dubai Mall | On Air | 25.1976 | 55.2787 |  | Mall | [7 empty] | On Air |  | 148.6939 | 0 | IDX0093_U900
IDX5092 | IDX0092 | IDXL5092 | Dubai Mall - Galleria 1 | Dubai Mall | On Air | 25.1976 | 55.2787 | IBS | Mall | DXB | Dubai | DUBAI_BURJ KHALIFA (BUSINESS BAY) | Etisalat | ETC | 2G-3G-4G | On Air | On Air |  | 2714932.2081 | 0 | #N/A
| IDX0092_U900 |  | Dubai Mall - Galleria 1 | Dubai Mall | On Air | 25.1976 | 55.2787 |  | Mall | [7 empty] | On Air |  | 280.1408 | 0 | IDX0092_U900
IDX5089 | IDX0089 | IDXL5089 | Dubai Mall - Fashion Island 2 | Dubai Mall | On Air | 25.1976 | 55.2787 | IBS | Mall | DXB | Dubai | DUBAI_BURJ KHALIFA (BUSINESS BAY) | Etisalat | ETC | 2G-3G-4G | On Air | On Air |  | 1964465.5865 | 0 | #N/A
| IDX0089_U900 |  | Dubai Mall - Fashion Island 2 | Dubai Mall | On Air | 25.1976 | 55.2787 |  | Mall | [7 empty] | On Air |  | 173.3281 | 0 | IDX0089_U900
IDX5088 | IDX0088 | IDXL5088 | Dubai Mall - Fashion Island 1 | Dubai Mall | On Air | 25.1976 | 55.2787 | IBS | Mall | DXB | Dubai | DUBAI_BURJ KHALIFA (BUSINESS BAY) | Etisalat | ETC | 2G-3G-4G | On Air | On Air |  | 1173422.3477 | 0 | #N/A
| IDX0088_U900 |  | Dubai Mall - Fashion Island 1 | Dubai Mall | On Air | 25.1976 | 55.2787 |  | Mall | [7 empty] | On Air |  | 68.9632 | 0 | IDX0088_U900
IDX5086 | IDX0086 | IDXL5086 | Dubai Mall - Falcon Court | Dubai Mall | On Air | 25.1976 | 55.2787 | IBS | Mall | DXB | Dubai | DUBAI_BURJ KHALIFA (BUSINESS BAY) | Etisalat | ETC | 2G-3G-4G | On Air | On Air |  | 3419596.8967 | 0 | #N/A
IDX5084 | IDX0084 | IDXL5084 | Dubai Mall - Entertainment Cinemas | Dubai Mall | On Air | 25.1976 | 55.2787 | IBS | Mall | DXB | Dubai | DUBAI_BURJ KHALIFA (BUSINESS BAY) | Etisalat | ETC | 2G-3G-4G | On Air | On Air | On Air | 1825447.7424 | 7042845.7 | #N/A
| IDX0084_U900 |  | Dubai Mall - Entertainment Cinemas | Dubai Mall | On Air | 25.1976 | 55.2787 |  | Mall | [7 empty] | On Air |  | 138.0707 | 0 | IDX0084_U900
IDX5082 | IDX0082 | IDXL5082 | Dubai Mall - Carnival Drive Car Park | Dubai Mall | On Air | 25.1976 | 55.2787 | IBS | Mall | DXB | Dubai | DUBAI_BURJ KHALIFA (BUSINESS BAY) | Etisalat | ETC | 2G-3G-4G | On Air | On Air | On Air | 3245355.8547 | 11881816.6 | IDX0082
| IDX0081 | IDXL5081 | Dubai Mall - Aquarium Walk 2 | Dubai Mall | On Air | 25.1976 | 55.2788 | IBS | Mall | DXB | Dubai | DUBAI_BURJ KHALIFA (BUSINESS BAY) | Etisalat | ETC | 3G |  | On Air |  | 2408083.6652 | 0 | #N/A
IDX5080 | IDX0080 | IDXL5080 | Dubai Mall - Aquarium Walk 1 | Dubai Mall | On Air | 25.1976 | 55.2787 | IBS | Mall | DXB | Dubai | DUBAI_BURJ KHALIFA (BUSINESS BAY) | Etisalat | ETC | 2G-3G-4G | On Air | On Air |  | 2622685.3539 | 0 | #N/A
DXB0141 | DXB5141 | DXBL0141 | Dubai Logistics City (DLC) - Headquarters | Dubai Logistics City (DLC) - Aramex | On Air | 24.9099 | 55.1194 | IBS | Commercial | DXB | Dubai | DUBAI_MADINAT AL MATAAR | Etisalat | ETC | 2G-3G-4G | On Air | On Air | On Air | 1165896.0319 | 4247154 | DXB5141
DXB0403 | DXB5403 |  | Dubai Logistics City (DLC) - Aramex | Dubai Islamic Bank Commercial Building | On Air | 24.9072 | 55.112 | IBS | Commercial | DXB | Dubai | DUBAI_MADINAT AL MATAAR | du | Huawei | 2G-3G | On Air | On Air |  | 460465.3655 | 0 | DXB5403
SHJ0270 | SHJ5270 |  | Dubai Islamic Bank Commercial Building | Dubai Internet City Building 17, Dubai | On Air | 25.347 | 55.3886 | IBS | Commercial | NE | Sharjah | SHARJAH_AL NUD | du | NSN | 2G-3G | On Air | On Air |  | 231092.0677 | 0 | SHJ5270
DXB0223 | DXB5223 |  | Dubai Internet City Building 17, Dubai | Dubai International Holy Quran Award Building | On Air | 25.1044 | 55.1713 | IBS | Commercial | DXB | Dubai | DUBAI_AL SAFOUH SECOND | du | Alan Dick | 2G-3G | On Air | On Air |  | 207785.9619 | 0 | DXB5223
IDX5002 | IDX0002 | IDXL5002 | Dubai International Holy Quran Award Building | Dubai International Convention Center-part2 | On Air | 25.2953 | 55.3514 | IBS | Government | DXB | Dubai | DUBAI_AL MAMZAR | du | Huawei | 2G-3G-4G | On Air | On Air | On Air | 59122.9172 | 678695.9 | IDX0002
DXB0488 | DXB5488 | DXBL0488 | Dubai International Convention Center-part2 | Dubai Inn Hotel Zabeel (Rove Downtown Hotel @ Zabeel) | On Air | 25.2228 | 55.289 | IBS | Exhibition | DXB | Dubai | DUBAI_TRADE CENTER SECOND | du | NSN | 2G-3G-4G | On Air | On Air | On Air | 1001789.757 | 3646420.9 | DXB5488
IDX5164 | IDX0164 | IDXL5164 | Dubai Inn Hotel Zabeel (Rove Downtown Hotel @ Zabeel) | Dubai Inn Hotel Port Saeed (Rove City Centre Hotel @ Port Saeed) | On Air | 25.2026 | 55.2792 | IBS | Hotel | DXB | Dubai | DUBAI_ZAABEEL SECOND | du | Huawei | 3G-4G |  | On Air | On Air | 356799.2068 | 1475510.5 | IDX0164
IDX5340 | IDX0340 | IDXL5340 | Dubai Inn Hotel Port Saeed (Rove City Centre Hotel @ Port Saeed) | Dubai Inn Hotel Oud Metha (Rove Healthcare City Hotel @ Oud Metha) | On Air | 25.256 | 55.3328 | IBS | Hotel | DXB | Dubai | DUBAI_PORT SAEED | du | Huawei | 3G-4G |  | On Air | On Air | 163701.5697 | 1154444.2 | IDX0340
IDX5398 | IDX0398 | IDXL5398 | Dubai Inn Hotel Oud Metha (Rove Healthcare City Hotel @ Oud Metha) | Dubai Inn Hotel Al Jafiliya (Rove Trade Centre Hotel @ Al Jafiliya) | On Air | 25.2339 | 55.3142 | IBS | Hotel | DXB | Dubai | DUBAI_OUD METHA | du | T | 3G-4G |  | On Air | On Air | 151294.8815 | 578447.1 | IDX0398
IDX5536 | IDX0536 | IDXL5536 | Dubai Inn Hotel Al Jafiliya (Rove Trade Centre Hotel @ Al Jafiliya) | Dubai Industrial City HQ | On Air | 25.232 | 55.2856 | IBS | Hotel | DXB | Dubai | DUBAI_AL JAFILIYA | du | W | 3G-4G |  | On Air | On Air | 155073.0425 | 980704.4 | IDX0536
DXB0249 | DXB5249 |  | Dubai Industrial City HQ | Dubai Industrial City - Buildings 2 & 4 | On Air | 24.8937 | 55.0692 | IBS | Commercial | DXB | Dubai | DUBAI_SAIH SHUAIB 2 | du | NSN | 2G-3G | On Air | On Air |  | 537288.045 | 0 | DXB5249
IDX5047 | IDX0047 | IDXL5047 | Dubai Industrial City - Buildings 2 & 4 | Dubai Hospital | On Air | 24.894 | 55.0708 | IBS | Commercial | DXB | Dubai | DUBAI_SAIH SHUAIB 2 | du | Huawei | 3G-4G |  | On Air | On Air | 67446.2684 | 413809.5 | IDX0047
DXB0710 | DXB5710 | DXBL0710 | Dubai Hospital | Dubai Holding New Headquarters | On Air | 25.2847 | 55.3213 | IBS | Hospital | DXB | Dubai | DUBAI_AL BARAHA | du | Mitech | 2G-3G-4G | On Air | On Air | On Air | 2643120.6973 | 10876220.2 | DXB5710
IDX5617 | IDX0617 | IDXL5617 | Dubai Holding New Headquarters | Dubai Higher Colleges-2 Part 4 | On Air | 25.1334 | 55.1893 | IBS | Commercial | DXB | Dubai | DUBAI_UMM SUQEIM THIRD | du | W | 3G-4G |  | On Air | On Air | 61677.061 | 1016776.5 | IDX0617
DXB0308 | DXB5308 | DXBL0308 | Dubai Higher Colleges-2 Part 4 | Dubai Higher College | On Air | 25.2845 | 55.3785 | IBS | University | DXB | Dubai | DUBAI_AL NAHDA SECOND | du | NSN | 2G-3G-4G | On Air | On Air | On Air | 4154.9038 | 13821.5 | DXB5308
DXB0307 | DXB5307 | DXBL0307 | Dubai Higher Colleges-2 Part 3 | Dubai Higher College | On Air | 25.2856 | 55.3761 | IBS | University | DXB | Dubai | DUBAI_AL NAHDA SECOND | du | NSN | 2G-3G-4G | On Air | On Air | On Air | 32755.3428 | 66493.1 | DXB5307
DXB0306 | DXB5306 | DXBL0306 | Dubai Higher Colleges-2 Part 2 | Dubai Higher College | On Air | 25.2856 | 55.3761 | IBS | University | DXB | Dubai | DUBAI_AL NAHDA SECOND | du | NSN | 2G-3G-4G | On Air | On Air | On Air | 83915.1086 | 196431.2 | DXB5306
DXB0171 | DXB5171 | DXBL0171 | Dubai Higher Colleges for Women | Dubai Higher College | On Air | 25.2855 | 55.3753 | IBS | University | DXB | Dubai | DUBAI_AL NAHDA SECOND | du | NSN | 2G-3G-4G | On Air | On Air | On Air | 687749.6453 | 1993464.5 | DXB5171
DXB0116 | DXB5116 | DXBL0116 | Dubai Higher Colleges for Men | Dubai Higher College | On Air | 25.1092 | 55.3916 | IBS | University | DXB | Dubai | DUBAI_AL ROWAIYAH SECOND (800) | du | NSN | 2G-3G-4G | On Air | On Air | On Air | 318043.6891 | 2430851.8 | DXB5116
DXB0437 | DXB5437 | DXBL0437 | Dubai Higher Colleges - New Department | Dubai Higher College | On Air | 25.1097 | 55.3946 | IBS | University | DXB | Dubai | DUBAI_AL ROWAIYAH SECOND (800) | du | NSN | 2G-3G-4G | On Air | On Air | On Air | 142241.5644 | 822955.1 | DXB5437
DXB0434 | DXB5434 | DXBL0434 | Dubai Higher Colleges - Engineering Department | Dubai Higher College | On Air | 25.1096 | 55.3921 | IBS | University | DXB | Dubai | DUBAI_AL ROWAIYAH SECOND (800) | du | NSN | 2G-3G-4G | On Air | On Air | On Air | 144325.3327 | 1297429.3 | DXB5434
DXB0435 | DXB5435 | DXBL0435 | Dubai Higher Colleges - Cafeteria | Dubai Higher College | On Air | 25.1088 | 55.3928 | IBS | University | DXB | Dubai | DUBAI_AL ROWAIYAH SECOND (800) | du | NSN | 2G-3G-4G | On Air | On Air | On Air | 61212.5961 | 649178.3 | DXB5435
DXB0436 | DXB5436 | DXBL0436 | Dubai Higher Colleges - Auditorium | Dubai Higher College | On Air | 25.1103 | 55.3928 | IBS | University | DXB | Dubai | DUBAI_AL ROWAIYAH SECOND (800) | du | NSN | 2G-3G-4G | On Air | On Air | On Air | 72050.797 | 639557.3 | DXB5436
DXB0413 | DXB5413 | DXBL0413 | Dubai Health Authority HQ | Dubai Health Authority HQ | On Air | 25.2471 | 55.3191 | IBS | Government | DXB | Dubai | DUBAI_UMM HURAIR SECOND | du | Huawei | 2G-3G-4G | On Air | On Air | On Air | 142470.4275 | 994365.6 | DXB5413
DXB0707 | DXB5707 |  | Dubai Hamilton Tower Business Bay | Dubai Hamilton Tower Business Bay | On Air | 25.1855 | 55.2858 | IBS | Residential | DXB | Dubai | DUBAI_BURJ KHALIFA (BUSINESS BAY) | du | In House | 2G-3G | On Air | On Air |  | 550011.8326 | 0 | DXB5707
DXB0020 | DXB5020 |  | Dubai Grand Hotel | Dubai Grand Hotel | On Air | 25.2735 | 55.3814 | IBS | Hotel | DXB | Dubai | DUBAI_AL QUSAIS FIRST | du | NSN | 2G-3G | On Air | On Air |  | 450669.7529 | 0 | DXB5020
IDX5330 | IDX0330 | IDXL5330 | Dubai Festival City Office Tower | Dubai Festival City Office Tower | On Air | 25.2238 | 55.3505 | IBS | Commercial | DXB | Dubai | DUBAI_AL KHEERAN (RAS AL HAMAR) | Etisalat | ETC | 2G-3G-4G | On Air | On Air | On Air | 1590818.8227 | 8604316.8 | IDX0330
IDX5627 | IDX0627 | IDXL5627 | Dubai Duty Free Office and Warehouse | Dubai Duty Free Office and Warehouse | On Air | 25.2326 | 55.3604 | IBS | Commercial | DXB | Dubai | DUBAI_UMM RAMOOL | du | W | 3G-4G |  | On Air | On Air | 243287.8739 | 1617679.5 | IDX0627
IDX5010 | IDX0010 | IDXL5010 | Dubai Design District South | Dubai Design District | On Air | 25.1883 | 55.2974 | IBS | Commercial | DXB | Dubai | DUBAI_ZAABEEL SECOND | du | NSN | 2G-3G-4G |  | On Air | On Air | 455909.3204 | 2627608.3 | IDX0010
IDX5008 | IDX0008 | IDXL5008 | Dubai Design District north | Dubai Design District | On Air | 25.1883 | 55.2974 | IBS | Commercial | DXB | Dubai | DUBAI_ZAABEEL SECOND | du | NSN | 2G-3G-4G | On Air | On Air | On Air | 845803.4744 | 2575675.1 | IDX0008
IDX5009 | IDX0009 | IDXL5009 | Dubai Design District core | Dubai Design District | On Air | 25.1883 | 55.2974 | IBS | Commercial | DXB | Dubai | DUBAI_ZAABEEL SECOND | du | NSN | 2G-3G-4G | On Air | On Air | On Air | 1531273.9349 | 6151534.2 | IDX0009
DXB0330 | DXB5330 | DXBL0330 | Dubai Customs Training Center | Dubai Customs Training Center | On Air | 25.2563 | 55.2829 | IBS | Government | DXB | Dubai | DUBAI_MADINAT DUBAI AL MELAHEYAH (AL MINA) | du | In House | 2G-3G-4G | On Air | On Air | On Air | 117467.1773 | 1009651.1 | DXB5330
DXB0348 | DXB5348 |  | Dubai Customs HQ | Dubai Customs HQ | On Air | 25.2535 | 55.2816 | IBS | Commercial | DXB | Dubai | DUBAI_MADINAT DUBAI AL MELAHEYAH (AL MINA) | du | NSN | 2G-3G | On Air | On Air |  | 440676.1177 | 0 | DXB5348
DXB0097 | DXB5097 |  | Dubai Creek Tower | Dubai Creek Tower | On Air | 25.2624 | 55.3146 | IBS | Commercial | DXB | Dubai | DUBAI_RIGGAT AL BUTEEN | du | NSN | 2G-3G | On Air | On Air |  | 625293.7174 | 0 | DXB5097
DXB0949 | DXB5949 | DXBL0949 | Dubai Courts | Dubai Courts | On Air | 25.2483 | 55.3213 | IBS | Government | DXB | Dubai | DUBAI_UMM HURAIR SECOND | du | MOTO | 2G-3G-4G | On Air | On Air | On Air | 1291839.982 | 2979776.6 | DXB5949
DXB0624 | DXB5624 |  | Dubai Commercial Bank | Dubai Commercial Bank | On Air | 25.1303 | 55.2132 | IBS | Commercial | DXB | Dubai | DUBAI_AL QOUZE IND.THIRD (AL QUOZ IND. THIRD) | du | NSN | 2G-3G | On Air | On Air |  | 253471.6365 | 0 | DXB5624
DXB0909 | DXB5909 |  | Dubai Burj Lofts_Tower C | Dubai Burj Lofts | On Air | 25.1963 | 55.2701 | IBS | Residential | DXB | Dubai | DUBAI_BURJ KHALIFA (BUSINESS BAY) | Etisalat | ETC | 2G-3G | On Air | On Air |  | 699914.8071 | 0 | DXB5909
DXB0908 | DXB5908 |  | Dubai Burj Lofts_Tower B | Dubai Burj Lofts | On Air | 25.1968 | 55.2701 | IBS | Residential | DXB | Dubai | DUBAI_BURJ KHALIFA (BUSINESS BAY) | Etisalat | ETC | 2G-3G | On Air | On Air |  | 320517.6106 | 0 | DXB5908
DXB0907 | DXB5907 |  | Dubai Burj Lofts_Tower A | Dubai Burj Lofts | On Air | 25.1973 | 55.2705 | IBS | Residential | DXB | Dubai | DUBAI_BURJ KHALIFA (BUSINESS BAY) | Etisalat | ETC | 2G-3G | On Air | On Air |  | 837035.7447 | 0 | DXB5907
IDX5715 | IDX0715 | IDXL5715 | Dubai Autism Centre&Garhoud Community Building | Dubai Autism Centre&Garhoud Community Building | On Air | 25.2397 | 55.347 | IBS | Hospital | DXB | Dubai | DUBAI_AL GARHOUD | du | W | 3G-4G |  | On Air | On Air | 10463.4671 | 83619.5 | IDX0715
| DXB5296B | DXBL0296I | Dubai Airport Terminal-3 | Dubai Airport T3 | On Air | 25.2486 | 55.3617 | IBS | Airport | DXB | Dubai | DUBAI_DUBAI INTL AIRPORT (DUBAI INTERNATIONAL AIRPORT) | Etisalat | ETC | 3G-4G |  | On Air | On Air | 1138450.4242 | 29920969.9 | DXB5296B
DXB0296 | DXB5296A | DXBL0296 | Dubai Airport Terminal-3 | Dubai Airport T3 | On Air | 25.2486 | 55.3617 | IBS | Airport | DXB | Dubai | DUBAI_DUBAI INTL AIRPORT (DUBAI INTERNATIONAL AIRPORT) | Etisalat | ETC | 2G-3G-4G | On Air | On Air | On Air | 3034175.0667 | 22289431 | DXB5296A
| DXB5296E |  | Dubai Airport Terminal-3 | Dubai Airport T3 | On Air | 25.2486 | 55.3617 | IBS | Airport | DXB | Dubai | DUBAI_DUBAI INTL AIRPORT (DUBAI INTERNATIONAL AIRPORT) | Etisalat | ETC | 3G |  | On Air |  | 1990164.2608 | 0 | DXB5296E
| DXB5296F |  | Dubai Airport Terminal-3 | Dubai Airport T3 | On Air | 25.2486 | 55.3617 | IBS | Airport | DXB | Dubai | DUBAI_DUBAI INTL AIRPORT (DUBAI INTERNATIONAL AIRPORT) | Etisalat | ETC | 3G |  | On Air |  | 1599306.1002 | 0 | DXB5296F
| DXB5296D |  | Dubai Airport Terminal-3 | Dubai Airport T3 | On Air | 25.2486 | 55.3617 | IBS | Airport | DXB | Dubai | DUBAI_DUBAI INTL AIRPORT (DUBAI INTERNATIONAL AIRPORT) | Etisalat | ETC | 3G |  | On Air |  | 1545356.2617 | 0 | DXB5296D
| DXB5296C |  | Dubai Airport Terminal-3 | Dubai Airport T3 | On Air | 25.2486 | 55.3617 | IBS | Airport | DXB | Dubai | DUBAI_DUBAI INTL AIRPORT (DUBAI INTERNATIONAL AIRPORT) | Etisalat | ETC | 3G |  | On Air |  | 786094.6918 | 0 | DXB5296C
DXB0400 | DXB5400 | DXBL0400 | Dubai Airport T2 Expansion | Dubai Airport T2 | On Air | 25.2665 | 55.3554 | IBS | Airport | DXB | Dubai | DUBAI_DUBAI INTL AIRPORT (DUBAI INTERNATIONAL AIRPORT) | Etisalat | ETC | 2G-3G-4G | On Air | On Air | On Air | 1238813.8423 | 26823694.7 | DXB5400
| DXB5400C | DXBL0400I | Dubai Airport T2 Expansion | Dubai Airport T2 | On Air | 25.2665 | 55.3554 | IBS | Airport | DXB | Dubai | DUBAI_DUBAI INTL AIRPORT (DUBAI INTERNATIONAL AIRPORT) | Etisalat | ETC | 3G-4G |  | On Air | On Air | 694766.3277 | 8040444.3 | DXB5400C
| DXB5400B |  | Dubai Airport T2 Expansion | Dubai Airport T2 | On Air | 25.2665 | 55.3554 | IBS | Airport | DXB | Dubai | DUBAI_DUBAI INTL AIRPORT (DUBAI INTERNATIONAL AIRPORT) | Etisalat | ETC | 3G |  | On Air |  | 3138563.4429 | 0 | DXB5400B
| DXB5400A |  | Dubai Airport T2 Expansion | Dubai Airport T2 | On Air | 25.2665 | 55.3554 | IBS | Airport | DXB | Dubai | DUBAI_DUBAI INTL AIRPORT (DUBAI INTERNATIONAL AIRPORT) | Etisalat | ETC | 3G |  | On Air |  | 1153025.0023 | 0 | DXB5400A
| DXB5400D |  | Dubai Airport T2 Expansion | Dubai Airport T2 | On Air | 25.2665 | 55.3554 | IBS | Airport | DXB | Dubai | DUBAI_DUBAI INTL AIRPORT (DUBAI INTERNATIONAL AIRPORT) | Etisalat | ETC | 3G |  | On Air |  | 925707.7893 | 0 | DXB5400D
DXB0549 | DXB5549 | DXBL0549 | Dubai Airport Concourse-3_Room 3 | Dubai Airport C3 | On Air | 25.2428 | 55.3723 | IBS | Airport | DXB | Dubai | DUBAI_DUBAI INTL AIRPORT (DUBAI INTERNATIONAL AIRPORT) | Etisalat | ETC | 2G-3G-4G | On Air | On Air | On Air | 1412015.7414 | 3845851.3 | DXB5549
| DXB5549A |  | Dubai Airport Concourse-3_Room 3 | Dubai Airport C3 | On Air | 25.2428 | 55.3723 | IBS | Airport | DXB | Dubai | DUBAI_DUBAI INTL AIRPORT (DUBAI INTERNATIONAL AIRPORT) | Etisalat | ETC | 3G |  | On Air |  | 271587.6884 | 0 | DXB5549A
| DXB5549B |  | Dubai Airport Concourse-3_Room 3 | Dubai Airport C3 | On Air | 25.2428 | 55.3723 | IBS | Airport | DXB | Dubai | DUBAI_DUBAI INTL AIRPORT (DUBAI INTERNATIONAL AIRPORT) | Etisalat | ETC | 3G |  | On Air |  | 225766.7597 | 0 | DXB5549B
DXB0537 | DXB5537 | DXBL0537 | Dubai Airport Concourse-3_Room 2 | Dubai Airport C3 | On Air | 25.2428 | 55.3723 | IBS | Airport | DXB | Dubai | DUBAI_DUBAI INTL AIRPORT (DUBAI INTERNATIONAL AIRPORT) | Etisalat | ETC | 2G-3G-4G | On Air | On Air | On Air | 722051.8363 | 11891245.3 | DXB5537
| DXB5537A |  | Dubai Airport Concourse-3_Room 2 | Dubai Airport C3 | On Air | 25.2428 | 55.3723 | IBS | Airport | DXB | Dubai | DUBAI_DUBAI INTL AIRPORT (DUBAI INTERNATIONAL AIRPORT) | Etisalat | ETC | 3G |  | On Air |  | 766034.981 | 0 | DXB5537A
DXB0998 | DXB5998 | DXBL0998 | Dubai Airport Concourse-3_GF-C008 | Dubai Airport C3 | On Air | 25.2428 | 55.3723 | IBS | Airport | DXB | Dubai | DUBAI_DUBAI INTL AIRPORT (DUBAI INTERNATIONAL AIRPORT) | Etisalat | ETC | 2G-3G-4G | On Air | On Air | On Air | 3406764.38 | 17638738.4 | DXB5998
DXB0297 | DXB5297A | DXBL0297 | Dubai Airport Concourse-2 | Dubai Airport C2 | On Air | 25.2486 | 55.3617 | IBS | Airport | DXB | Dubai | DUBAI_DUBAI INTL AIRPORT (DUBAI INTERNATIONAL AIRPORT) | Etisalat | ETC | 2G-3G-4G | On Air | On Air | On Air | 1811272.9684 | 22358856.9 | DXB5297A
| DXB5297B | DXBL0297I | Dubai Airport Concourse-2 | Dubai Airport C2 | On Air | 25.2486 | 55.3617 | IBS | Airport | DXB | Dubai | DUBAI_DUBAI INTL AIRPORT (DUBAI INTERNATIONAL AIRPORT) | Etisalat | ETC | 3G-4G |  | On Air | On Air | 1893133.8049 | 21345736 | DXB5297B
| DXB5297C | DXBL0297II | Dubai Airport Concourse-2 | Dubai Airport C2 | On Air | 25.2486 | 55.3617 | IBS | Airport | DXB | Dubai | DUBAI_DUBAI INTL AIRPORT (DUBAI INTERNATIONAL AIRPORT) | Etisalat | ETC | 3G-4G |  | On Air | On Air | 1160795.4631 | 18647151.7 | DXB5297C
| DXB5297H |  | Dubai Airport Concourse-2 | Dubai Airport C2 | On Air | 25.2486 | 55.3617 | IBS | Airport | DXB | Dubai | DUBAI_DUBAI INTL AIRPORT (DUBAI INTERNATIONAL AIRPORT) | Etisalat | ETC | 3G |  | On Air |  | 1754032.2223 | 0 | DXB5297H
| DXB5297D |  | Dubai Airport Concourse-2 | Dubai Airport C2 | On Air | 25.2486 | 55.3617 | IBS | Airport | DXB | Dubai | DUBAI_DUBAI INTL AIRPORT (DUBAI INTERNATIONAL AIRPORT) | Etisalat | ETC | 3G |  | On Air |  | 1562133.4835 | 0 | DXB5297D
| DXB5297F |  | Dubai Airport Concourse-2 | Dubai Airport C2 | On Air | 25.2486 | 55.3617 | IBS | Airport | DXB | Dubai | DUBAI_DUBAI INTL AIRPORT (DUBAI INTERNATIONAL AIRPORT) | Etisalat | ETC | 3G |  | On Air |  | 1418161.5215 | 0 | DXB5297F
| DXB5297G |  | Dubai Airport Concourse-2 | Dubai Airport C2 | On Air | 25.2486 | 55.3617 | IBS | Airport | DXB | Dubai | DUBAI_DUBAI INTL AIRPORT (DUBAI INTERNATIONAL AIRPORT) | Etisalat | ETC | 3G |  | On Air |  | 861768.0508 | 0 | DXB5297G
| DXB5297E |  | Dubai Airport Concourse-2 | Dubai Airport C2 | On Air | 25.2486 | 55.3617 | IBS | Airport | DXB | Dubai | DUBAI_DUBAI INTL AIRPORT (DUBAI INTERNATIONAL AIRPORT) | Etisalat | ETC | 3G |  | On Air |  | 821280.1172 | 0 | DXB5297E
| DXB5297I |  | Dubai Airport Concourse-2 | Dubai Airport C2 | On Air | 25.2486 | 55.3617 | IBS | Airport | DXB | Dubai | DUBAI_DUBAI INTL AIRPORT (DUBAI INTERNATIONAL AIRPORT) | Etisalat | ETC | 3G |  | On Air |  | 743601.8305 | 0 | DXB5297I
DXB0311 | DXB5311 |  | Dubai Airport CMF Building | Dubai Airport CMF Building | On Air | 25.2584 | 55.3419 | IBS | Airport | DXB | Dubai | DUBAI_DUBAI INTL AIRPORT (DUBAI INTERNATIONAL AIRPORT) | du | Huawei | 2G-3G | On Air | On Air |  | 1096822.1357 | 0 | DXB5311
DXB0458 | DXB5458 | DXBL0458 | Dubai Airport C4 Right Middle Wing | Dubai Airport C4 | On Air | 25.2579 | 55.3429 | IBS | Airport | DXB | Dubai | DUBAI_DUBAI INTL AIRPORT (DUBAI INTERNATIONAL AIRPORT) | du | Huawei | 2G-3G-4G | On Air | On Air | On Air | 1476976.3913 | 11574182.1 | DXB5458
DXB0459 | DXB5459 | DXBL0459 | Dubai Airport C4 Right End Wing | Dubai Airport C4 | On Air | 25.2579 | 55.3429 | IBS | Airport | DXB | Dubai | DUBAI_DUBAI INTL AIRPORT (DUBAI INTERNATIONAL AIRPORT) | du | Huawei | 2G-3G-4G | On Air | On Air | On Air | 1971000.1918 | 7134365.3 | DXB5459
DXB0450 | DXB5450 | DXBL0450 | Dubai Airport C4 Middle Apron Wing | Dubai Airport C4 | On Air | 25.2579 | 55.3429 | IBS | Airport | DXB | Dubai | DUBAI_DUBAI INTL AIRPORT (DUBAI INTERNATIONAL AIRPORT) | du | Huawei | 2G-3G-4G | On Air | On Air | On Air | 385398.9046 | 2319892.4 | DXB5450
DXB0457 | DXB5457 | DXBL0457 | Dubai Airport C4 Left Middle Wing | Dubai Airport C4 | On Air | 25.2579 | 55.3429 | IBS | Airport | DXB | Dubai | DUBAI_DUBAI INTL AIRPORT (DUBAI INTERNATIONAL AIRPORT) | du | Huawei | 2G-3G-4G | On Air | On Air | On Air | 2274685.5016 | 11148728.1 | DXB5457
DXB0449 | DXB5449 | DXBL0449 | Dubai Airport C4 Left End Wing | Dubai Airport C4 | On Air | 25.2579 | 55.3429 | IBS | Airport | DXB | Dubai | DUBAI_DUBAI INTL AIRPORT (DUBAI INTERNATIONAL AIRPORT) | du | Huawei | 2G-3G-4G |  | On Air | On Air | 1626991.4881 | 7594305.6 | DXB5449
DXB0142 | DXB5142 | DXBL0142 | Dubai Airport Building 335 Support Facilities | Dubai Airport Building 335 Support Facilities | On Air | 25.2581 | 55.3757 | IBS | Airport | DXB | Dubai | DUBAI_DUBAI INTL AIRPORT (DUBAI INTERNATIONAL AIRPORT) | du | Huawei | 2G-3G-4G | On Air | On Air | On Air | 67219.129 | 512669 | DXB5142
| DXB5019B |  | Dubai Airport | Dubai Airport T1 | On Air | 25.2493 | 55.3527 | IBS | Airport | DXB | Dubai | DUBAI_DUBAI INTL AIRPORT (DUBAI INTERNATIONAL AIRPORT) | du | NSN | 3G |  | On Air |  | 8061434.3541 | 0 | DXB5019B
DXB0019 | DXB5019A | DXBL0019 | Dubai Airport | Dubai Airport T1 | On Air | 25.2493 | 55.3527 | IBS | Airport | DXB | Dubai | DUBAI_DUBAI INTL AIRPORT (DUBAI INTERNATIONAL AIRPORT) | du | NSN | 2G-3G | On Air | On Air |  | 3293477.3711 | 0 | DXB5019A
DXB0252 | DXB5252 |  | Dubai Marina - Sheth Tower (Iris Blue Tower) | Dubai Marina - Sheth Tower (Iris Blue Tower) | On Air | 25.0854 | 55.1449 | IBS | Residential | DXB | Dubai | DUBAI_MARSA DUBAI | du | In House | 2G-3G | On Air | On Air |  | 496333.6581 | 0 | DXB5252
NA | DXB5682B | DXBL0646I | DU Shop 2 | Dubai Mall | On Air | 25.1976 | 55.2787 | ATOM | Mall | DXB | Dubai | DUBAI_BURJ KHALIFA (BUSINESS BAY) | du | Huawei | 3G-4G |  | On Air | On Air | 499596.7586 | 10749478.2 | DXB5682B
DXB0972 | DXB5972 | DXBL0972 | Du NOC DXB Khazna | Du NOC DXB Khazna | On Air | 25.1748 | 55.3181 | IBS | Commercial | DXB | Dubai | DUBAI_NADD AL SHIBA FIRST (RANCHES) | du | Huawei | 2G-3G-4G | On Air | On Air | On Air | 118342.8552 | 1161768.1 | DXB5972
AUH0585 | AUH5585 | AUHL0585 | Du NOC AUH Khazna | Du NOC AUH Khazna | On Air | 24.4184 | 54.6219 | IBS | Commercial | SE | Abu Dhabi | ABU DHABI_KHALIFA CITY | du | Huawei | 2G-3G-4G | On Air | On Air | On Air | 141694.7543 | 902167.5334 | AUH5585
| AUH5875 | AUHL0875 | Du Business Center (Sector 1-3G only) | Du Business Center (Sector 1-3G only) | On Air | 24.4777 | 54.3219 | IBS | Commercial | SE | Abu Dhabi | ABU DHABI_Al Markaziyah | Etisalat | NSN/ETC | 3G-4G |  | On Air | On Air | 318193.3651 | 2115550.1108 | AUH5875
AUH0500 | AUH5500 | AUHL0500 | Du Business Center (aka. Golden Falcon Tower) | Du Business Center (aka. Golden Falcon Tower) | On Air | 24.4873 | 54.3591 | IBS | Commercial | SE | Abu Dhabi | ABU DHABI_Al Markaziyah | Etisalat | NSN/ETC | 2G-3G-4G | On Air | On Air | On Air | 128710.7635 | 451971.2566 | AUH5500
DXB0844 | DXB5844 |  | DSC_Commercial Block D | DSC_Commercial | On Air | 25.0431 | 55.2518 | IBS | Commercial | DXB | Dubai | DUBAI_AL HEBIAH SECOND (DUBAI LAND) | du | Mitech | 2G-3G | On Air | On Air |  | 298746.4159 | 0 | DXB5844
DXB0843 | DXB5843 | DXBL0843 | DSC_Commercial Block C | DSC_Commercial | On Air | 25.0429 | 55.2514 | IBS | Commercial | DXB | Dubai | DUBAI_AL HEBIAH SECOND (DUBAI LAND) | du | Mitech | 2G-3G | On Air | On Air | On Air | 139534.6015 | 1003829.9 | DXB5843
DXB0842 | DXB5842 |  | DSC_Commercial Block B | DSC_Commercial | On Air | 25.0426 | 55.2511 | IBS | Commercial | DXB | Dubai | DUBAI_AL HEBIAH SECOND (DUBAI LAND) | du | Mitech | 2G-3G | On Air | On Air |  | 450282.475 | 0 | DXB5842
DXB0841 | DXB5841 | DXBL0841 | DSC_Commercial Block A | DSC_Commercial | On Air | 25.0423 | 55.2507 | IBS | Commercial | DXB | Dubai | DUBAI_AL HEBIAH SECOND (DUBAI LAND) | du | Mitech | 2G-3G-4G | On Air | On Air | On Air | 312765.7599 | 2221029.4 | DXB5841
DXB0671 | DXB5671 |  | DSC Complex | DSC_Commercial | On Air | 25.0408 | 55.2526 | IBS | Commercial | DXB | Dubai | DUBAI_AL HEBIAH SECOND (DUBAI LAND) | du | LGC | 2G-3G | On Air | On Air |  | 124836.564 | 0 | DXB5671
DXB0840 | DXB5840 | DXBL0840 | DSC Commercial Tower | DSC_Commercial | On Air | 25.042 | 55.2502 | IBS | Commercial | DXB | Dubai | DUBAI_AL HEBIAH SECOND (DUBAI LAND) | du | Mitech | 3G-4G |  | On Air | On Air | 563259.6553 | 3349215 | DXB5840
DXB0980 | DXB5980 |  | Dream Tower_Dubai Marina | Dream Tower_Dubai Marina | On Air | 25.0835 | 55.1421 | IBS | Residential | DXB | Dubai | DUBAI_MARSA DUBAI | du | In House | 2G-3G |  | On Air |  | 310614.7989 | 0 | DXB5980
SHJ0221 | SHJ5221 |  | Dream Tower | Dream Tower | On Air | 25.3049 | 55.3645 | IBS | Residential | NE | Sharjah | SHARJAH_AL MAMZAR | du | NSN-FTK | 2G-3G | On Air | On Air |  | 399843.6257 | 0 | SHJ5221
DXB0787 | DXB5787 | DXBL0787 | Dragon Mart_B | Dragonmart | On Air | 25.1736 | 55.4178 | IBS | Mall | DXB | Dubai | DUBAI_WARSAN FIRST | Etisalat | ETC | 2G-3G-4G | On Air | On Air | On Air | 1546228.1059 | 26099962.9 | DXB5787
| DXB5787A |  | Dragon Mart_B | Dragonmart | On Air | 25.1736 | 55.4178 | IBS | Mall | DXB | Dubai | DUBAI_WARSAN FIRST | Etisalat | ETC | 3G |  | On Air |  | 1799679.5978 | 0 | DXB5787A
| DXB5787B |  | Dragon Mart_B | Dragonmart | On Air | 25.1736 | 55.4178 | IBS | Mall | DXB | Dubai | DUBAI_WARSAN FIRST | Etisalat | ETC | 3G |  | On Air |  | 1254128.0622 | 0 | DXB5787B
DXB0280 | DXB5280 | DXBL0280 | Dragon Mart_A | Dragonmart | On Air | 25.1736 | 55.4178 | IBS | Mall | DXB | Dubai | DUBAI_WARSAN FIRST | Etisalat | ETC | 2G-3G-4G | On Air | On Air | On Air | 3678334.0187 | 50374876.5 | DXB5280
| DXB5280B |  | Dragon Mart_A | Dragonmart | On Air | 25.1736 | 55.4178 | IBS | Mall | DXB | Dubai | DUBAI_WARSAN FIRST | Etisalat | ETC | 3G |  | On Air |  | 3101212.611 | 0 | DXB5280B
| DXB5280A |  | Dragon Mart_A | Dragonmart | On Air | 25.1736 | 55.4178 | IBS | Mall | DXB | Dubai | DUBAI_WARSAN FIRST | Etisalat | ETC | 3G |  | On Air |  | 2062335.0074 | 0 | DXB5280A
DXB0958 | DXB5958 | DXBL0958 | Dragon Mart Expansion 3 | Dragonmart Extension | On Air | 25.1739 | 55.4208 | IBS | Mall | DXB | Dubai | DUBAI_WARSAN FIRST | du | Huawei | 2G-3G-4G | On Air | On Air | On Air | 1344080.4246 | 6685304.2 | DXB5958
DXB0954 | DXB5954 | DXBL0954 | Dragon Mart Expansion 2 | Dragonmart Extension | On Air | 25.1739 | 55.4208 | IBS | Mall | DXB | Dubai | DUBAI_WARSAN FIRST | du | Huawei | 2G-3G-4G | On Air | On Air | On Air | 1575942.4177 | 6065324.9 | DXB5954
DXB0580 | DXB5580 | DXBL0580 | Dragon Mart Expansion 1 | Dragonmart Extension | On Air | 25.1739 | 55.4208 | IBS | Mall | DXB | Dubai | DUBAI_WARSAN FIRST | du | Huawei | 2G-3G-4G | On Air | On Air | On Air | 2241522.7042 | 10641498.1 | DXB5580
DXB0445 | DXB5445 | DXBL0445 | DP World Technical Department | DP World Technical Department | On Air | 25.0049 | 55.082 | IBS | Commercial | DXB | Dubai | DUBAI_MENA JABAL ALI | du | Huawei | 3G-4G |  | On Air | On Air | 463808.0218 | 2746175.8 | DXB5445
RAK0532 | RAK5532 | RAKl0532 | Doubletree by Hilton Resort & Spa Marjan Island RAK | Doubletree by Hilton Resort & Spa Marjan Island RAK | On Air | 25.6697 | 55.744 | IBS | Hotel | NE | Ras Al Khaimah | RAS AL-KHAIMAH_JAZEERA NAD AL SILI | Etisalat | ETC | 2G-3G-4G | On Air | On Air | On Air | 218507.1005 | 735575.9 | RAK5532
RAK0525 | RAK5525 |  | DoubleTree by Hilton Hotel RAK | DoubleTree by Hilton Hotel RAK | On Air | 25.7962 | 55.9688 | IBS | Hotel | NE | Ras Al Khaimah | RAS AL-KHAIMAH_NAKHEEL | Etisalat | ETC | 2G-3G | On Air | On Air |  | 67862.1269 | 0 | RAK5525
DXB0029 | DXB5029 | DXBL0029 | DoubleTree by Hilton Hotel & Residences Al Barsha 4 | DoubleTree by Hilton Hotel & Residences Al Barsha 4 | On Air | 25.1145 | 55.2011 | IBS | Hotel | DXB | Dubai | DUBAI_AL BARSHA FIRST | Etisalat | ETC | 2G-3G-4G | On Air | On Air |  | 471075.6741 | 0 | DXB5029
DXB0876 | DXB5876 | DXBL0876 | Dnata Head Quarters | Dnata Head Quarters | On Air | 25.1865 | 55.2568 | IBS | Commercial | DXB | Dubai | DUBAI_BURJ KHALIFA (BUSINESS BAY) | du | Mitech | 2G-3G-4G | On Air | On Air | On Air | 414814.861 | 2464107.7 | DXB5876
DXB0272 | DXB5272 |  | DMCC, Opp Dubai Marina Sheikh, Zayed Road | DMCC, Opp Dubai Marina Sheikh, Zayed Road | On Air | 25.0585 | 55.136 | IBS | Commercial | DXB | Dubai | DUBAI_Discovery Gardens | du | Alan Dick | 2G-3G | On Air | On Air |  | 235077.9935 | 0 | DXB5272
DXB0430 | DXB5430 |  | DMCC 3, Opp Dubai Marina Sheikh, Zayed Road | DMCC 3, Opp Dubai Marina Sheikh, Zayed Road | On Air | 25.0594 | 55.1364 | IBS | Commercial | DXB | Dubai | DUBAI_Discovery Gardens | du | Alan Dick | 2G-3G | On Air | On Air |  | 176607.5877 | 0 | DXB5430
DXB0429 | DXB5429 | DXBL0429 | DMCC 2, Opp Dubai Marina Sheikh, Zayed Road | DMCC 2, Opp Dubai Marina Sheikh, Zayed Road | On Air | 25.0585 | 55.136 | IBS | Commercial | DXB | Dubai | DUBAI_Discovery Gardens | du | Alan Dick | 2G-3G-4G | On Air | On Air | On Air | 250130.5759 | 1109548.7 | DXB5429
IDX5388 | IDX0388 | IDXL5388 | DMC6 - Sony Music Building | DMC6 - Sony Music Building | On Air | 25.0946 | 55.1566 | IBS | Commercial | DXB | Dubai | DUBAI_AL SAFOUH SECOND | du | W | 3G-4G |  | On Air | On Air | 71642.3356 | 372996.6 | IDX0388
IDX5289 | IDX0289 | IDXL5289 | DMC Butterfly Building | DMC Butterfly Building | On Air | 25.0946 | 55.1549 | IBS | Commercial | DXB | Dubai | DUBAI_AL SAFOUH SECOND | du | NSN | 3G-4G |  | On Air | On Air | 586297.5794 | 4563139.6 | IDX0289
IDX5378 | IDX0378 | IDXL5378 | DMC Building 7 & 8 | DMC Building 7 & 8 | On Air | 25.0958 | 55.1569 | IBS | Commercial | DXB | Dubai | DUBAI_AL SAFOUH SECOND | du | W | 3G-4G |  | On Air | On Air | 214248.7731 | 1913168.5 | IDX0378
IDX5385 | IDX0385 | IDXL5385 | DMC Building 5 | DMC Building 5 | On Air | 25.0964 | 55.1562 | IBS | Commercial | DXB | Dubai | DUBAI_AL SAFOUH SECOND | du | W | 3G-4G |  | On Air | On Air | 37809.118 | 242168.3 | #N/A
IDX5402 | IDX0402 | IDXL5402 | DMC Building 4 | DMC Building 4 | On Air | 25.0959 | 55.1557 | IBS | Commercial | DXB | Dubai | DUBAI_AL SAFOUH SECOND | du | W | 3G-4G |  | On Air | On Air | 88225.2044 | 355353.6 | IDX0402
DXB0428 | DXB5428 |  | DMC Building 14 | DMC Building 14 | On Air | 25.0954 | 55.1554 | IBS | Residential | DXB | Dubai | DUBAI_AL SAFOUH SECOND | du | NSN | 2G-3G | On Air | On Air |  | 224566.0394 | 0 | DXB5428
IDX5387 | IDX0387 | IDXL5387 | DMC Building 10 | DMC Building 10 | On Air | 25.1023 | 55.1697 | IBS | Commercial | DXB | Dubai | DUBAI_AL SAFOUH SECOND | du | W | 3G-4G |  | On Air | On Air | 133927.712 | 663756.4 | IDX0387
IDX5377 | IDX0377 | IDXL5377 | DMC 1 | DMC 1 | On Air | 25.0923 | 55.1513 | IBS | Commercial | DXB | Dubai | DUBAI_AL SAFOUH SECOND | du | W | 3G-4G |  | On Air | On Air | 334577.9665 | 2636088.9 | IDX0377
| DXB5682A |  | DM LGF Police Control and Cinema Parking LGF-1F | Dubai Mall | On Air | 25.1976 | 55.2787 | IBS | Hospital | DXB | Dubai | DUBAI_BURJ KHALIFA (BUSINESS BAY) | du | Huawei | 3G |  | On Air |  | 1895909.4968 | 0 | DXB5682A
NA | DXB5647I |  | DM Atom: LGF_West ELM | Dubai Mall | On Air | 25.1976 | 55.2787 | ATOM | Mall | DXB | Dubai | DUBAI_BURJ KHALIFA (BUSINESS BAY) | du | Huawei | 3G |  | On Air |  | 122743.1272 | 0 | DXB5647I
NA | DXB5937E | DXBL0937 | DM Atom: LGF_Water Front Atrium | Dubai Mall | On Air | 25.1976 | 55.2787 | ATOM | Mall | DXB | Dubai | DUBAI_BURJ KHALIFA (BUSINESS BAY) | du | Huawei | 3G-4G |  | On Air | On Air | 240106.7528 | 18433522.9 | DXB5937E
DXB0643 | DXB5647G | DXBL0643 | DM Atom: LGF_The Dubai Mall | Dubai Mall | On Air | 25.1976 | 55.2787 | ATOM | Mall | DXB | Dubai | DUBAI_BURJ KHALIFA (BUSINESS BAY) | du | Huawei | 3G-4G |  | On Air | On Air | 50985.559 | 13972545.3 | DXB5647G
NA | DXB5937G |  | DM Atom: LGF_Restaurants | Dubai Mall | On Air | 25.1976 | 55.2787 | ATOM | Mall | DXB | Dubai | DUBAI_BURJ KHALIFA (BUSINESS BAY) | du | Huawei | 3G |  | On Air |  | 78285.2763 | 0 | DXB5937G
NA | DXB5937F |  | DM Atom: LGF_Foodcourt | Dubai Mall | On Air | 25.1976 | 55.2787 | ATOM | Mall | DXB | Dubai | DUBAI_BURJ KHALIFA (BUSINESS BAY) | du | Huawei | 3G |  | On Air |  | 97445.3226 | 0 | DXB5937F
NA | DXB5647H |  | DM Atom: LGF_Emirates NBD | Dubai Mall | On Air | 25.1976 | 55.2787 | ATOM | Mall | DXB | Dubai | DUBAI_BURJ KHALIFA (BUSINESS BAY) | du | Huawei | 3G |  | On Air |  | 138852.6421 | 0 | DXB5647H
NA | DXB5647F |  | DM Atom: LGF_Dubai Government offices 2 | Dubai Mall | On Air | 25.1976 | 55.2787 | ATOM | Mall | DXB | Dubai | DUBAI_BURJ KHALIFA (BUSINESS BAY) | du | Huawei | 3G |  | On Air |  | 24705.5182 | 0 | DXB5647F
NA | DXB5647E |  | DM Atom: LGF_Dubai Government offices 1 | Dubai Mall | On Air | 25.1976 | 55.2787 | ATOM | Mall | DXB | Dubai | DUBAI_BURJ KHALIFA (BUSINESS BAY) | du | Huawei | 3G |  | On Air |  | 205169.5023 | 0 | DXB5647E
NA | DXB5241D |  | DM Atom: LGF_Bloomingdale | Dubai Mall | On Air | 25.1976 | 55.2787 | ATOM | Mall | DXB | Dubai | DUBAI_BURJ KHALIFA (BUSINESS BAY) | du | Huawei | 3G |  | On Air |  | 40526.1418 | 0 | DXB5241D
NA | DXB5646I |  | DM Atom: LGF Water Fall & Cafe | Dubai Mall | On Air | 25.1976 | 55.2787 | ATOM | Mall | DXB | Dubai | DUBAI_BURJ KHALIFA (BUSINESS BAY) | du | Huawei | 3G |  | On Air |  | 84892.4732 | 0 | DXB5646I
NA | DXB5642F | DXBL0937I | DM Atom: LGF Waitrose & Du Shop | Dubai Mall | On Air | 25.1976 | 55.2787 | ATOM | Mall | DXB | Dubai | DUBAI_BURJ KHALIFA (BUSINESS BAY) | du | Huawei | 3G-4G |  | On Air | On Air | 72559.2921 | 1195653.2 | DXB5642F
NA | DXB5647J | DXBL0643I | DM Atom: LGF Texas | Dubai Mall | On Air | 25.1976 | 55.2787 | ATOM | Mall | DXB | Dubai | DUBAI_BURJ KHALIFA (BUSINESS BAY) | du | Huawei | 3G-4G |  | On Air | On Air | 203840.8929 | 17147592.8 | DXB5647J
NA | DXB5648B |  | DM Atom: LGF Marina Home | Dubai Mall | On Air | 25.1976 | 55.2787 | ATOM | Mall | DXB | Dubai | DUBAI_BURJ KHALIFA (BUSINESS BAY) | du | Huawei | 3G |  | On Air |  | 133564.9465 | 0 | DXB5648B
NA | DXB5241G |  | DM Atom: LGF Food court 2 | Dubai Mall | On Air | 25.1976 | 55.2787 | ATOM | Mall | DXB | Dubai | DUBAI_BURJ KHALIFA (BUSINESS BAY) | du | Huawei | 3G |  | On Air |  | 65341.195 | 0 | DXB5241G
NA | DXB5648A |  | DM Atom: LGF Camel Company | Dubai Mall | On Air | 25.1976 | 55.2787 | ATOM | Mall | DXB | Dubai | DUBAI_BURJ KHALIFA (BUSINESS BAY) | du | Huawei | 3G |  | On Air |  | 223965.0139 | 0 | DXB5648A
NA | DXB5642D |  | DM Atom: GF_Souk 2 | Dubai Mall | On Air | 25.1976 | 55.2787 | ATOM | Mall | DXB | Dubai | DUBAI_BURJ KHALIFA (BUSINESS BAY) | du | Huawei | 3G |  | On Air |  | 169750.7965 | 0 | DXB5642D
NA | DXB5643G | DXBL0123 | DM Atom: GF_Souk 1 | Dubai Mall | On Air | 25.1976 | 55.2787 | ATOM | Mall | DXB | Dubai | DUBAI_BURJ KHALIFA (BUSINESS BAY) | du | Huawei | 3G-4G |  | On Air |  | 91783.8325 | 0 | DXB5643G
NA | DXB5642E | DXBL0119II | DM Atom: GF_Shops-Nike | Dubai Mall | On Air | 25.1976 | 55.2787 | ATOM | Mall | DXB | Dubai | DUBAI_BURJ KHALIFA (BUSINESS BAY) | du | Huawei | 3G-4G |  | On Air | On Air | 63059.4655 | 4587469.3 | DXB5642E
NA | DXB5647D |  | DM Atom: GF_Shoe District | Dubai Mall | On Air | 25.1976 | 55.2787 | ATOM | Mall | DXB | Dubai | DUBAI_BURJ KHALIFA (BUSINESS BAY) | du | Huawei | 3G |  | On Air |  | 141940.2723 | 0 | DXB5647D
NA | DXB5647C |  | DM Atom: GF_Sephora | Dubai Mall | On Air | 25.1976 | 55.2787 | ATOM | Mall | DXB | Dubai | DUBAI_BURJ KHALIFA (BUSINESS BAY) | du | Huawei | 3G |  | On Air |  | 188415.6343 | 0 | DXB5647C
DXB0647 | DXB5123G | DXBL0647 | DM Atom: GF_Lafayette | Dubai Mall | On Air | 25.1976 | 55.2787 | ATOM | Mall | DXB | Dubai | DUBAI_BURJ KHALIFA (BUSINESS BAY) | du | Huawei | 3G-4G |  | On Air | On Air | 200464.0312 | 13842751.8 | DXB5123G
NA | DXB5119F | DXBL0119I | DM Atom: GF_Dubai Ice Rink (and Adidas, Lacoste) | Dubai Mall | On Air | 25.1976 | 55.2787 | ATOM | Mall | DXB | Dubai | DUBAI_BURJ KHALIFA (BUSINESS BAY) | du | Huawei | 3G-4G |  | On Air | On Air | 252182.0537 | 946388.1 | DXB5119F
NA | DXB5937H |  | DM Atom: GF_Dubai Aquarium | Dubai Mall | On Air | 25.1976 | 55.2787 | ATOM | Mall | DXB | Dubai | DUBAI_BURJ KHALIFA (BUSINESS BAY) | du | Huawei | 3G |  | On Air |  | 275859.7519 | 0 | DXB5937H
NA | DXB5999F |  | DM Atom: GF_Cheesecake Factory | Dubai Mall | On Air | 25.1976 | 55.2787 | ATOM | Mall | DXB | Dubai | DUBAI_BURJ KHALIFA (BUSINESS BAY) | du | Huawei | 3G |  | On Air |  | 533396.3985 | 0 | DXB5999F
DXB0642 | DXB5646G | DXBL0642 | DM Atom: GF Zara | Dubai Mall | On Air | 25.1976 | 55.2787 | ATOM | Mall | DXB | Dubai | DUBAI_BURJ KHALIFA (BUSINESS BAY) | du | Huawei | 3G-4G |  | On Air | On Air | 144922.0773 | 11460999.8 | DXB5646G
NA | DXB5241F |  | DM Atom: GF Water Fall | Dubai Mall | On Air | 25.1976 | 55.2787 | ATOM | Mall | DXB | Dubai | DUBAI_BURJ KHALIFA (BUSINESS BAY) | du | Huawei | 3G |  | On Air |  | 93834.8554 | 0 | DXB5241F
DXB0646 | DXB5643H | DXBL0646 | DM Atom: GF Watch Gallery | Dubai Mall | On Air | 25.1976 | 55.2787 | ATOM | Mall | DXB | Dubai | DUBAI_BURJ KHALIFA (BUSINESS BAY) | du | Huawei | 3G-4G |  | On Air | On Air | 7539.2824 | 5947252.9 | DXB5643H
NA | DXB5643J | DXBL0241II | DM Atom: GF Paris Gallery | Dubai Mall | On Air | 25.1976 | 55.2787 | ATOM | Mall | DXB | Dubai | DUBAI_BURJ KHALIFA (BUSINESS BAY) | du | Huawei | 3G-4G |  | On Air | On Air | 112938.4307 | 1890358.5 | DXB5643J
NA | DXB5643I |  | DM Atom: GF Grand Atrium | Dubai Mall | On Air | 25.1976 | 55.2787 | ATOM | Mall | DXB | Dubai | DUBAI_BURJ KHALIFA (BUSINESS BAY) | du | Huawei | 3G |  | On Air |  | 179216.5686 | 0 | DXB5643I
NA | DXB5646A |  | DM Atom: GF Gap | Dubai Mall | On Air | 25.1976 | 55.2787 | ATOM | Mall | DXB | Dubai | DUBAI_BURJ KHALIFA (BUSINESS BAY) | du | Huawei | 3G |  | On Air |  | 347798.5296 | 0 | DXB5646A
NA | DXB5646F | DXBL0642II | DM Atom: GF GANT | Dubai Mall | On Air | 25.1976 | 55.2787 | ATOM | Mall | DXB | Dubai | DUBAI_BURJ KHALIFA (BUSINESS BAY) | du | Huawei | 3G-4G |  | On Air | On Air | 99483.5058 | 2507654.3 | DXB5646F
NA | DXB5646H | DXBL0648 | DM Atom: GF Armani Cafe | Dubai Mall | On Air | 25.1976 | 55.2787 | ATOM | Mall | DXB | Dubai | DUBAI_BURJ KHALIFA (BUSINESS BAY) | du | Huawei | 3G-4G |  | On Air | On Air | 162635.7063 | 14427453 | DXB5646H
NA | DXB5642J |  | DM Atom: 2F_Splash | Dubai Mall | On Air | 25.1976 | 55.2787 | ATOM | Mall | DXB | Dubai | DUBAI_BURJ KHALIFA (BUSINESS BAY) | du | Huawei | 3G |  | On Air |  | 193659.4238 | 0 | DXB5642J
NA | DXB5119G |  | DM Atom: 2F_Sega Republic | Dubai Mall | On Air | 25.1976 | 55.2787 | ATOM | Mall | DXB | Dubai | DUBAI_BURJ KHALIFA (BUSINESS BAY) | du | Huawei | 3G |  | On Air |  | 147104.4159 | 0 | DXB5119G
NA | DXB5642I |  | DM Atom: 2F_Jacky’s & Samsung | Dubai Mall | On Air | 25.1976 | 55.2787 | ATOM | Mall | DXB | Dubai | DUBAI_BURJ KHALIFA (BUSINESS BAY) | du | Huawei | 3G |  | On Air |  | 97767.9152 | 0 | DXB5642I
NA | DXB5648C |  | DM Atom: 2F_Hershey’s | Dubai Mall | On Air | 25.1976 | 55.2787 | ATOM | Mall | DXB | Dubai | DUBAI_BURJ KHALIFA (BUSINESS BAY) | du | Huawei | 3G |  | On Air |  | 73187.9299 | 0 | DXB5648C
NA | DXB5241E |  | DM Atom: 2F_Hamley's | Dubai Mall | On Air | 25.1976 | 55.2787 | ATOM | Mall | DXB | Dubai | DUBAI_BURJ KHALIFA (BUSINESS BAY) | du | Huawei | 3G |  | On Air |  | 136962.4489 | 0 | DXB5241E
NA | DXB5123E |  | DM Atom: 2F_Food Court 2 | Dubai Mall | On Air | 25.1976 | 55.2787 | ATOM | Mall | DXB | Dubai | DUBAI_BURJ KHALIFA (BUSINESS BAY) | du | Huawei | 3G |  | On Air |  | 288865.8362 | 0 | DXB5123E
NA | DXB5119I |  | DM Atom: 2F_Food Court 1 | Dubai Mall | On Air | 25.1976 | 55.2787 | ATOM | Mall | DXB | Dubai | DUBAI_BURJ KHALIFA (BUSINESS BAY) | du | Huawei | 3G |  | On Air |  | 373107.3738 | 0 | DXB5119I
NA | DXB5646J |  | DM Atom: 2F_Dubai Aquarium | Dubai Mall | On Air | 25.1976 | 55.2787 | ATOM | Mall | DXB | Dubai | DUBAI_BURJ KHALIFA (BUSINESS BAY) | du | Huawei | 3G |  | On Air |  | 179630.6095 | 0 | DXB5646J
NA | DXB5646B |  | DM Atom: 2F_Disney | Dubai Mall | On Air | 25.1976 | 55.2787 | ATOM | Mall | DXB | Dubai | DUBAI_BURJ KHALIFA (BUSINESS BAY) | du | Huawei | 3G |  | On Air |  | 89413.0443 | 0 | DXB5646B
NA | DXB5937J |  | DM Atom: 2F_Dior | Dubai Mall | On Air | 25.1976 | 55.2787 | ATOM | Mall | DXB | Dubai | DUBAI_BURJ KHALIFA (BUSINESS BAY) | du | Huawei | 3G |  | On Air |  | 92447.5573 | 0 | DXB5937J
NA | DXB5119J |  | DM Atom: 2F_Cinema Entrance | Dubai Mall | On Air | 25.1976 | 55.2787 | ATOM | Mall | DXB | Dubai | DUBAI_BURJ KHALIFA (BUSINESS BAY) | du | Huawei | 3G |  | On Air |  | 325565.286 | 0 | DXB5119J
NA | DXB5241I |  | DM Atom: 2F Virgin Megastore | Dubai Mall | On Air | 25.1976 | 55.2787 | ATOM | Mall | DXB | Dubai | DUBAI_BURJ KHALIFA (BUSINESS BAY) | du | Huawei | 3G |  | On Air |  | 51854.0916 | 0 | DXB5241I
NA | DXB5241H |  | DM Atom: 2F Sharaf DG & Go Sport | Dubai Mall | On Air | 25.1976 | 55.2787 | ATOM | Mall | DXB | Dubai | DUBAI_BURJ KHALIFA (BUSINESS BAY) | du | Huawei | 3G |  | On Air |  | 119952.6525 | 0 | DXB5241H
NA | DXB5642G | DXBL0123II | DM Atom: 2F Plug in | Dubai Mall | On Air | 25.1976 | 55.2787 | ATOM | Mall | DXB | Dubai | DUBAI_BURJ KHALIFA (BUSINESS BAY) | du | Huawei | 3G-4G |  | On Air | On Air | 119331.6522 | 3397292.8 | DXB5642G
NA | DXB5123F |  | DM Atom: 2F Mother care | Dubai Mall | On Air | 25.1976 | 55.2787 | ATOM | Mall | DXB | Dubai | DUBAI_BURJ KHALIFA (BUSINESS BAY) | du | Huawei | 3G |  | On Air |  | 282287.6977 | 0 | DXB5123F
NA | DXB5123I |  | DM Atom: 2F Max | Dubai Mall | On Air | 25.1976 | 55.2787 | ATOM | Mall | DXB | Dubai | DUBAI_BURJ KHALIFA (BUSINESS BAY) | du | Huawei | 3G |  | On Air |  | 60342.7972 | 0 | DXB5123I
NA | DXB5123J |  | DM Atom: 2F Lafayette | Dubai Mall | On Air | 25.1976 | 55.2787 | ATOM | Mall | DXB | Dubai | DUBAI_BURJ KHALIFA (BUSINESS BAY) | du | Huawei | 3G |  | On Air |  | 161908.3263 | 0 | DXB5123J
NA | DXB5937I | DXBL0241 | DM Atom: 2F Kidzania | Dubai Mall | On Air | 25.1976 | 55.2787 | ATOM | Mall | DXB | Dubai | DUBAI_BURJ KHALIFA (BUSINESS BAY) | du | Huawei | 3G-4G |  | On Air | On Air | 111880.4341 | 4135948 | DXB5937I
NA | DXB5241J |  | DM Atom: 2F Harman Kardon | Dubai Mall | On Air | 25.1976 | 55.2787 | ATOM | Mall | DXB | Dubai | DUBAI_BURJ KHALIFA (BUSINESS BAY) | du | Huawei | 3G |  | On Air |  | 71698.647 | 0 | DXB5241J
NA | DXB5123H | DXBL0123I | DM Atom: 2F Bloomingdale | Dubai Mall | On Air | 25.1976 | 55.2787 | ATOM | Mall | DXB | Dubai | DUBAI_BURJ KHALIFA (BUSINESS BAY) | du | Huawei | 3G-4G |  | On Air | On Air | 117433.3171 | 1506259 | DXB5123H
NA | DXB5642H |  | DM Atom: 2F Baby Shop | Dubai Mall | On Air | 25.1976 | 55.2787 | ATOM | Mall | DXB | Dubai | DUBAI_BURJ KHALIFA (BUSINESS BAY) | du | Huawei | 3G |  | On Air |  | 132032.0822 | 0 | DXB5642H
NA | DXB5646D |  | DM Atom: 1F_Villari | Dubai Mall | On Air | 25.1976 | 55.2787 | ATOM | Mall | DXB | Dubai | DUBAI_BURJ KHALIFA (BUSINESS BAY) | du | Huawei | 3G |  | On Air |  | 133842.1107 | 0 | DXB5646D
NA | DXB5646E |  | DM Atom: 1F_Top shop Top Man | Dubai Mall | On Air | 25.1976 | 55.2787 | ATOM | Mall | DXB | Dubai | DUBAI_BURJ KHALIFA (BUSINESS BAY) | du | Huawei | 3G |  | On Air |  | 77897.7405 | 0 | DXB5646E
NA | DXB5647A |  | DM Atom: 1F_SwaroSki | Dubai Mall | On Air | 25.1976 | 55.2787 | ATOM | Mall | DXB | Dubai | DUBAI_BURJ KHALIFA (BUSINESS BAY) | du | Huawei | 3G |  | On Air |  | 139571.7627 | 0 | DXB5647A
NA | DXB5647B |  | DM Atom: 1F_New Yorker | Dubai Mall | On Air | 25.1976 | 55.2787 | ATOM | Mall | DXB | Dubai | DUBAI_BURJ KHALIFA (BUSINESS BAY) | du | Huawei | 3G |  | On Air |  | 91148.0686 | 0 | DXB5647B
NA | DXB5119H |  | DM Atom: 1F_Marks and Spencer | Dubai Mall | On Air | 25.1976 | 55.2787 | ATOM | Mall | DXB | Dubai | DUBAI_BURJ KHALIFA (BUSINESS BAY) | du | Huawei | 3G |  | On Air |  | 34292.9396 | 0 | DXB5119H
NA | DXB5643C |  | DM Atom: 1F_Lafayette | Dubai Mall | On Air | 25.1976 | 55.2787 | ATOM | Mall | DXB | Dubai | DUBAI_BURJ KHALIFA (BUSINESS BAY) | du | Huawei | 3G |  | On Air |  | 59840.9971 | 0 | DXB5643C
NA | DXB5643A |  | DM Atom: 1F_Fanes | Dubai Mall | On Air | 25.1976 | 55.2787 | ATOM | Mall | DXB | Dubai | DUBAI_BURJ KHALIFA (BUSINESS BAY) | du | Huawei | 3G |  | On Air |  | 151754.1636 | 0 | DXB5643A
NA | DXB5646C |  | DM Atom: 1F_Elie Saab | Dubai Mall | On Air | 25.1976 | 55.2787 | ATOM | Mall | DXB | Dubai | DUBAI_BURJ KHALIFA (BUSINESS BAY) | du | Huawei | 3G |  | On Air |  | 62822.6932 | 0 | DXB5646C
NA | DXB5642B | DXBL0937II | DM Atom: 1F_Dubai ice Rink(Adidas) | Dubai Mall | On Air | 25.1976 | 55.2787 | ATOM | Mall | DXB | Dubai | DUBAI_BURJ KHALIFA (BUSINESS BAY) | du | Huawei | 3G-4G |  | On Air | On Air | 167591.6505 | 3272574.1 | DXB5642B
NA | DXB5643B |  | DM Atom: 1F_Amouage | Dubai Mall | On Air | 25.1976 | 55.2787 | ATOM | Mall | DXB | Dubai | DUBAI_BURJ KHALIFA (BUSINESS BAY) | du | Huawei | 3G |  | On Air |  | 97716.0092 | 0 | DXB5643B
NA | DXB5643D | DXBL0241I | DM Atom: 1F Paris Gallery | Dubai Mall | On Air | 25.1976 | 55.2787 | ATOM | Mall | DXB | Dubai | DUBAI_BURJ KHALIFA (BUSINESS BAY) | du | Huawei | 3G-4G |  | On Air | On Air | 46839.4044 | 957890.8 | DXB5643D
NA | DXB5643E |  | DM Atom: 1F Mudo City | Dubai Mall | On Air | 25.1976 | 55.2787 | ATOM | Mall | DXB | Dubai | DUBAI_BURJ KHALIFA (BUSINESS BAY) | du | Huawei | 3G |  | On Air |  | 92241.9033 | 0 | DXB5643E
NA | DXB5642A |  | DM Atom: 1F Forever 21 | Dubai Mall | On Air | 25.1976 | 55.2787 | ATOM | Mall | DXB | Dubai | DUBAI_BURJ KHALIFA (BUSINESS BAY) | du | Huawei | 3G |  | On Air |  | 117572.3709 | 0 | DXB5642A
NA | DXB5642C | DXBL0642I | DM Atom: 1F Debenhams | Dubai Mall | On Air | 25.1976 | 55.2787 | ATOM | Mall | DXB | Dubai | DUBAI_BURJ KHALIFA (BUSINESS BAY) | du | Huawei | 3G-4G |  | On Air | On Air | 61096.3406 | 1248173.3 | DXB5642C
NA | DXB5643F |  | DM Atom: 1F Chili’s and shops | Dubai Mall | On Air | 25.1976 | 55.2787 | ATOM | Mall | DXB | Dubai | DUBAI_BURJ KHALIFA (BUSINESS BAY) | du | Huawei | 3G |  | On Air |  | 78138.7005 | 0 | DXB5643F
IDX5320 | IDX0320 | IDXL5320 | DLC Office Park A21 A22 B21 B22 B23 | DLC Office Park | On Air | 24.9098 | 55.118 | IBS | Commercial | DXB | Dubai | DUBAI_MADINAT AL MATAAR | Etisalat | ETC | 3G-4G |  | On Air | On Air | 412259.9146 | 1077099 | IDX0320
IDX5318 | IDX0318 | IDXL5318 | DLC Office Park A11 A12 B11 B12 B13 | DLC Office Park | On Air | 24.9096 | 55.1168 | IBS | Commercial | DXB | Dubai | DUBAI_MADINAT AL MATAAR | Etisalat | ETC | 3G-4G |  | On Air | On Air | 484795.1173 | 3736769.2 | IDX0318
AJM0929 | AJM5929 | AJML0929 | Diwan Towers | Diwan Towers | On Air | 25.4158 | 55.4422 | IBS | Commercial & Residential | NE | Ajman | AJMAN_NAKHEEL 2 | du | T | 3G-4G |  | On Air | On Air | 964537.6094 | 4751862.3 | AJM5929
NA | IDX0960D | IDXL5960IV | District Cooling Plant 2 | District Cooling Plant 2 | On Air | 25.1876 | 55.2763 | ATOM | Commercial | DXB | Dubai | DUBAI_BURJ KHALIFA (BUSINESS BAY) | du | Huawei | 3G-4G |  | On Air | On Air | 19443.1732 | 140253.4 | IDX0960D
NA | IDX0960C | IDXL5960III | District Cooling Plant 1 | District Cooling Plant 1 | On Air | 25.1969 | 55.2822 | ATOM | Commercial | DXB | Dubai | DUBAI_BURJ KHALIFA (BUSINESS BAY) | du | Huawei | 3G-4G |  | On Air | On Air | 115674.0258 | 164609.2 | IDX0960C
DXB0262 | DXB5262 |  | DIP HQ | DIP HQ | On Air | 24.9994 | 55.169 | IBS | Commercial | DXB | Dubai | DUBAI_Dubai Green Community | Etisalat | ETC | 2G-3G | On Air | On Air |  | 682407.5021 | 0 | DXB5262
DXB0616 | DXB5616 | DXBL0616 | DIFC_Precents_bldg 1 | DIFC_Precents_bldg 1 | On Air | 25.2147 | 55.2822 | IBS | Commercial | DXB | Dubai | DUBAI_ZAABEEL SECOND | du | In House | 2G-3G-4G | On Air | On Air | On Air | 1131243.7799 | 5718652.3 | DXB5616
DXB0892 | DXB5892 | DXBL0892 | DIFC Truck Tunnel Site 3 | DIFC Truck Tunnel | On Air | 25.2142 | 55.2823 | IBS | Tunnel | DXB | Dubai | DUBAI_ZAABEEL SECOND | du | In House | 2G-3G-4G | On Air | On Air | On Air | 252299.1685 | 603013.2 | DXB5892
DXB0820 | DXB5820 | DXBL0820 | DIFC Truck Tunnel Site 2 | DIFC Truck Tunnel | On Air | 25.2142 | 55.2823 | IBS | Tunnel | DXB | Dubai | DUBAI_ZAABEEL SECOND | du | In House | 2G-3G-4G | On Air | On Air | On Air | 63698.0423 | 338736.6 | DXB5820
DXB0490 | DXB5490 | DXBL0490 | DIFC Truck Tunnel Site 1 | DIFC Truck Tunnel | On Air | 25.2142 | 55.2823 | IBS | Tunnel | DXB | Dubai | DUBAI_ZAABEEL SECOND | du | In House | 2G-3G-4G | On Air | On Air | On Air | 235193.1433 | 395058.3 | DXB5490
DXB0560 | DXB5560 | DXBL0560 | DIFC Precinct Building # 6 | DIFC Precinct Building # 6 | On Air | 25.2153 | 55.2806 | IBS | Commercial | DXB | Dubai | DUBAI_ZAABEEL SECOND | du | MOTO | 2G-3G-4G | On Air | On Air | On Air | 160338.3004 | 434550.4 | DXB5560
IDX5607 | IDX0607 | IDXL5607 | DIFC Index Tower | DIFC Index Tower | On Air | 25.207 | 55.2779 | IBS | Residential | DXB | Dubai | DUBAI_ZAABEEL SECOND | Etisalat |  | 3G-4G |  | On Air | On Air | 1718661.8987 | 6252833.5 | IDX0607
DXB0290 | DXB5290 | DXBL0290 | DIFC Gate Village 8 | DIFC Gate Village | On Air | 25.2131 | 55.2823 | IBS | Residential | DXB | Dubai | DUBAI_ZAABEEL SECOND | du | NSN | 2G-3G-4G | On Air | On Air | On Air | 339037.9603 | 1876856.1 | DXB5290
DXB0289 | DXB5289 | DXBL0289 | DIFC Gate Village 7 | DIFC Gate Village | On Air | 25.2132 | 55.2829 | IBS | Residential | DXB | Dubai | DUBAI_ZAABEEL SECOND | du | NSN | 2G-3G-4G | On Air | On Air | On Air | 258751.2787 | 966509.4 | DXB5289
DXB0288 | DXB5288 | DXBL0288 | DIFC Gate Village 6 | DIFC Gate Village | On Air | 25.2135 | 55.2825 | IBS | Residential | DXB | Dubai | DUBAI_ZAABEEL SECOND | du | NSN | 2G-3G-4G | On Air | On Air | On Air | 642710.6434 | 3417279.3 | DXB5288
DXB0287 | DXB5287 | DXBL0287 | DIFC Gate Village 5 | DIFC Gate Village | On Air | 25.2134 | 55.2834 | IBS | Residential | DXB | Dubai | DUBAI_ZAABEEL SECOND | du | NSN | 2G-3G-4G | On Air | On Air | On Air | 788403.9208 | 3081800 | DXB5287
DXB0286 | DXB5286 | DXBL0286 | DIFC Gate Village 4 | DIFC Gate Village | On Air | 25.2136 | 55.2831 | IBS | Residential | DXB | Dubai | DUBAI_ZAABEEL SECOND | du | NSN | 2G-3G-4G | On Air | On Air | On Air | 172943.8607 | 714663.7 | DXB5286
DXB0285 | DXB5285 | DXBL0285 | DIFC Gate Village 3 | DIFC Gate Village | On Air | 25.2139 | 55.2827 | IBS | Residential | DXB | Dubai | DUBAI_ZAABEEL SECOND | du | NSN | 2G-3G-4G | On Air | On Air | On Air | 215748.2099 | 398589.2 | DXB5285
DXB0284 | DXB5284 | DXBL0284 | DIFC Gate Village 2 | DIFC Gate Village | On Air | 25.2139 | 55.2836 | IBS | Residential | DXB | Dubai | DUBAI_ZAABEEL SECOND | du | NSN | 2G-3G-4G | On Air | On Air | On Air | 149933.3853 | 834556.8 | DXB5284
DXB0292 | DXB5292 | DXBL0292 | DIFC Gate Village 10 | DIFC Gate Village | On Air | 25.2128 | 55.2821 | IBS | Residential | DXB | Dubai | DUBAI_ZAABEEL SECOND | du | NSN | 2G-3G-4G | On Air | On Air | On Air | 1304235.0294 | 3120051 | DXB5292
DXB0281 | DXB5281 | DXBL0281 | DIFC Gate Village 1 | DIFC Gate Village | On Air | 25.2141 | 55.2833 | IBS | Residential | DXB | Dubai | DUBAI_ZAABEEL SECOND | du | NSN | 2G-3G-4G | On Air | On Air | On Air | 354398.5313 | 1483153.7 | DXB5281
DXB0018 | DXB5018A | DXBL0018 | DIFC Gate | DIFC Gate | On Air | 25.2146 | 55.2815 | IBS | Commercial | DXB | Dubai | DUBAI_ZAABEEL SECOND | du | NSN | 2G-3G-4G | On Air | On Air | On Air | 2676840.1464 | 8124433.8 | DXB5018A
|  | DXBL0018I | DIFC Gate | DIFC Gate | On Air | 25.2146 | 55.2815 | IBS | Commercial | DXB | Dubai | DUBAI_ZAABEEL SECOND | du | NSN | 4G |  |  | On Air | 0 | 393831 | #N/A | DXBL0018I
| DXB5018B |  | DIFC Gate | DIFC Gate | On Air | 25.2146 | 55.2815 | IBS | Commercial | DXB | Dubai | DUBAI_ZAABEEL SECOND | du | NSN | 3G |  | On Air |  | 93234.1759 | 0 | DXB5018B
DXB0502 | DXB5502A | DXBL0502 | DIFC - Precincts | DIFC - Precincts | On Air | 25.2144 | 55.2808 | IBS | Commercial | DXB | Dubai | DUBAI_ZAABEEL SECOND | du | MOTO | 2G-3G | On Air | On Air | On Air | 3599511.5636 | 4596012.2 | DXB5502A
| DXB5502B | DXBL0502I | DIFC - PRECINCTS | DIFC - PRECINCTS | On Air | 25.2144 | 55.2808 | IBS | Commercial | DXB | Dubai | DUBAI_ZAABEEL SECOND | du | MOTO | 3G |  | On Air | On Air | 964876.4127 | 19354.4 | DXB5502B
DXB0957 | DXB5957 | DXBL0957 | DICC Zabeel Hall_3 | DICC | On Air | 25.2263 | 55.2901 | IBS | Exhibition | DXB | Dubai | DUBAI_TRADE CENTER SECOND | du | NSN | 3G-4G |  | On Air | On Air | 242205.5915 | 1733585.8 | DXB5957
| DXB5957A |  | DICC Zabeel Hall_3 | DICC | On Air | 25.2263 | 55.2901 | IBS | Exhibition | DXB | Dubai | DUBAI_TRADE CENTER SECOND | du | NSN | 3G |  | On Air |  | 28585.4895 | 0 | DXB5957A
| DXB5956 |  | DICC Zabeel Hall_2 | DICC | On Air | 25.226 | 55.2899 | IBS | Exhibition | DXB | Dubai | DUBAI_TRADE CENTER SECOND | du | NSN | 3G |  | On Air |  | 293299.5232 | 0 | DXB5956
DXB0953 | DXB5953 | DXBL0953 | DICC Zabeel Hall_1 | DICC | On Air | 25.2259 | 55.2896 | IBS | Exhibition | DXB | Dubai | DUBAI_TRADE CENTER SECOND | du | NSN | 3G-4G |  | On Air | On Air | 192568.8146 | 1817534.3 | DXB5953
| IDX0117 |  | DICC Maktoum Hall | DICC | On Air | 25.2219 | 55.2878 | IBS | Exhibition | DXB | Dubai | DUBAI_TRADE CENTER SECOND | du | NSN | 3G |  | On Air |  | 379372.2298 | 0 | IDX0117
|  | DXBL0122II | DICC Halls 5-8 & Maktoum Hall | DICC | On Air | 25.2256 | 55.2888 | IBS | Exhibition | DXB | Dubai | DUBAI_TRADE CENTER SECOND | du | NSN | 4G |  |  | On Air | 0 | 4992400.9 | #N/A | DXBL0122II
| DXB5122A | DXBL0122I | DICC Halls 5-8 & Maktoum Hall | DICC | On Air | 25.2256 | 55.2888 | IBS | Exhibition | DXB | Dubai | DUBAI_TRADE CENTER SECOND | du | NSN | 3G-4G |  | On Air | On Air | 642627.4053 | 1999013.3 | DXB5122A
DXB0122 | DXB5122 | DXBL0122 | DICC Halls 5-8 & Maktoum Hall | DICC | On Air | 25.2256 | 55.2888 | IBS | Exhibition | DXB | Dubai | DUBAI_TRADE CENTER SECOND | du | NSN | 2G-3G-4G | On Air | On Air | On Air | 775222.0296 | 1167934.6 | DXB5122
DXB0774 | DXB5999 | DXBL0999 | DICC Halls 1-4 & Zabeel Hall | DICC | On Air | 25.2255 | 55.288 | IBS | Exhibition | DXB | Dubai | DUBAI_TRADE CENTER SECOND | du | NSN | 2G-3G-4G | On Air | On Air | On Air | 724632.3014 | 2550445.4 | DXB5999
DXB0381 | DXB5381 | DXBL0381 | DICC Hall 3 and 4 (3G only) | DICC | On Air | 25.2244 | 55.2873 | IBS | Exhibition | DXB | Dubai | DUBAI_TRADE CENTER SECOND | du | NSN | 3G-4G |  | On Air | On Air | 207699.2467 | 4312045.9 | DXB5381
| DXB5381A |  | DICC Hall 3 and 4 (3G only) | DICC | On Air | 25.2244 | 55.2873 | IBS | Exhibition | DXB | Dubai | DUBAI_TRADE CENTER SECOND | du | NSN | 3G |  | On Air |  | 590806.4295 | 0 | DXB5381A
DXB0942 | DXB5942 | DXBL0942 | DICC Extension Arena Hall | DICC | On Air | 25.2261 | 55.2873 | IBS | Exhibition | DXB | Dubai | DUBAI_TRADE CENTER SECOND | du | Mitech | 3G-4G |  | On Air | On Air | 624448.8957 | 2782773.6 | DXB5942
DXB0861 | DXB5861 | DXBL0861 | DICC Extension | DICC | On Air | 25.2254 | 55.2869 | IBS | Exhibition | DXB | Dubai | DUBAI_TRADE CENTER SECOND | du | Mitech | 2G-3G-4G | On Air | On Air | On Air | 418896.8067 | 2873292 | DXB5861
| DXB5861A | DXBL0861I | DICC Extension | DICC | On Air | 25.2254 | 55.2869 | IBS | Exhibition | DXB | Dubai | DUBAI_TRADE CENTER SECOND | du | Mitech | 3G-4G |  | On Air | On Air | 611040.6638 | 2301038.6 | DXB5861A
IDX5416 | IDX0416 | IDXL5416 | DIC Building 9 - Canon Building | DIC Building 9 - Canon Building | On Air | 25.0954 | 55.1618 | IBS | Commercial | DXB | Dubai | DUBAI_AL SAFOUH SECOND | du | W | 3G-4G |  | On Air | On Air | 62146.3503 | 608066.7 | IDX0416
DXB0198 | DXB5198 |  | DIC Building 6 - Siemens | DIC Building 6 - Siemens | On Air | 25.0937 | 55.1611 | IBS | Commercial | DXB | Dubai | DUBAI_AL SAFOUH SECOND | du | NSN | 2G-3G | On Air | On Air |  | 373894.9933 | 0 | DXB5198
DXB0668 | DXB5668 |  | DIC Building 14 | DIC Building 14 | On Air | 25.0983 | 55.1631 | IBS | Commercial | DXB | Dubai | DUBAI_AL SAFOUH SECOND | du | NSN | 2G-3G | On Air | On Air |  | 431560.8198 | 0 | DXB5668
IDX5138 | IDX0138 | IDXL5138 | DIC Building 11 | DIC Building 11 | On Air | 25.0971 | 55.164 | IBS | Commercial | DXB | Dubai | DUBAI_AL SAFOUH SECOND | du | Huawei | 2G-3G-4G | On Air | On Air | On Air | 254323.1502 | 1634916 | IDX0138
IDX5143 | IDX0143 |  | DIC Building 1 | DIC Building 1 | On Air | 25.0951 | 55.1605 | IBS | Commercial | DXB | Dubai | DUBAI_AL SAFOUH SECOND | du | Huawei | 2G-3G | On Air | On Air |  | 346383.6313 | 0 | IDX0143
FUJ0628 | FUJ5628 | FUJL0628 | Dibba Hospital | Dibba Hospital | On Air | 25.5883 | 56.2662 | IBS | Hospital | NE | Fujairah | FUJAIRAH_Dibbah - Al Rifah | du | Huawei | 2G-3G-4G | On Air | On Air | On Air | 670360.4184 | 2444997 | FUJ5628
DXB0439 | DXB5439 |  | Diamond and Gold Park Building 3 | Diamond and Gold Park Building 3 | On Air | 25.1262 | 55.2081 | IBS | Commercial | DXB | Dubai | DUBAI_AL QOUZE IND.THIRD (AL QUOZ IND. THIRD) | du | Alan Dick | 2G-3G | On Air | On Air |  | 249136.9698 | 0 | DXB5439
DXB0438 | DXB5438 |  | Diamond and Gold Park Building 2 | Diamond and Gold Park Building 2 | On Air | 25.1262 | 55.2081 | IBS | Commercial | DXB | Dubai | DUBAI_AL QOUZE IND.THIRD (AL QUOZ IND. THIRD) | du | Alan Dick | 2G-3G | On Air | On Air |  | 268284.1015 | 0 | DXB5438
DXB0028 | DXB5028 | DXBL0028 | Diamond and Gold Park Building | Diamond and Gold Park Building | On Air | 25.1262 | 55.2081 | IBS | Commercial | DXB | Dubai | DUBAI_AL QOUZE IND.THIRD (AL QUOZ IND. THIRD) | du | NSN | 2G-3G-4G | On Air | On Air | On Air | 1643542.4846 | 3357590.1 | DXB5028
|  | IDXL5957 | DIAC 5th floor Testbed |  | On Air | 25.1243 | 55.41 |  |  | DXB | Dubai | DUBAI_AL ROWAIYAH FIRST (800) | du |  | 4G |  |  | On Air | 0 | 217.404 | #N/A | IDXL5957
DXB0327 | DXB5327 |  | Dhow Palace Hotel | Dhow Palace Hotel | On Air | 25.2508 | 55.2924 | IBS | Hotel | DXB | Dubai | DUBAI_MANKHOOL | du | Huawei | 2G-3G | On Air | On Air |  | 758892.7337 | 0 | DXB5327
IDX5057 | IDX0057 |  | DHCC Jumeirah Al Khor - Service Apartment | DHCC Jumeirah Al Khor | On Air | 25.2343 | 55.3235 | IBS | Residential | DXB | Dubai | DUBAI_UMM HURAIR SECOND | Etisalat | ETC | 2G-3G |  | On Air |  | 1058769.9854 | 0 | IDX0057
IDX5058 | IDX0058 | IDXL5058 | DHCC Jumeirah Al Khor - Hyatt Regency Hotel | DHCC Jumeirah Al Khor | On Air | 25.2342 | 55.3242 | IBS | Hotel | DXB | Dubai | DUBAI_UMM HURAIR SECOND | Etisalat | ETC | 2G-3G-4G | On Air | On Air | On Air | 900798.8289 | 0.4 | IDX0058
IDX5059 | IDX0059 | IDXL5059 | DHCC Jumeirah Al Khor - Common Floor | DHCC Jumeirah Al Khor | On Air | 25.234 | 55.3238 | IBS | Car Park | DXB | Dubai | DUBAI_UMM HURAIR SECOND | Etisalat | ETC | 2G-3G-4G | On Air | On Air | On Air | 1439576.253 | 4578.1 | IDX0059
DXB0582 | DXB5582 | DXBL0582 | DHCC Dr. Sulaiman Al Habib - Building 57 | DHCC Dr. Sulaiman Al Habib - Building 57 | On Air | 25.232567 | 55.3209 | IBS | Hospital | DXB | Dubai | DUBAI_UMM HURAIR SECOND | du | Huawei | 2G-3G-4G | On Air | On Air | On Air | 1311794.1183 | 9228321.1 | DXB5582
DXB0483 | DXB5483 | DXBL0483 | DHCC Dr. Sulaiman Al Habib - Building 55 | DHCC Dr. Sulaiman Al Habib - Building 55 | On Air | 25.2316 | 55.3206 | IBS | Hospital | DXB | Dubai | DUBAI_UMM HURAIR SECOND | du | Huawei | 2G-3G-4G | On Air | On Air | On Air | 895646.1488 | 4994340.5 | DXB5483
DXB0546 | DXB5546 | DXBL0546 | DHCC AP16 | DHCC AP16 | On Air | 25.2333 | 55.3256 | IBS | Commercial | DXB | Dubai | DUBAI_UMM HURAIR SECOND | du | MOTO | 2G-3G-4G | On Air | On Air | On Air | 699488.1758 | 4966571.8 | DXB5546
DXB0492 | DXB5492 | DXBL0492 | DHCC AP 34 | DHCC AP 34 | On Air | 25.2306 | 55.3233 | IBS | Commercial | DXB | Dubai | DUBAI_UMM HURAIR SECOND | du | MOTO | 2G-3G-4G | On Air | On Air | On Air | 73665.9029 | 549676.5 | DXB5492
DXB0905 | DXB5905 | DXBL0905 | DHCC 59 | DHCC 59 | On Air | 25.2319 | 55.3198 | IBS | Hospital | DXB | Dubai | DUBAI_UMM HURAIR SECOND | du | NSN | 2G-3G-4G | On Air | On Air | On Air | 165051.8758 | 588580.3 | DXB5905
IDX5004 | IDX0004 |  | DHCC 52 | DHCC 52 | On Air | 25.2325 | 55.3219 | IBS | Commercial | DXB | Dubai | DUBAI_UMM HURAIR SECOND | du | NSN | 2G-3G | On Air | On Air |  | 59558.8835 | 0 | IDX0004
DXB0786 | DXB5786 | DXBL0786 | DHCC 51 | DHCC 51 | On Air | 25.2325 | 55.3219 | IBS | Commercial | DXB | Dubai | DUBAI_UMM HURAIR SECOND | du | NSN | 3G-4G |  | On Air | On Air | 7180.5445 | 21809.8 | DXB5786
DXB0244 | DXB5244 | DXBL0244 | DHCC 49 | DHCC 49 | On Air | 25.2293 | 55.3222 | IBS | Hospital | DXB | Dubai | DUBAI_UMM HURAIR SECOND | du | Huawei | 2G-3G-4G | On Air | On Air | On Air | 174276.4935 | 724333 | DXB5244
IDX5015 | IDX0015 |  | DHCC 47 | DHCC 47 | On Air | 25.2293 | 55.3222 | IBS | Commercial | DXB | Dubai | DUBAI_UMM HURAIR SECOND | du | NSN | 2G-3G | On Air | On Air |  | 135732.876 | 0 | IDX0015
DXB0143 | DXB5143 | DXBL0143 | DHCC 41 | DHCC 41 | On Air | 25.2303 | 55.3248 | IBS | Commercial | DXB | Dubai | DUBAI_UMM HURAIR SECOND | du | NSN | 2G-3G-4G | On Air | On Air | On Air | 127877.3504 | 390548.5 | DXB5143
DXB0154 | DXB5154 |  | DHCC 40 | DHCC 40 | On Air | 25.2303 | 55.3248 | IBS | Commercial | DXB | Dubai | DUBAI_UMM HURAIR SECOND | du | NSN | 2G-3G |  | On Air |  | 92366.8605 | 0 | DXB5154
IDX5003 | IDX0003 |  | DHCC 39 | DHCC 39 | On Air | 25.2303 | 55.3248 | IBS | commercial | DXB | Dubai | DUBAI_UMM HURAIR SECOND | du | NSN | 2G-3G | On Air | On Air |  | 240696.6268 | 0 | IDX0003
DXB0862 | DXB5862 |  | DHCC 26 | DHCC 26 | On Air | 25.2327 | 55.3263 | IBS | Commercial | DXB | Dubai | DUBAI_UMM HURAIR SECOND | du | NSN | 2G-3G | On Air | On Air |  | 171507.9403 | 0 | DXB5862
DXB0145 | DXB5145 |  | DHCC 25 and 27 | DHCC 25 and 27 | On Air | 25.2327 | 55.3263 | IBS | Commercial | DXB | Dubai | DUBAI_UMM HURAIR SECOND | du | NSN | 2G-3G | On Air | On Air |  | 218166.1264 | 0 | DXB5145
SHJ0366 | SHJ5366 | SHJl0366 | Dhafra Building | Dhafra Building | On Air | 25.3002 | 55.372 | IBS | Residential | NE | Sharjah | SHARJAH_AL NAHDA | du | Huawei | 2G-3G-4G | On Air | On Air | On Air | 321531.9348 | 1101918.2 | SHJ5366
AUH0895 | AUH5895 | AUHL0895 | DFMC Hospital - Al Gharbia Hospitals | DFMC Hospital - Al Gharbia Hospitals | On Air | 23.6406 | 53.7081 | IBS | Hospital | SE | Abu Dhabi | ABU DHABI_MADINAT ZAYED(WR) | du | NSN | 2G-3G-4G | On Air | On Air | On Air | 0 | 34378.7359 | AUH5895
IDX5429 | IDX0429 | IDXL5429 | DFC Mall_Right Part | DFC | On Air | 25.2218 | 55.3527 | IBS | Mall | DXB | Dubai | DUBAI_AL KHEERAN (RAS AL HAMAR) | Etisalat | ETC | 3G-4G |  | On Air | On Air | 2021016.3757 | 12556279 | IDX0429
IDX5428 | IDX0428 | IDXL5428 | DFC Mall_Middle Part 2 | DFC | On Air | 25.2216 | 55.3518 | IBS | Mall | DXB | Dubai | DUBAI_AL KHEERAN (RAS AL HAMAR) | Etisalat | ETC | 3G-4G |  | On Air | On Air | 1204681.6941 | 8186647 | IDX0428
IDX5429 | IDX0427 | IDXL5427 | DFC Mall_Middle Part 1 | DFC | On Air | 25.2218 | 55.3528 | IBS | Mall | DXB | Dubai | DUBAI_AL KHEERAN (RAS AL HAMAR) | Etisalat | ETC | 3G-4G |  | On Air | On Air | 1644057.9154 | 10695091.5 | IDX0427
IDX5425 | IDX0425 | IDXL5425 | DFC Mall_Left Part | DFC | On Air | 25.223 | 55.3512 | IBS | Mall | DXB | Dubai | DUBAI_AL KHEERAN (RAS AL HAMAR) | Etisalat | ETC | 3G-4G |  | On Air | On Air | 3420051.1517 | 21223539.7 | IDX0425
IDX5422 | IDX0422 | IDXL5422 | DFC Mall_Basement | DFC | On Air | 25.2227 | 55.3517 | IBS | Mall | DXB | Dubai | DUBAI_AL KHEERAN (RAS AL HAMAR) | Etisalat | ETC | 3G-4G |  | On Air | On Air | 1994371.0355 | 8913170.7 | IDX0422
DXB0056 | DXB5056 | DXBL0056 | Dewa Office Al Warsan | Dewa Office Al Warsan | On Air | 25.147 | 55.4338 | IBS | Government | DXB | Dubai | DUBAI_WARSAN SECOND | Etisalat | ETC | 2G-3G-4G | On Air | On Air | On Air | 1122236.1847 | 1935343.8 | DXB5056
| IDX0736 | IDXL5736 | DEWA Data Centre |  | On Air | 25.0652 | 55.1307 |  | Government |  |  | DUBAI_JABAL ALI SECOND |  |  |  |  | On Air | On Air | 5379.6877 | 26176.9 | IDX0736
DXB0686 | DXB5686 | DXBL0686 | Dewa Customer Care Center Al Qouz | Dewa Customer Care Center Al Qouz | On Air | 25.1541 | 55.2325 | IBS | Government | DXB | Dubai | DUBAI_AL QOUZE IND.FIRST (AL QUOZ IND. FIRST) | Etisalat | ETC | 2G-3G-4G | On Air | On Air | On Air | 364264.6848 | 3070679 | DXB5686
DXB0765 | DXB5765 | DXBL0765 | DEWA Building | DEWA Building | On Air | 25.2269 | 55.3239 | IBS | Commercial | DXB | Dubai | DUBAI_UMM HURAIR SECOND | Etisalat | ETC | 2G-3G-4G | On Air | On Air |  | 974499.9712 | 0 | DXB5765
AUH0456 | AUH5456 | AUHL0456 | Department Supreme Council for National Security | Department Supreme Council for National Security | On Air | 24.4542 | 54.3068 | IBS | Government | SE | Abu Dhabi | ABU DHABI_Al Ras Al Akhdar | Etisalat | ETC | 3G-4G |  | On Air | On Air | 240937.0571 | 1272368.8785 | AUH5456
AUH0581 | AUH5581 | AUHL0581 | Department of Transport Qaryat Al Beri | Department of Transport Qaryat Al Beri | On Air | 24.4134 | 54.4915 | IBS | Government | SE | Abu Dhabi | ABU DHABI_AL MAQTA AREA | du | Huawei | 2G-3G-4G | On Air | On Air | On Air | 969506.8719 | 3132981.6746 | AUH5581
DXB0498 | DXB5498 | DXBL0498 | DEPARTMENT OF TOURISM & COMMERCE MARKETING ((National Bank of DUBAI)) | DEPARTMENT OF TOURISM & COMMERCE MARKETING ((National Bank of DUBAI)) | On Air | 25.2608 | 55.3147 | IBS | Commercial | DXB | Dubai | DUBAI_RIGGAT AL BUTEEN | du | MOTO | 2G-3G-4G | On Air | On Air | On Air | 990586.0012 | 5756023 | DXB5498
DXB0527 | DXB5527 | DXBL0527 | DEPARTMENT OF NATURALIZATION AND RESIDENCE, | DEPARTMENT OF NATURALIZATION AND RESIDENCE, | On Air | 25.2342 | 55.2908 | IBS | Government | DXB | Dubai | DUBAI_AL JAFILIYA | du | MOTO | 2G-3G-4G | On Air | On Air | On Air | 651306.2462 | 3321104.8 | DXB5527
SHJ0262 | SHJ5262 | SHJL0262 | Department of Economic Development of Sharjah | Department of Economic Development of Sharjah | On Air | 25.3488 | 55.375 | IBS | Government | NE | Sharjah | SHARJAH_AL LAYYEH | du | Huawei | 2G-3G-4G | On Air | On Air | On Air | 231287.9091 | 1853068.4 | SHJ5262
DXB0103 | DXB5103 |  | Delta 2 Dubai Marina | Delta 2 Dubai Marina | On Air | 25.0824 | 55.148 | IBS | Residential | DXB | Dubai | DUBAI_MARSA DUBAI | du | Huawei | 3G |  | On Air |  | 624352.3743 | 0 | DXB5103
DXB0101 | DXB5101 |  | Delta 1 Dubai Marina | Delta 1 Dubai Marina | On Air | 25.079 | 55.1437 | IBS | Residential | DXB | Dubai | DUBAI_MARSA DUBAI | du | Huawei | 3G |  | On Air |  | 696116.0414 | 0 | DXB5101
AUH0891 | AUH5891 | AUHL0891 | Delma Hospital - Al Gharbia Hospitals | Delma Hospital - Al Gharbia Hospitals | On Air | 24.4756 | 52.3092 | IBS | Hospital | SE | Abu Dhabi | ABU DHABI_DALMA ISLAND | du | NSN | 2G | On Air |  | On Air | 0 | 23241.3278 | AUH5891
DXB0197 | DXB5197 |  | Dell | Dell | On Air | 25.0937 | 55.1589 | IBS | Commercial | DXB | Dubai | DUBAI_AL SAFOUH SECOND | du | NSN | 2G-3G | On Air | On Air |  | 362836.8766 | 0 | DXB5197
SHJ0358 | SHJ5358 | SHJL0358 | Dejaya Tower | Dejaya Tower | On Air | 25.3011 | 55.366 | IBS | Residential | NE | Sharjah | SHARJAH_AL NAHDA | du | NSN | 2G-3G-4G | On Air | On Air | On Air | 898148.4934 | 3155700.5 | SHJ5358
DXB0093 | DXB5093 |  | Deira Tower | Deira Tower | On Air | 25.2682 | 55.307 | IBS | Commercial | DXB | Dubai | DUBAI_AL RIGGA | du | NSN | 2G-3G | On Air | On Air |  | 522117.7835 | 0 | DXB5093
DXB0224 | DXB5224 |  | Deira Creek Golf Club, Near Deira City Centre, Port Saeed, Dubai | Deira Creek Golf Club, Near Deira City Centre, Port Saeed, Dubai | On Air | 25.2417 | 55.3333 | IBS | Hotel | DXB | Dubai | DUBAI_PORT SAEED | du | Alan Dick | 2G-3G | On Air | On Air |  | 224738.575 | 0 | DXB5224
DXB0644 | DXB5644 | DXBL0644 | Deira City Centre (Right & Iconic) | DCC | On Air | 25.2517 | 55.3346 | IBS | Mall | DXB | Dubai | DUBAI_PORT SAEED | du | NSN | 2G-3G-4G | On Air | On Air | On Air | 4228938.2985 | 19548130.7 | DXB5644
DXB0621 | DXB5621 | DXBL0621 | Deira City Centre (Left) | DCC | On Air | 25.2517 | 55.3346 | IBS | Mall | DXB | Dubai | DUBAI_PORT SAEED | du | NSN | 2G-3G-4G | On Air | On Air | On Air | 2398180.8953 | 9494262 | DXB5621
DXB0623 | DXB5623 | DXBL0623 | Deira City Center (Middle) | DCC | On Air | 25.2517 | 55.3346 | IBS | Mall | DXB | Dubai | DUBAI_PORT SAEED | du | NSN | 2G-3G-4G | On Air | On Air | On Air | 2336851.0951 | 9958350.4 | DXB5623
AUH0971 | AUH5971 | AUHL0971 | Deerfields Town Square (Carrefour Shahama) | Deerfields Town Square (Carrefour Shahama) | On Air | 24.5235 | 54.6712 | IBS | Mall | SE | Abu Dhabi | ABU DHABI_AL BAHYA | Etisalat | ETC | 2G-3G-4G | On Air | On Air | On Air | 4983826.6529 | 13071800.5748 | AUH5971
DXB0015 | DXB5015 | DXBL0015 | DCCI | DCCI | On Air | 25.2601 | 55.3153 | IBS | Commercial | DXB | Dubai | DUBAI_RIGGAT AL BUTEEN | du | NSN | 2G-3G-4G | On Air | On Air | On Air | 303588.3723 | 1006751.3 | DXB5015
AUH0814 | AUH5814 | AUHL0814 | Dar Al Salam Building | Dar Al Salam Building | On Air | 24.4915 | 54.3571 | IBS | Commercial | SE | Abu Dhabi | ABU DHABI_Al Markaziyah | du | NSN | 2G-3G-4G | On Air | On Air | On Air | 77591.412 | 49928.4524 | AUH5814
AUH0563 | AUH5563 | AUHL0563 | Danat Al Emarat Women & Children's Hospital | Danat Al Emarat Women & Children's Hospital | On Air | 24.3969 | 54.5009 | IBS | Hospital | SE | Abu Dhabi | ABU DHABI_ABU DHABI GATE CITY | Etisalat | ETC | 2G-3G-4G | On Air | On Air | On Air | 1201889.9007 | 4802411.115 | AUH5563
AAN0036 | AAN5036 | AANL0036 | Danat Al Ain Resort (Previously known as Al Ain Intercontinental Hotel) | Danat Al Ain Resort (Previously known as Al Ain Intercontinental Hotel) | On Air | 24.208 | 55.8044 | IBS | Hotel | SE | Abu Dhabi | ABU DHABI_CENTRAL DISTRICT | Etisalat | ETC | 2G-3G-4G | On Air | On Air | On Air | 355259.7394 | 1286404.0284 | AAN5036
SHJ0131 | SHJ5131 | SHJL0131 | Dana Tower | Dana Tower | On Air | 25.3319 | 55.3754 | IBS | Residential | NE | Sharjah | SHARJAH_AL MAZAJ THIRD | du | NSN-FTK | 2G-3G-4G | On Air | On Air | On Air | 672270.1124 | 2358086.5 | SHJ5131
AJM0807 | AJM5807 | AJML0807 | Dana Mall | Dana Mall | On Air | 25.3897 | 55.4584 | IBS | Mall | NE | Ajman | AJMAN_RASHIDEYA 1 | Etisalat | ETC | 2G-3G-4G |  | On Air | On Air | 51898.8274 | 52621.8 | AJM5807
AJM0881 | AJM5881 | AJML0881 | Dana Beach Hotel | Dana Beach Hotel | On Air | 25.4079 | 55.4326 | IBS | Hotel | NE | Ajman | AJMAN_RUMAILA 1 | du | Huawei | 2G-3G-4G | On Air | On Air | On Air | 287521.3272 | 649554 | AJM5881
SHJ0346 | SHJ5346 | SHJL0346 | Damas 2 (Formerly Damas 57) | Damas 2 (Formerly Damas 57) | On Air | 25.3037 | 55.3713 | IBS | Residential | NE | Sharjah | SHARJAH_AL NAHDA | du | Huawei | 2G-3G-4G | On Air | On Air | On Air | 362936.3522 | 1185027.5 | SHJ5346
DXB0419 | DXB5419 | DXBL0419 | Daman Residential Tower | Daman Residential Tower | On Air | 25.2108 | 55.2825 | IBS | Residential | DXB | Dubai | DUBAI_ZAABEEL SECOND | du | Huawei | 2G-3G-4G | On Air | On Air | On Air | 643334.9335 | 1264075.9 | DXB5419
DXB0393 | DXB5393 | DXBL0393 | Daman Building | Daman Building | On Air | 25.2108 | 55.2825 | IBS | Residential | DXB | Dubai | DUBAI_ZAABEEL SECOND | du | Huawei | 2G-3G-4G | On Air | On Air | On Air | 1304521.4147 | 4172407.5 | DXB5393
| IDX0029 | IDXL5029 | Damac Towers by Paramount_Part C & D |  | On Air | 25.1859 | 55.2918 |  | Hotel |  |  | DUBAI_BURJ KHALIFA (BUSINESS BAY) |  |  |  |  | On Air | On Air | 101950.7979 | 318441.6 | IDX0029
IDX5672 | IDX0672 | IDXL5672 | Damac Maison Upper Crest Tower @ Business Bay | Damac Maison Upper Crest Tower @ Business Bay | On Air | 25.193411 | 55.2846 | IBS | Residential | DXB | Dubai | DUBAI_BURJ KHALIFA (BUSINESS BAY) | Etisalat | ETC | 3G-4G |  | On Air | On Air | 478668.4827 | 3383187.8 | IDX0672
|  | AUHL0496II | Dalma Mall_Right Wing | Dalma Mall | On Air | 24.3329 | 54.5241 | IBS | Mall | SE | Abu Dhabi | ABU DHABI_Industrial City AD 01 | Etisalat | ETC | 4G |  |  | On Air | 0 | 8696367.095 | #N/A | AUHL0496II
AUH0496 | AUH5496 | AUHL0496I | Dalma Mall_Right Wing | Dalma Mall | On Air | 24.3329 | 54.5241 | IBS | Mall | SE | Abu Dhabi | ABU DHABI_Industrial City AD 01 | Etisalat | ETC | 2G-3G-4G | On Air | On Air | On Air | 3108608.9863 | 3159791.1226 | AUH5496
AUH0546 | AUH5546 | AUHL0546I | Dalma Mall_Left Wing | Dalma Mall | On Air | 24.3329 | 54.5241 | IBS | Mall | SE | Abu Dhabi | ABU DHABI_Industrial City AD 01 | Etisalat | ETC | 2G-3G-4G | On Air | On Air | On Air | 3644293.1174 | 5948382.6242 | AUH5546
|  | AUHL0546II | Dalma Mall_Left Wing | Dalma Mall | On Air | 24.3329 | 54.5241 | IBS | Mall | SE | Abu Dhabi | ABU DHABI_Industrial City AD 01 | Etisalat | ETC | 4G |  |  | On Air | 0 | 7290960.1364 | #N/A | AUHL0546II
AUH0493 | AUH5493 | AUHL0493 | Dalma Mall Parking Bldg 2 | Dalma Mall | On Air | 24.3331 | 54.5235 | IBS | Mall | SE | Abu Dhabi | ABU DHABI_Industrial City AD 01 | Etisalat | ETC | 3G-4G |  | On Air | On Air | 1104609.065 | 3392188.0755 | AUH5493
DXB0206 | DXB5206 | DXBL0206 | DAFZA, Near Dubai Airport Terminal 2 | DAFZA, Near Dubai Airport Terminal 2 | On Air | 25.2609 | 55.3716 | IBS | Commercial | DXB | Dubai | DUBAI_DUBAI INTL AIRPORT (DUBAI INTERNATIONAL AIRPORT) | du | Alan Dick | 2G-3G-4G | On Air | On Air | On Air | 16836.4678 | 90683.2 | DXB5206
DXB0511 | DXB5511 | DXBL0511 | DAFZA W7 | DAFZA W7 | On Air | 25.2624 | 55.3703 | IBS | Commercial | DXB | Dubai | DUBAI_DUBAI INTL AIRPORT (DUBAI INTERNATIONAL AIRPORT) | du | Huawei | 2G-3G-4G | On Air | On Air | On Air | 380342.5325 | 2414139.6 | DXB5511
IDX5292 | IDX0292 | IDXL5292 | DAFZA New Plaza | DAFZA New Plaza | On Air | 25.2595 | 55.3715 | IBS | Government | DXB | Dubai | DUBAI_DUBAI INTL AIRPORT (DUBAI INTERNATIONAL AIRPORT) | du | Huawei | 3G-4G |  | On Air | On Air | 282689.8767 | 1845188.5 | IDX0292
DXB0680 | DXB5680 | DXBL0680 | DAFZA Main Building | DAFZA Main Building | On Air | 25.259 | 55.3725 | IBS | Government | DXB | Dubai | DUBAI_DUBAI INTL AIRPORT (DUBAI INTERNATIONAL AIRPORT) | du | Huawei | 2G-3G-4G | On Air | On Air | On Air | 78884.095 | 506835.3 | DXB5680
DXB0678 | DXB5678 | DXBL0678 | DAFZA BLOCK W5& BLOCK W6 Building | DAFZA BLOCK W5& BLOCK W6 Building | On Air | 25.2604 | 55.3711 | IBS | Government | DXB | Dubai | DUBAI_DUBAI INTL AIRPORT (DUBAI INTERNATIONAL AIRPORT) | du | Huawei | 2G-3G-4G | On Air | On Air |  | 766330.8017 | 46661.4 | DXB5678
DXB0677 | DXB5677 |  | DAFZA BLOCK W3 & BLOCK W4 Building | DAFZA BLOCK W3 & BLOCK W4 Building | On Air | 25.2624 | 55.3717 | IBS | Government | DXB | Dubai | DUBAI_DUBAI INTL AIRPORT (DUBAI INTERNATIONAL AIRPORT) | du | Huawei | 2G-3G | On Air | On Air |  | 426226.0017 | 0 | DXB5677
DXB0480 | DXB5480 |  | DAFZA BLOCK E5 & BLOCK E6 Building | DAFZA BLOCK E5 & BLOCK E6 Building | On Air | 25.2592 | 55.3739 | IBS | Commercial | DXB | Dubai | DUBAI_DUBAI INTL AIRPORT (DUBAI INTERNATIONAL AIRPORT) | du | Huawei | 2G-3G | On Air | On Air |  | 754501.6075 | 0 | DXB5480
DXB0476 | DXB5476 |  | DAFZA BLOCK E3 & BLOCK E4 Building | DAFZA BLOCK E3 & BLOCK E4 Building | On Air | 25.2606 | 55.3746 | IBS | Commercial | DXB | Dubai | DUBAI_DUBAI INTL AIRPORT (DUBAI INTERNATIONAL AIRPORT) | du | Huawei | 2G-3G | On Air | On Air |  | 272123.5561 | 0 | DXB5476
DXB0474 | DXB5474 | DXBL0474 | DAFZA BLOCK E1 & E2 Building | DAFZA BLOCK E1 & E2 Building | On Air | 25.2597 | 55.3735 | IBS | Government | DXB | Dubai | DUBAI_DUBAI INTL AIRPORT (DUBAI INTERNATIONAL AIRPORT) | du | Huawei | 2G-3G-4G | On Air | On Air | On Air | 52391.3007 | 66125.6 | DXB5474
IDX5037 | IDX0037 |  | D1 Tower_Upper Part (Culture Village) | D1 Tower | On Air | 25.2271 | 55.3431 | IBS | Hotel | DXB | Dubai | DUBAI_AL JADAF | du | MOTO | 2G-3G |  | On Air |  | 609148.7704 | 0 | IDX0037
IDX5036 | IDX0036 | IDXL5036 | D1 Tower_Lower Part (Culture Village) | D1 Tower | On Air | 25.2271 | 55.3431 | IBS | Hotel | DXB | Dubai | DUBAI_AL JADAF | du | MOTO | 2G-3G-4G |  | On Air | On Air | 369978.7703 | 3265901 | IDX0036
DXB0214 | DXB5214 |  | Customs & Free Zone Corporations Bldg Port Rashid | Customs & Free Zone Corporations Bldg Port Rashid | On Air | 25.2559 | 55.2836 | IBS | Commercial | DXB | Dubai | DUBAI_MADINAT DUBAI AL MELAHEYAH (AL MINA) | du | NSN | 2G-3G | On Air | On Air |  | 858610.4351 | 0 | DXB5214
SHJ0214 | SHJ5214 | SHJL0214 | Culture Palace | Culture Palace | On Air | 25.356 | 55.4295 | IBS | Government | NE | Sharjah | SHARJAH_AL FALAJ | du | NSN | 2G-3G-4G | On Air | On Air | On Air | 71338.3075 | 357360.1 | SHJ5214
DXB0794 | DXB5794 | DXBL0794 | Crystal Tower @ BB | Crystal Tower @ BB | On Air | 25.178 | 55.2737 | IBS | Commercial | DXB | Dubai | DUBAI_BURJ KHALIFA (BUSINESS BAY) | du | In House | 3G-4G |  | On Air | On Air | 56162.0363 | 506943.7 | DXB5794
SHJ0311 | SHJ5311 |  | Crystal Plaza Tower | Crystal Plaza Tower | On Air | 25.3445 | 55.3864 | IBS | Commercial | NE | Sharjah | SHARJAH_AL MAZAJ FIRST | du | Huawei | 2G-3G | On Air | On Air |  | 1082636.7839 | 0 | SHJ5311
DXB0760 | DXB5760 |  | Crystal Living Court Hotel Aprt | Crystal Living Court Hotel Aprt | On Air | 25.0937 | 55.1748 | IBS | Hotel | DXB | Dubai | DUBAI_AL THANYAH FIRST (AL SAFOUH THIRD) | du | Mitech | 2G-3G | On Air | On Air |  | 70020.5243 | 0 | DXB5760
AUH0606 | AUH5606 | AUHL0606 | Crowne Plaza Hotel (H3) - Yas Island | Crowne Plaza Hotel (H3) - Yas Island | On Air | 24.4656 | 54.5975 | IBS | Hotel | SE | Abu Dhabi | ABU DHABI_YAS ISLAND | Etisalat | ETC | 2G-3G-4G | On Air | On Air | On Air | 489071.6275 | 1854488.0564 | AUH5606
DXB0568 | DXB5568 | DXBL0568 | Crowne Plaza Hotel - DFC | Crowne Plaza Hotel - DFC | On Air | 25.224 | 55.349 | IBS | Hotel | DXB | Dubai | DUBAI_AL KHEERAN (RAS AL HAMAR) | du | Mitech | 2G-3G-4G | On Air | On Air | On Air | 838474.8507 | 2784309.7 | DXB5568
AUH0429 | AUH5429 | AUHL0429 | Crowne Plaza Hotel | Crowne Plaza Hotel | On Air | 24.4909 | 54.3656 | IBS | Hotel | SE | Abu Dhabi | ABU DHABI_Al Markaziyah | du | NSN | 2G-3G-4G | On Air | On Air | On Air | 170216.0749 | 594434.6021 | AUH5429
DXB0014 | DXB5014 | DXBL0014 | Crowne Plaza Dubai | Crowne Plaza Dubai | On Air | 25.2206 | 55.28 | IBS | Hotel | DXB | Dubai | DUBAI_TRADE CENTER FIRST | du | NSN | 2G-3G-4G | On Air | On Air | On Air | 460740.6498 | 1538483.4 | DXB5014
DXB0087 | DXB5087 |  | Crowne Plaza Business Tower | Crowne Plaza Business Tower | On Air | 25.2202 | 55.2799 | IBS | Commercial | DXB | Dubai | DUBAI_TRADE CENTER FIRST | du | NSN | 2G-3G | On Air | On Air |  | 211570.2238 | 0 | #N/A
| SHJ5457 | SHJL0457 | Crown Prince of Sharjah Palace (Sheikh Villa ) |  | On Air | 25.248 | 55.6845 |  | Residential | NE |  | 0 |  |  |  |  | On Air | On Air | 3155.648 | 9255.2 | SHJ5457
DXB0491 | DXB5491 | DXBL0491 | Crown Plaza JBR | Crown Plaza JBR | On Air | 25.0733 | 55.1303 | IBS | Hotel | DXB | Dubai | DUBAI_MARSA DUBAI | du | Mitech | 2G-3G-4G | On Air | On Air | On Air | 520530.8013 | 1241044.3 | DXB5491
DXB0868 | DXB5868 | DXBL0868 | Crown Plaza Hotel_Business Bay | Crown Plaza Hotel_Business Bay | On Air | 25.187 | 55.2715 | IBS | Hotel | DXB | Dubai | DUBAI_BURJ KHALIFA (BUSINESS BAY) | du | Mitech | 2G-3G-4G | On Air | On Air | On Air | 275499.6295 | 1065816.4 | DXB5868
| AUH5682 | AUHL0682 | Cristal Hotel Abu Dhabi | Cristal Hotel Abu Dhabi | On Air | 24.4847 | 54.3634 |  | Hotel | SE |  | ABU DHABI_Madinat Zayed(AD) |  |  |  |  | On Air | On Air | 70520.0768 | 288167.0543 | AUH5682
| IDX0645 | IDXL5645 | Cricket Stadium Site 8 | Cricket Stadium | On Air | 25.0467 | 55.2189 | IBS | Stadium | DXB | Dubai | DUBAI_AL HEBIAH FOURTH (DUBAI SPORTS CITY) | du | T | 3G-4G |  | On Air | On Air | 78630.4058 | 222428.7 | IDX0645
| IDX0643 | IDXL5643 | Cricket Stadium Site 7 | Cricket Stadium | On Air | 25.0467 | 55.2189 | IBS | Stadium | DXB | Dubai | DUBAI_AL HEBIAH FOURTH (DUBAI SPORTS CITY) | du | T | 3G-4G |  | On Air | On Air | 41926.3694 | 164517.2 | IDX0643
| IDX0641 | IDXL5641 | Cricket Stadium Site 6 | Cricket Stadium | On Air | 25.0467 | 55.2189 | IBS | Stadium | DXB | Dubai | DUBAI_AL HEBIAH FOURTH (DUBAI SPORTS CITY) | du | T | 3G-4G |  | On Air | On Air | 44772.7545 | 80843.1 | IDX0641
| IDX0639 | IDXL5639 | Cricket Stadium Site 5 | Cricket Stadium | On Air | 25.0467 | 55.2189 | IBS | Stadium | DXB | Dubai | DUBAI_AL HEBIAH FOURTH (DUBAI SPORTS CITY) | du | T | 3G-4G |  | On Air | On Air | 67390.6588 | 233383.5 | IDX0639
| IDX0637 | IDXL5637 | Cricket Stadium Site 4 | Cricket Stadium | On Air | 25.0467 | 55.2189 | IBS | Stadium | DXB | Dubai | DUBAI_AL HEBIAH FOURTH (DUBAI SPORTS CITY) | du | T | 3G-4G |  | On Air | On Air | 136203.3134 | 516782.3 | IDX0637
| IDX0635 | IDXL5635 | Cricket Stadium Site 3 | Cricket Stadium | On Air | 25.0467 | 55.2189 | IBS | Stadium | DXB | Dubai | DUBAI_AL HEBIAH FOURTH (DUBAI SPORTS CITY) | du | T | 3G-4G |  | On Air | On Air | 109264.0548 | 250361.4 | IDX0635
| IDX0633 | IDXL5633 | Cricket Stadium Site 2 | Cricket Stadium | On Air | 25.0467 | 55.2189 | IBS | Stadium | DXB | Dubai | DUBAI_AL HEBIAH FOURTH (DUBAI SPORTS CITY) | du | T | 3G-4G |  | On Air | On Air | 84102.1082 | 196997.5 | IDX0633
| IDX0631 | IDXL5631 | Cricket Stadium Site 1 | Cricket Stadium | On Air | 25.0467 | 55.2189 | IBS | Stadium | DXB | Dubai | DUBAI_AL HEBIAH FOURTH (DUBAI SPORTS CITY) | du | T | 3G-4G |  | On Air | On Air | 87153.8874 | 173863.4 | IDX0631
DXB0870 | DXB5870 | DXBL0870 | Crew Training College | Crew Training College | On Air | 25.2408 | 55.3421 | IBS | Commercial | DXB | Dubai | DUBAI_AL GARHOUD | du | Mitech | 2G-3G-4G | On Air | On Air | On Air | 632073.6391 | 2686750.5 | DXB5870
DXB0950 | DXB5950 | DXBL0950 | Crescent Tower Upper Part - 3G Only | Crescent Tower | On Air | 25.0335 | 55.2025 | IBS | Residential | DXB | Dubai | DUBAI_MEAISEM FIRST (JUMEIRAH GOLF ESTATE) | du | In House | 3G-4G |  | On Air | On Air | 952574.0051 | 2911006.4 | DXB5950
DXB0037 | DXB5037 | DXBL0037 | Crescent Tower | Crescent Tower | On Air | 25.0335 | 55.2025 | IBS | Residential | DXB | Dubai | DUBAI_MEAISEM FIRST (JUMEIRAH GOLF ESTATE) | du | In House | 2G-3G-4G |  | On Air | On Air | 624293.6183 | 2260703.7 | DXB5037
AUH0953 | AUH5953 | AUHL0953 | Corniche Tower C | Corniche Tower C | On Air | 24.4715 | 54.3411 | IBS | Residential | SE | Abu Dhabi | ABU DHABI_Al Khalidiya | du | NSN | 2G-3G-4G | On Air | On Air | On Air | 68922.319 | 786997.0224 | AUH5953
AJM0937 | AJM5937 | AJML0937 | Corniche Tower Ajman Upper Part | Corniche Tower Ajman | On Air | 25.402863 | 55.429727 | IBS | Commercial & Residential | NE | Ajman | AJMAN_RUMAILA 2 | du | T | 3G-4G |  | On Air | On Air | 384616.8888 | 2741522.7 | AJM5937
AJM0886 | AJM5886 | AJML0886 | Corniche Tower Ajman lower Part | Corniche Tower Ajman | On Air | 25.402863 | 55.429727 | IBS | Commercial & Residential | NE | Ajman | AJMAN_RUMAILA 2 | du | T | 3G-4G |  | On Air | On Air | 201297.0877 | 1644554.8 | AJM5886
AUH0813 | AUH5813 | AUHL0813 | Corniche Apartments | Corniche Apartments | On Air | 24.4929 | 54.3599 | IBS | Commercial | SE | Abu Dhabi | ABU DHABI_Al Markaziyah | du | NSN | 2G-3G-4G |  | On Air | On Air | 135077.9997 | 228898.4802 | AUH5813
IDX5210 | IDX0210 | IDXL5210 | Coral ENI Tower Business Bay | Coral ENI Tower Business Bay | On Air | 25.1893 | 55.2843 | IBS | Residential | DXB | Dubai | DUBAI_BURJ KHALIFA (BUSINESS BAY) | du | NSN | 3G-4G |  | On Air | On Air | 228716.1146 | 988763.3 | IDX0210
DXB0831 | DXB5831 | DXBL0831 | Coral Deira Hotel | Coral Deira Hotel | On Air | 25.2663 | 55.3258 | IBS | Hotel | DXB | Dubai | DUBAI_AL MURAQQABAT | du | NSN | 2G-3G-4G | On Air | On Air | On Air | 123739.2854 | 522944.6 | DXB5831
SHJ0261 | SHJ5261 | SHJL0261 | Coral Beach | Coral Beach | On Air | 25.3964 | 55.4242 | IBS | Hotel | NE | Sharjah | SHARJAH_AL RIFAAH | du | Comba | 2G-3G-4G | On Air | On Air | On Air | 80132.5204 | 330689.7 | SHJ5261
DXB0943 | DXB5943 | DXBL0943 | Copthorne Hotel Dubai | Copthorne Hotel Dubai | On Air | 25.2546 | 55.3279 | IBS | Hotel | DXB | Dubai | DUBAI_PORT SAEED | du | NSN | 2G-3G-4G |  | On Air | On Air | 361847.4825 | 1899749.2 | DXB5943
SHJ0171 | SHJ5171 | SHJL0171 | Cooperative Society Al Garaen | Cooperative Society Al Garaen | On Air | 25.2913 | 55.5007 | IBS | Mall | NE | Sharjah | SHARJAH_AL GHARAYEN | du | Huawei | 2G-3G-4G | On Air | On Air | On Air | 725099.1376 | 1549530.7 | SHJ5171
DXB0930 | DXB5930 | DXBL0930 | Convention Center_DWTC | Convention Center_DWTC | On Air | 25.2223 | 55.2893 | IBS | Commercial | DXB | Dubai | DUBAI_TRADE CENTER SECOND | du | Comba | 2G-3G-4G | On Air | On Air | On Air | 315597.4789 | 1422677.7 | DXB5930
IDX5859 | IDX0859 | IDXL5859 | Continental Tower at Dubai Marina | Continental Tower at Dubai Marina | On Air | 25.0798 | 55.1393 |  | Residential | DXB |  | DUBAI_MARSA DUBAI |  |  | 3G-4G |  | On Air | On Air | 317719.8401 | 5118886.5 | IDX0859
IDX5846 | IDX0846 | IDXL5846 | Conrad Hotel Expansion Site | Conrad Hotel Expansion Site | On Air | 25.2258 | 55.2839 | IBS | Hotel | DXB | Dubai | DUBAI_TRADE CENTER FIRST |  |  | 4G |  | On Air | On Air | 108688.1061 | 701662.6 | IDX0846
DXB0277 | DXB5277 | DXBL0277 | Conrad Hotel | Conrad Hotel | On Air | 25.2258 | 55.2839 | IBS | Hotel | DXB | Dubai | DUBAI_TRADE CENTER FIRST | Etisalat | ETC | 2G-3G-4G | On Air | On Air | On Air | 2796324.8383 | 5586301.8 | DXB5277
DXB0074 | DXB5074 | DXBL0074 | Concord Tower (Formely Named Al Murjan) | Concord Tower (Formely Named Al Murjan) | On Air | 25.0979 | 55.1565 | IBS | Commercial | DXB | Dubai | DUBAI_AL SAFOUH SECOND | du | In House | 2G-3G-4G | On Air | On Air | On Air | 1255385.7372 | 5215959.5 | DXB5074
DXB0084 | DXB5084 | DXBL0084 | Commercial Square Tower (Damac Vogue Hotel) | Commercial Square Tower (Damac Vogue Hotel) | On Air | 25.1925 | 55.289 | IBS | Commercial | DXB | Dubai | DUBAI_BURJ KHALIFA (BUSINESS BAY) | du | Huawei | 2G-3G | On Air | On Air |  | 1120749.841 | 0 | DXB5084
DXB0180 | DXB5180 | DXBL0180 | Commercial bank of Dubai Ltd | Commercial bank of Dubai Ltd | On Air | 25.255 | 55.3314 | IBS | Commercial | DXB | Dubai | DUBAI_PORT SAEED | du | NSN | 2G-3G | On Air | On Air |  | 1898638.3092 | 0 | DXB5180
AUH0499 | AUH5499 | AUHL0499 | Commercial and residential Building --Abu Dhabi-sector W58- Plot NO C4 | Commercial and residential Building --Abu Dhabi-sector W58- Plot NO C4 | On Air | 24.4207 | 54.4483 | IBS | Commercial & Residential | SE | Abu Dhabi | ABU DHABI_Al Madina Al Riyadiya | du | T | 3G-4G |  | On Air | On Air | 186018.5367 | 680035.1255 | AUH5499
DXB0894 | DXB5894 | DXBL0894 | Comfort Inn Hotel | Comfort Inn Hotel | On Air | 25.1 | 55.1789 | IBS | Hotel | DXB | Dubai | DUBAI_AL THANYAH FIRST (AL SAFOUH THIRD) | du | Mitech | 2G-3G-4G | On Air | On Air | On Air | 86613.2579 | 620931.3 | DXB5894
DXB0202 | DXB5202 | DXBL0202 | CNN Building, Dubai Media City Dubai | CNN Building, Dubai Media City Dubai | On Air | 25.0927 | 55.1517 | IBS | Commercial | DXB | Dubai | DUBAI_AL SAFOUH SECOND | du | Alan Dick | 2G-3G-4G | On Air | On Air | On Air | 191870.4979 | 1371660.1 | DXB5202
DXB0563 | DXB5563 | DXBL0563 | Clover Bay @ BB | Clover Bay @ BB | On Air | 25.1892 | 55.2699 | IBS | Commercial | DXB | Dubai | DUBAI_BURJ KHALIFA (BUSINESS BAY) | du | In House | 2G-3G-4G | On Air | On Air | On Air | 1070669.4118 | 3246514.6 | DXB5563
| FUJ5642 | FUJL0642 | Clifton international hotel | Clifton international hotel | On Air | 25.1226 | 56.3241 |  | Hotel | NE |  | FUJAIRAH_AL MUDHANNAB - Town Center |  |  | 3G-4G |  | On Air | On Air | 195781.1399 | 1139978.2 | FUJ5642
AUH0994 | AUH5994 | AUHL0994 | Cleveland Clinic Abu Dhabi - Gallery & Patient Building | Cleveland Clinic | On Air | 24.4976 | 54.3881 | IBS | Hospital | SE | Abu Dhabi | ABU DHABI_AL MARYAH ISLAND | Etisalat | ETC | 2G-3G-4G | On Air | On Air | On Air | 878005.407 | 3121348.2112 | AUH5994
AUH0993 | AUH5993 | AUHL0993 | Cleveland Clinic Abu Dhabi - D & T Building | Cleveland Clinic | On Air | 24.4976 | 54.3881 | IBS | Hospital | SE | Abu Dhabi | ABU DHABI_AL MARYAH ISLAND | Etisalat | ETC | 2G-3G-4G | On Air | On Air | On Air | 604173.4335 | 2378886.0841 | AUH5993
AUH0992 | AUH5992 | AUHL0992 | Cleveland Clinic Abu Dhabi - Clinic and ICU & Swing Building | Cleveland Clinic | On Air | 24.4976 | 54.3881 | IBS | Hospital | SE | Abu Dhabi | ABU DHABI_AL MARYAH ISLAND | Etisalat | ETC | 2G-3G-4G | On Air | On Air | On Air | 943370.2749 | 4316609.9102 | AUH5992
DXB0933 | DXB5933 | DXBL0933 | Clayton Tower @ BB | Clayton Tower @ BB | On Air | 25.1826 | 55.2824 | IBS | Residential | DXB | Dubai | DUBAI_BURJ KHALIFA (BUSINESS BAY) | du | Mitech | 2G-3G | On Air | On Air |  | 342931.6659 | 0 | DXB5933
IDX5582 | IDX0582 | IDXL5582 | City Walk The Aveñue Hotel (La Ville Hotel and Suites) | City Walk | On Air | 25.2083 | 55.2607 | IBS | Hotel | DXB | Dubai | DUBAI_AL WASL | Etisalat | ETC | 3G-4G |  | On Air | On Air | 168690.3174 | 909218.8 | IDX0582
IDX5581 | IDX0581 | IDXL5581 | City Walk Plot D - Blocks 33 & 34 | City Walk | On Air | 25.2003 | 55.2635 | IBS | Residential | DXB | Dubai | DUBAI_AL WASL | Etisalat | ETC | 3G-4G |  | On Air | On Air | 238314.0356 | 765838.8 | IDX0581
IDX5580 | IDX0580 | IDXL5580 | City Walk Plot C - Blocks 29, 30, 31 & 32 | City Walk | On Air | 25.2005 | 55.2645 |  | Residential | DXB |  |  |  |  | 3G-4G |  | On Air | On Air | 170808.8117 | 965775.8 | IDX0580
IDX5586 | IDX0586 | IDXL5586 | City Walk Plot B - Blocks 25, 26, 27 & 28 | City Walk | On Air | 25.2017 | 55.2638 | IBS | Residential | DXB | Dubai | DUBAI_AL WASL | Etisalat | ETC | 3G-4G |  | On Air | On Air | 211950.1936 | 1870515.5 | IDX0586
IDX5585 | IDX0585 | IDXL5585 | City Walk Plot A - Blocks 22 & 23 | City Walk | On Air | 25.2013 | 55.2617 | IBS | Residential | DXB | Dubai | DUBAI_AL WASL | Etisalat | ETC | 3G |  | On Air | On Air | 159787.4164 | 744536.9 | IDX0585
IDX5583 | IDX0583 | IDXL5583 | City Walk Plot 7 - Blocks 14 & 15 | City Walk | On Air | 25.2048 | 55.2622 | IBS | Residential | DXB | Dubai | DUBAI_AL WASL | Etisalat | ETC | 3G-4G |  | On Air | On Air | 222565.6519 | 704221.8 | IDX0583
IDX5448 | IDX0448 | IDXL5448 | City Walk Plot 6 - Block 16 & 17 | City Walk | On Air | 25.2039 | 55.2616 | IBS | Residential | DXB | Dubai | DUBAI_AL WASL | Etisalat | ETC | 3G-4G |  | On Air | On Air | 88639.3794 | 424469.7 | IDX0448
IDX5447 | IDX0447 | IDXL5447 | City Walk Plot 5 - Block 18, 19, 20 & 21 | City Walk | On Air | 25.2025 | 55.261 | IBS | Residential | DXB | Dubai | DUBAI_AL WASL | Etisalat | ETC | 3G-4G |  | On Air | On Air | 220871.4803 | 1586900.2 | IDX0447
IDX5446 | IDX0446 | IDXL5446 | City Walk Plot 4 - Building L11-2 | City Walk | On Air | 25.2025 | 55.2625 | IBS | Residential | DXB | Dubai | DUBAI_AL WASL | Etisalat | ETC | 3G-4G |  | On Air | On Air | 268559.5236 | 3484.9 | IDX0446
IDX5579 | IDX0579 | IDXL5579 | City Walk Plot 3 - Buildings L9-L10 | City Walk | On Air | 25.203 | 55.2627 | IBS | Residential | DXB | Dubai | DUBAI_AL WASL | Etisalat | ETC | 3G-4G |  | On Air | On Air | 109456.6432 | 601129 | IDX0579
IDX5578 | IDX0578 | IDXL5578 | City Walk Plot 2 - Buildings L6-L8 | City Walk | On Air | 25.2042 | 55.2636 | IBS | Residential | DXB | Dubai | DUBAI_AL WASL | Etisalat | ETC | 3G-4G |  | On Air | On Air | 185167.1342 | 775683.7 | IDX0578
IDX5577 | IDX0577 | IDXL5577 | City Walk Plot 1 - Buildings L1-L5 | City Walk | On Air | 25.2062 | 55.2649 | IBS | Residential | DXB | Dubai | DUBAI_AL WASL | Etisalat |  | 3G-4G |  | On Air | On Air | 475028.23 | 1962382.4 | IDX0577
IDX5599 | IDX0599 | IDXL5599 | City Walk Hub Zero | City Walk | On Air | 25.2064 | 55.2627 | IBS | Mall | DXB | Dubai | DUBAI_AL WASL | Etisalat | ETC | 3G-4G |  | On Air | On Air | 174639.6082 | 1061781.1 | IDX0599
IDX5600 | IDX0600 | IDXL5600 | City Walk Green Planet Museum | City Walk | On Air | 25.2062 | 55.2605 | IBS | Museum | DXB | Dubai | DUBAI_AL WASL | Etisalat | ETC | 3G-4G |  | On Air | On Air | 60908.8649 | 296474.7 | IDX0600
IDX5435 | IDX0435 | IDXL5435 | City Walk 2 Mall - Buildings 8,9,10,11&2 | City Walk | On Air | 25.2075 | 55.262 | IBS | Mall | DXB | Dubai | DUBAI_AL WASL | Etisalat | ETC | 3G-4G |  | On Air | On Air | 314744.7682 | 1204117.1 | IDX0435
IDX5434 | IDX0434 | IDXL5434 | City Walk 2 Mall - Buildings 3,5,6&7 | City Walk | On Air | 25.2083 | 55.2619 | IBS | Mall | DXB | Dubai | DUBAI_AL WASL | Etisalat | ETC | 3G-4G |  | On Air | On Air | 714308.3284 | 5138263.3 | IDX0434
IDX5432 | IDX0432 | IDXL5432 | City Walk 2 Mall - Buildings 1,2&4 | City Walk | On Air | 25.2079 | 55.2632 | IBS | Mall | DXB | Dubai | DUBAI_AL WASL | Etisalat | ETC | 3G-4G |  | On Air | On Air | 1056756.9481 | 5642903.9 | IDX0432
IDX5449 | IDX0449 | IDXL5449 | City Walk - Clinic Building | City Walk | On Air | 25.2013 | 55.2628 | IBS | Hospital | DXB | Dubai | DUBAI_AL WASL | Etisalat | ETC | 3G-4G |  | On Air | On Air | 38214.143 | 372254.9 | IDX0449
FUJ0633 | FUJ5633 | FUJL0633 | City Tower Hotel Fujairah | City Tower Hotel Fujairah | On Air | 25.1225 | 56.3248 | IBS | Residential | NE | Fujairah | FUJAIRAH_AL MUDHANNAB - Town Center | Etisalat | ETC | 3G-4G |  | On Air | On Air | 749692.9454 | 1456829.3 | FUJ5633
DXB0085 | DXB5085 | DXBL0085 | City Tower 2 at Sheikh Zayed Road | City Tower 2 at Sheikh Zayed Road | On Air | 25.2193 | 55.2795 | IBS | Commercial | DXB | Dubai | DUBAI_TRADE CENTER FIRST | du | NSN | 2G-3G-4G |  | On Air | On Air | 605978.1979 | 2003 | DXB5085
DXB0763 | DXB5763 | DXBL0763 | City Stay Hotel (Baron Apartment) | City Stay Hotel (Baron Apartment) | On Air | 25.1152 | 55.2061 | IBS | Hotel | DXB | Dubai | DUBAI_AL BARSHA FIRST | du | Mitech | 2G-3G | On Air | On Air |  | 69744.2722 | 0 | DXB5763
DXB0803 | DXB5803 | DXBL0803 | City Seasons Hotel | City Seasons Hotel | On Air | 25.2562 | 55.3348 | IBS | Hotel | DXB | Dubai | DUBAI_PORT SAEED | du | Mitech | 2G-3G | On Air | On Air |  | 268960.4286 | 0 | DXB5803
AJM0944 | AJM5944 | AJML0944 | City School Ajman | City School Ajman | On Air | 25.365 | 55.5074 | IBS | University | NE | Ajman | AJMAN_TALLAH 2 | du | T | 3G-4G |  | On Air | On Air | 86347.017 | 219552.7 | AJM5944
DXB0900 | DXB5900 | DXBL0900 | City Premier Hotel Apartments_SZR | City Premier Hotel Apartments_SZR | On Air | 25.1931 | 55.2631 | IBS | Hotel | DXB | Dubai | DUBAI_BURJ KHALIFA (BUSINESS BAY) | du | MOTO | 2G-3G-4G | On Air | On Air | On Air | 376677.1416 | 1504160.2 | DXB5900
| IAD0081 | IADL5081 | City of Light C1 - Addax office Tower Upper | City of Light C1 - Addax office Tower | On Air | 24.4988 | 54.4032 |  | Commercial & Residential |  |  | ABU DHABI_AL REEM ISLAND |  |  |  |  | On Air | On Air | 95272.2617 | 1422956.1824 | IAD0081
| IAD0080 | IADL5080 | City of Light C1 - Addax office Tower Lower | City of Light C1 - Addax office Tower | On Air | 24.4988 | 54.4032 |  | Commercial & Residential |  |  | ABU DHABI_AL REEM ISLAND |  |  |  |  | On Air | On Air | 109804.6281 | 918875.9907 | IAD0080
DXB0627 | DXB5627 | DXBL0627 | City Max Hotel Bldg | City Max Hotel Bldg | On Air | 25.251 | 55.2951 | IBS | Hotel | DXB | Dubai | DUBAI_MANKHOOL | du | In House | 2G-3G-4G | On Air | On Air | On Air | 569633.7819 | 1694205.9 | DXB5627
| AJM5942 | AJML0942 | City Life Mall Al Tallah | City Life Mall Al Tallah | On Air | 25.3661 | 55.5107 |  | mall | NE |  | AJMAN_TALLAH 2 |  |  | 3G |  | On Air | On Air | 102083.9251 | 416503.2 | AJM5942
AJM0943 | AJM5943 | AJML0943 | City Life Mall Al Khor | City Life Mall Al Khor | On Air | 25.3986 | 55.4542 | IBS | Mall | NE | Ajman | AJMAN_RASHIDEYA 1 | du | T | 3G-4G |  | On Air | On Air | 35627.1941 | 352313.8 | AJM5943
DXB0632 | DXB5632 | DXBL0632 | City Centre Shindaga Sector 2 | City Centre Shindaga Sector 2 | On Air | 25.2643 | 55.2868 | IBS | Mall | DXB | Dubai | DUBAI_AL SHINDAGHA | du | Huawei | 2G-3G-4G | On Air | On Air | On Air | 1321814.366 | 4223367.2 | DXB5632
DXB0107 | DXB5107 | DXBL0107 | CitiBank Tower - Garhoud | CitiBank Tower - Garhoud | On Air | 25.2267 | 55.3218 | IBS | Commercial | DXB | Dubai | DUBAI_UMM HURAIR SECOND | du | NSN | 2G-3G | On Air | On Air |  | 2193830.9028 | 0 | DXB5107
AUH0795 | AUH5795 | AUHL0795 | Citi Bank Building - AUH | Citi Bank Building - AUH | On Air | 24.4986 | 54.3703 | IBS | Commercial | SE | Abu Dhabi | ABU DHABI_Al Markaziyah | du | NSN | 2G-3G-4G | On Air | On Air | On Air | 55332.9908 | 296844.4421 | AUH5795
DXB0189 | DXB5189 | DXBL0189 | CISCO SYSTEMS | CISCO SYSTEMS | On Air | 25.0967 | 55.1638 | IBS | Commercial | DXB | Dubai | DUBAI_AL SAFOUH SECOND | du | NSN | 2G-3G | On Air | On Air |  | 187769.6804 | 0 | DXB5189
NA | DXB5648I |  | Cinema Car Park ATOM 5 | Dubai Mall | On Air | 25.1976 | 55.2787 | ATOM | Mall | DXB | Dubai | DUBAI_BURJ KHALIFA (BUSINESS BAY) | du | Huawei | 3G |  | On Air |  | 64837.3845 | 0 | DXB5648I
NA | DXB5648H |  | Cinema Car Park ATOM 4 | Dubai Mall | On Air | 25.1976 | 55.2787 | ATOM | Mall | DXB | Dubai | DUBAI_BURJ KHALIFA (BUSINESS BAY) | du | Huawei | 3G |  | On Air |  | 125927.3588 | 0 | DXB5648H
NA | DXB5648G |  | Cinema Car Park ATOM 3 | Dubai Mall | On Air | 25.1976 | 55.2787 | ATOM | Mall | DXB | Dubai | DUBAI_BURJ KHALIFA (BUSINESS BAY) | du | Huawei | 3G |  | On Air |  | 136785.681 | 0 | DXB5648G
NA | DXB5648F |  | Cinema Car Park ATOM 2 | Dubai Mall | On Air | 25.1976 | 55.2787 | ATOM | Mall | DXB | Dubai | DUBAI_BURJ KHALIFA (BUSINESS BAY) | du | Huawei | 3G |  | On Air |  | 74746.6977 | 0 | DXB5648F
NA | DXB5648E | DXBL0119 | Cinema Car Park ATOM 1 | Dubai Mall | On Air | 25.1976 | 55.2787 | ATOM | Mall | DXB | Dubai | DUBAI_BURJ KHALIFA (BUSINESS BAY) | du | Huawei | 3G-4G |  | On Air | On Air | 15884.4964 | 1108123.5 | DXB5648E
| AUH5453 | AUHL0453 | CI Tower (Emirates Investment Authority )(EIA) |  | On Air | 24.4688 | 54.3393 |  | Mixed Used |  |  | ABU DHABI_Al Bateen |  |  |  |  | On Air | On Air | 84513.2236 | 439948.8865 | AUH5453
DXB0653 | DXB5653 | DXBL0653 | Churchill Residential Tower Upper Part | Churchill Residential Tower | On Air | 25.1812 | 55.2621 | IBS | Residential | DXB | Dubai | DUBAI_BURJ KHALIFA (BUSINESS BAY) | Etisalat | Comba/ETC | 2G-3G | On Air | On Air |  | 742273.1812 | 0 | DXB5653
DXB0339 | DXB5339 | DXBL0339 | Churchill Residential Tower Lower Part | Churchill Residential Tower | On Air | 25.1812 | 55.2621 | IBS | Residential | DXB | Dubai | DUBAI_BURJ KHALIFA (BUSINESS BAY) | Etisalat | Comba/ETC | 2G-3G | On Air | On Air |  | 904237.7925 | 0 | DXB5339
DXB0658 | DXB5658 | DXBL0658 | Chelsea Hotel | Chelsea Hotel | On Air | 25.2118 | 55.2741 | IBS | Hotel | DXB | Dubai | DUBAI_TRADE CENTER FIRST | du | Mitech | 2G-3G-4G | On Air | On Air | On Air | 1938123.1063 | 10032586 | DXB5658
AUH0425 | AUH5425 | AUHL0425 | Chamber of Commerce & Industry Building | Chamber of Commerce & Industry Building | On Air | 24.4887 | 54.3529 | IBS | Commercial | SE | Abu Dhabi | ABU DHABI_Al Hosn | du | NSN | 2G-3G-4G | On Air | On Air | On Air | 110977.9317 | 361152.3165 | AUH5425
IDX5714 | IDX0714 | IDXL5714 | CEO building @DIP | CEO building @DIP | On Air | 24.9973 | 55.1742 | IBS | Commercial | DXB | Dubai | DUBAI_Dubai Green Community | du | W | 3G-4G |  | On Air | On Air | 149445.4227 | 807961.1 | IDX0714
DXB0761 | DXB5761 | DXBL0761 | Century Mall | Century Mall | On Air | 25.2903 | 55.3472 | IBS | Mall | DXB | Dubai | DUBAI_AL MAMZAR | du | In House | 2G-3G-4G | On Air | On Air | On Air | 914773.3396 | 2917388.7 | DXB5761
AUH0852 | AUH5852 | AUHL0852 | Centro Rotana Al Manhal | Centro Rotana Al Manhal | On Air | 24.468 | 54.3732 | IBS | Hotel | SE | Abu Dhabi | ABU DHABI_Al Nahyan | du | NSN | 2G-3G-4G | On Air | On Air | On Air | 180955.6654 | 1185467.7425 | AUH5852
DXB0808 | DXB5808 | DXBL0808 | Centro Barsha Hotel | Centro Barsha Hotel | On Air | 25.113 | 55.1951 | IBS | Hotel | DXB | Dubai | DUBAI_AL BARSHA FIRST | du | Huawei | 2G-3G-4G | On Air | On Air | On Air | 202019.8841 | 1140144.9 | DXB5808
AUH0690 | AUH5690 | AUHL0690 | Centrepoint Abu Dhabi Marina | Centrepoint Abu Dhabi Marina | On Air | 24.4777 | 54.3219 | IBS | Mall | SE | Abu Dhabi | ABU DHABI_Al Ras Al Akhdar | du | NSN | 3G-4G |  | On Air | On Air | 185046.7714 | 678026.9366 | AUH5690
IDX5041 | IDX0041 | IDXL5041 | Central Prison New Building | Central Prison New Building | On Air | 25.1479 | 55.5041 | IBS | Government | DXB | Dubai | DUBAI_AL ROWAIYAH THIRD (800) | du | Huawei | 2G-3G-4G | On Air | On Air | On Air | 35248.2864 | 2002578.4 | IDX0041
IDX5042 | IDX0042 | IDXL5042 | Central Park 08 Residential Tower 1 | Central Park 08 Residential Tower 1 | On Air | 25.2063 | 55.2751 | IBS | Residential | DXB | Dubai | DUBAI_ZAABEEL SECOND | Etisalat | ETC | 2G-3G-4G | On Air | On Air | On Air | 731237.2163 | 2724226.1 | IDX0042
IDX5039 | IDX0039 | IDXL5039 | Central Park 08 Office Tower 2 | Central Park 08 Office Tower 2 | On Air | 25.2052 | 55.2752 | IBS | Commercial | DXB | Dubai | DUBAI_ZAABEEL SECOND | Etisalat | ETC | 2G-3G-4G | On Air | On Air | On Air | 1436433.4489 | 4334641.9 | IDX0039
AUH0518 | AUH5518 | AUHL0518 | Central Market - The Trust Tower (T3) | Central Market | On Air | 24.4866 | 54.3578 | IBS | Commercial | SE | Abu Dhabi | ABU DHABI_Al Markaziyah | Etisalat | ETC | 3G-4G |  | On Air | On Air | 5444652.9796 | 1128.6091 | AUH5518
AUH0520 | AUH5520 | AUHL0520 | Central Market - The Souk West Wing | Central Market | On Air | 24.4893 | 54.356 | IBS | Mall | SE | Abu Dhabi | ABU DHABI_Al Markaziyah | Etisalat | ETC | 2G-3G-4G | On Air | On Air | On Air | 321948.2622 | 1034805.549 | AUH5520
AUH0775 | AUH5775 | AUHL0775 | Central Market - The Souk East Wing | Central Market | On Air | 24.4893 | 54.356 | IBS | Mall | SE | Abu Dhabi | ABU DHABI_Al Markaziyah | Etisalat | ETC | 2G-3G-4G | On Air | On Air | On Air | 651745.3251 | 488789.9972 | AUH5775
AUH0519 | AUH5519 | AUHL0519 | Central Market - The Hotel Tower (Courtyard Marriott) | Central Market | On Air | 24.4877 | 54.3565 | IBS | Hotel | SE | Abu Dhabi | ABU DHABI_Al Markaziyah | Etisalat | ETC | 2G-3G-4G | On Air | On Air | On Air | 280377.3502 | 1059423.446 | AUH5519
AUH0521 | AUH5521 | AUHL0521 | Central Market - The Emporium (Retail) | Central Market | On Air | 24.4875 | 54.3574 | IBS | Mall | SE | Abu Dhabi | ABU DHABI_Al Markaziyah | Etisalat | ETC | 2G-3G-4G | On Air | On Air | On Air | 1795315.7933 | 5888209.8849 | AUH5521
AUH0792 | AUH5792 | AUHL0792 | Central Market - The Domain Tower (T2 - Upper Part) | Central Market | On Air | 24.4881 | 54.357 | IBS | Commercial | SE | Abu Dhabi | ABU DHABI_Al Markaziyah | Etisalat | ETC | 2G-3G-4G | On Air | On Air | On Air | 99068.1073 | 758014.7317 | AUH5792
AUH0517 | AUH5517 | AUHL0517 | Central Market - The Domain Tower (T2 - Lower Part) | Central Market | On Air | 24.4881 | 54.357 | IBS | Residential | SE | Abu Dhabi | ABU DHABI_Al Markaziyah | Etisalat | ETC | 2G-3G-4G | On Air | On Air | On Air | 117711.3885 | 823118.6912 | AUH5517
DXB0962 | DXB5962 | DXBL0962 | Cayan Tower Dubai Marina |  | On Air | 25.0869 | 55.1453 | IBS | Residential | DXB | Dubai | DUBAI_MARSA DUBAI | Etisalat | ETC | 2G-3G-4G |  | On Air | On Air | 2451966.4477 | 514751.2 | DXB5962
DXB0049 | DXB5049 | DXBL0049 | Cayan Business Centre | Cayan Business Centre | On Air | 25.0954 | 55.176 | IBS | Commercial | DXB | Dubai | DUBAI_AL THANYAH FIRST (AL SAFOUH THIRD) | du | In House | 2G-3G | On Air | On Air |  | 627694.6472 | 0 | DXB5049
SHJ0370 | SHJ5370 |  | CAT Warehouse | CAT Warehouse | On Air | 25.3054 | 55.4026 | IBS | Commercial | NE | Sharjah | SHARJAH_INDUSTRIAL AREA 3 | du | Huawei | 2G-3G | On Air | On Air |  | 219892.5024 | 0 | SHJ5370
IDX5208 | IDX0208 | IDXL5208 | Cassells Al Barsha Hotel | Cassells Al Barsha Hotel | On Air | 25.1135 | 55.1915 | IBS | Hotel | DXB | Dubai | DUBAI_AL BARSHA FIRST | du | Huawei | 2G-3G-4G | On Air | On Air | On Air | 372094.127 | 1148847.9 | IDX0208
IDX5492 | IDX0492 | IDXL5492 | Carrefour Market @ DIP | Carrefour Market @ DIP | On Air | 24.9983 | 55.176 | IBS | Mall | DXB | Dubai | DUBAI_Dubai Green Community | du | W | 3G-4G |  | On Air | On Air | 131249.0871 | 715077.2 | IDX0492
AUH0424 | AUH5424 | AUHL0424 | Carrefour Airport Road | Carrefour Airport Road | On Air | 24.4228 | 54.452 | IBS | Mall | SE | Abu Dhabi | ABU DHABI_Al Madina Al Riyadiya | du | NSN | 2G-3G-4G | On Air | On Air | On Air | 1276311.2695 | 3114466.5237 | AUH5424
SHJ0331 | SHJ5331 | SHJL0331 | Carlton Tower – Al Khan | Carlton Tower – Al Khan | On Air | 25.3363 | 55.3608 | IBS | Residential | NE | Sharjah | SHARJAH_AL KHALEDIA | du | T | 3G-4G |  | On Air | On Air | 171986.3317 | 996367.9 | SHJ5331
DXB0083 | DXB5083 | DXBL0083 | Capricorn | Capricorn | On Air | 25.216 | 55.2797 | IBS | Residential | DXB | Dubai | DUBAI_TRADE CENTER SECOND | du | NSN | 2G-3G | On Air | On Air |  | 971242.197 | 0 | DXB5083
DXB0012 | DXB5012 | DXBL0012 | CAPITOL HOTEL | CAPITOL HOTEL | On Air | 25.242 | 55.2753 | IBS | Hotel | DXB | Dubai | DUBAI_MADINAT DUBAI AL MELAHEYAH (AL MINA) | du | NSN | 2G-3G | On Air | On Air |  | 656803.4742 | 0 | DXB5012
NA | AUH5458B | AUHL0458II | Capital Tower (Mubada Offices) | Capital Tower (Mubada Offices) | On Air | 24.4187 | 54.4428 | ATOM | Commercial | SE | Abu Dhabi | ABU DHABI_Al Safarat | du | Huawei | 3G-4G |  | On Air | On Air | 43187.1827 | 231563.4239 | #N/A
NA | AUH5458A | AUHL0458I | Capital Tower (Mubada Offices) | Capital Tower (Mubada Offices) | On Air | 24.4187 | 54.4428 | ATOM | Commercial | SE | Abu Dhabi | ABU DHABI_Al Safarat | du | Huawei | 3G-4G |  | On Air | On Air | 35091.3725 | 237215.7326 | #N/A
AUH0755 | AUH5755 | AUHL0755 | Capital Plaza Towers - Sofitel Hotel | Capital Plaza Towers | On Air | 24.4998 | 54.3678 | IBS | Hotel | SE | Abu Dhabi | ABU DHABI_Tourist Club Area | Etisalat | ETC | 2G-3G-4G | On Air | On Air | On Air | 220508.5382 | 1045420.362 | AUH5755
AUH0899 | AUH5899 | AUHL0899 | Capital Plaza Towers - Common Floors | Capital Plaza Towers | On Air | 24.4984 | 54.3678 | IBS | Commercial | SE | Abu Dhabi | ABU DHABI_Al Markaziyah | Etisalat | ETC | 2G-3G-4G | On Air | On Air | On Air | 339500.9945 | 778496.0934 | AUH5899
AUH0758 | AUH5758 | AUHL0758 | Capital Plaza Towers - Apartment C | Capital Plaza Towers | On Air | 24.4988 | 54.3675 | IBS | Residential | SE | Abu Dhabi | ABU DHABI_Al Markaziyah | Etisalat | ETC | 2G-3G-4G | On Air | On Air | On Air | 154035.4428 | 350368.7122 | AUH5758
AUH0757 | AUH5757 | AUHL0757 | Capital Plaza Towers - Apartment B | Capital Plaza Towers | On Air | 24.499 | 54.3679 | IBS | Residential | SE | Abu Dhabi | ABU DHABI_Al Markaziyah | Etisalat | ETC | 3G-4G |  | On Air | On Air | 93012.7544 | 363108.0077 | AUH5757
AUH0756 | AUH5756 | AUHL0756 | Capital Plaza Towers - Apartment A | Capital Plaza Towers | On Air | 24.4993 | 54.3681 | IBS | Residential | SE | Abu Dhabi | ABU DHABI_Al Markaziyah | Etisalat | ETC | 3G-4G |  | On Air | On Air | 34878.4016 | 227258.4004 | AUH5756
AUH0973 | AUH5973 | AUHL0973 | Capital Mall_Right | Capital Mall | On Air | 24.3756 | 54.5304 | IBS | Mall | SE | Abu Dhabi | ABU DHABI_Mussafah East | Etisalat | ETC | 2G-3G-4G | On Air | On Air | On Air | 899795.4529 | 2523796.0977 | AUH5973
AUH0972 | AUH5972 | AUHL0972 | Capital Mall_Left | Capital Mall | On Air | 24.3756 | 54.5304 | IBS | Mall | SE | Abu Dhabi | ABU DHABI_Mussafah East | Etisalat | ETC | 2G-3G-4G | On Air | On Air | On Air | 657566.2024 | 1327423.8982 | AUH5972
RAK0531 | RAK5531 |  | Capital Hotel | Capital Hotel | On Air | 25.7744 | 55.9636 | IBS | Hotel | NE | Ras Al Khaimah | RAS AL-KHAIMAH_AL GURM | du | Huawei | 2G-3G | On Air | On Air |  | 279413.1744 | 0 | RAK5531
| AUH5785 | AUHL0785 | Capital Centre Arjaan by Rotana |  | On Air | 24.4185 | 54.4403 |  | Hotel |  |  | ABU DHABI_Al Safarat |  |  |  |  | On Air | On Air | 69905.0436 | 280821.5206 | AUH5785
DXB0395 | DXB5395 | DXBL0395 | Capital Bay Tower | Capital Bay Tower | On Air | 25.1767 | 55.2719 | IBS | Commercial | DXB | Dubai | DUBAI_BURJ KHALIFA (BUSINESS BAY) | du | NSN | 2G-3G-4G | On Air | On Air | On Air | 378218.8565 | 2420710.1 | DXB5395
DXB0810 | DXB5810 | DXBL0810 | Canadian Specialist Hospital | Canadian Specialist Hospital | On Air | 25.2773 | 55.3485 | IBS | Hospital | DXB | Dubai | DUBAI_HOR AL ANZ EAST | Etisalat | ETC | 2G-3G-4G | On Air | On Air | On Air | 853516.516 | 2889931.9 | DXB5810
AUH0856 | AUH5856 | AUHL0856 | C2 Abu Dhabi Tourism Authority | C2 Abu Dhabi Tourism Authority | On Air | 24.4301 | 54.4677 | IBS | Government | SE | Abu Dhabi | ABU DHABI_Al Matar | du | Huawei | 2G-3G-4G | On Air | On Air | On Air | 62993.7371 | 306263.816 | AUH5856
AUH0855 | AUH5855 | AUHL0855 | C1 Training Administration | C1 Training Administration | On Air | 24.4297 | 54.4682 | IBS | Commercial | SE | Abu Dhabi | ABU DHABI_Al Matar | du | Huawei | 2G-3G-4G | On Air | On Air | On Air | 157077.2368 | 1084128.0785 | AUH5855
DXB0613 | DXB5613 | DXBL0613 | Byblos Hotel | Byblos Hotel | On Air | 25.0975 | 55.1737 | IBS | Hotel | DXB | Dubai | DUBAI_NAKHLAT JUMEIRA (THE PALM JUMEIRAH) | du | In House | 2G-3G-4G | On Air | On Air | On Air | 307673.4773 | 1309205 | DXB5613
| IDX0571 | IDXL5571 | Bvlgari Residences Block B at Jumeirah Bay | Bvlgari Residences | On Air | 25.208359° | 55.234542° |  | Residential | [7 empty] | On Air |  | 38712.8091 | 177162.5 | IDX0571
| IDX0570 | IDXL5570 | Bvlgari Residences Block A at Jumeirah Bay | Bvlgari Residences | On Air | 25.209 | 55.2358 |  | Residential |  |  | DUBAI_JUMEIRA ISLAND ONE |  |  |  |  | On Air | On Air | 45011.6629 | 231019.1 | IDX0570
IDX5569 | IDX0569 | IDXL5569 | Bvlgari Hotel at Jumeirah Bay | Bvlgari Hotel at Jumeirah Bay | On Air | 25.2104 | 55.2351 | IBS | Hotel | DXB | Dubai | DUBAI_JUMEIRA ISLAND ONE | Etisalat | ETC | 3G-4G |  | On Air | On Air | 391430.741 | 2903712.5 | IDX0569
SHJ0084 | SHJ5084 | SHJL0084 | Bustan Tower C | Bustan Tower C | On Air | 25.3084 | 55.3776 | IBS | Residential | NE | Sharjah | SHARJAH_AL NAHDA | du | MOTO | 2G-3G-4G | On Air | On Air | On Air | 325627.2926 | 736492.6 | SHJ5084
SHJ0083 | SHJ5083 |  | Bustan Tower B | Bustan Tower B | On Air | 25.3084 | 55.3776 | IBS | Residential | NE | Sharjah | SHARJAH_AL NAHDA | du | MOTO | 2G-3G | On Air | On Air |  | 268263.1988 | 0 | SHJ5083
SHJ0082 | SHJ5082 |  | Bustan Tower A | Bustan Tower A | On Air | 25.3084 | 55.3776 | IBS | Residential | NE | Sharjah | SHARJAH_AL NAHDA | du | MOTO | 2G-3G | On Air | On Air |  | 191663.4809 | 0 | SHJ5082
DXB0544 | DXB5544A | DXBL0544 | Business Village | Business Village | On Air | 25.2572 | 55.3267 | IBS | Commercial | DXB | Dubai | DUBAI_PORT SAEED | du | MOTO | 2G-3G-4G | On Air | On Air | On Air | 1891673.098 | 4691872.5 | DXB5544A
| DXB5544B |  | Business Village | Business Village | On Air | 25.2572 | 55.3267 | IBS | Commercial | DXB | Dubai | DUBAI_PORT SAEED | du | MOTO | 3G |  | On Air |  | 254310.754 | 0 | DXB5544B
DXB0764 | DXB5764 | DXBL0764 | Business Tower_Business Bay | Business Tower_Business Bay | On Air | 25.1807 | 55.2686 | IBS | Commercial | DXB | Dubai | DUBAI_BURJ KHALIFA (BUSINESS BAY) | du | Mitech | 2G-3G-4G | On Air | On Air | On Air | 304011.9025 | 973324.5 | DXB5764
DXB0485 | DXB5485 | DXBL0485 | Business Central @ BB | Business Central @ BB | On Air | 25.1894 | 55.289 | IBS | Commercial | DXB | Dubai | DUBAI_BURJ KHALIFA (BUSINESS BAY) | du | NSN | 2G-3G-4G | On Air | On Air | On Air | 361676.4033 | 1874140.8 | DXB5485
DXB0275 | DXB5275 | DXBL0275 | Business bay- proposed Office Bldg (Grosvenor Tower @ BB) | Business bay- proposed Office Bldg (Grosvenor Tower @ BB) | On Air | 25.1879 | 55.2695 | IBS | Commercial | DXB | Dubai | DUBAI_BURJ KHALIFA (BUSINESS BAY) | du | Comba | 2G-3G | On Air | On Air |  | 192186.0025 | 0 | DXB5275
DXB0273 | DXB5273 | DXBL0273 | Business Bay- Ontario Tower | Business Bay- Ontario Tower | On Air | 25.1859 | 55.2615 | IBS | Commercial | DXB | Dubai | DUBAI_BURJ KHALIFA (BUSINESS BAY) | du | Comba | 2G-3G-4G | On Air | On Air | On Air | 629918.7055 | 2515665.1 | DXB5273
IDX5328 | IDX0328 | IDXL5328 | Business Bay Hotel (Taj Hotel) | Business Bay Hotel (Taj Hotel) | On Air | 25.1924 | 55.2676 | IBS | Hotel | DXB | Dubai | DUBAI_BURJ KHALIFA (BUSINESS BAY) | Etisalat | ETC | 2G-3G-4G | On Air | On Air | On Air | 523987.3248 | 2481376.6 | IDX0328
DXB0274 | DXB5274 | DXBL0274 | Business Bay -Deyaar Tower | Business Bay -Deyaar Tower | On Air | 25.1841 | 55.2606 | IBS | Commercial | DXB | Dubai | DUBAI_BURJ KHALIFA (BUSINESS BAY) | du | Comba | 2G-3G-4G | On Air | On Air | On Air | 1487452.5424 | 3157916.4 | DXB5274
DXB0271 | DXB5271 | DXBL0271 | Business Bay - Dr. Kharbash Tower (Churchill Office Towers) | Business Bay - Dr. Kharbash Tower (Churchill Office Towers) | On Air | 25.1812 | 55.2621 | IBS | Commercial | DXB | Dubai | DUBAI_BURJ KHALIFA (BUSINESS BAY) | Etisalat | Comba/ETC | 2G-3G | On Air | On Air | On Air | 1808223.6597 | 3275607.8 | DXB5271
DXB0209 | DXB5209 | DXBL0209 | Business Avenue - Dubai Airport Road | Business Avenue - Dubai Airport Road | On Air | 25.2586 | 55.3365 | IBS | Commercial | DXB | Dubai | DUBAI_PORT SAEED | du | Huawei | 2G-3G-4G | On Air | On Air | On Air | 495148.4393 | 2832348 | DXB5209
DXB0126 | DXB5126 | DXBL0126 | Burlinghton Tower @ BB | Burlinghton Tower @ BB | On Air | 25.1852 | 55.2649 | IBS | Commercial | DXB | Dubai | DUBAI_BURJ KHALIFA (BUSINESS BAY) | du | In House | 2G-3G-4G | On Air | On Air | On Air | 823800.9877 | 4281216.6 | DXB5126
DXB0092 | DXB5092 | DXBL0092 | Burjuman Enterprise | Burjuman Enterprise | On Air | 25.2513 | 55.3015 | IBS | Commercial | DXB | Dubai | DUBAI_MANKHOOL | du | NSN | 2G-3G | On Air | On Air |  | 3387838.4846 | 0 | DXB5092
DXB0947 | DXB5947 | DXBL0947 | Burjuman Centre Old Mall | Burjuman Centre Old Mall | On Air | 25.2526 | 55.302 | IBS | Mall | DXB | Dubai | DUBAI_MANKHOOL | du | Huawei | 2G-3G-4G | On Air | On Air | On Air | 5957576.6547 | 13231708.1 | DXB5947
DXB0010 | DXB5010 | DXBL0010 | Burjuman Centre | Burjuman Centre | On Air | 25.2541 | 55.3036 | IBS | Mall | DXB | Dubai | DUBAI_MANKHOOL | du | Huawei | 2G-3G-4G | On Air | On Air | On Air | 1785147.5621 | 7313207.1 | DXB5010
DXB0536 | DXB5536 | DXBL0536 | Burjside Boulevard Tower - Downtown | Burjside Boulevard Tower - Downtown | On Air | 25.195 | 55.2837 | IBS | Residential | DXB | Dubai | DUBAI_BURJ KHALIFA (BUSINESS BAY) | Etisalat | ETC | 2G-3G | On Air | On Air |  | 1100913.472 | 0 | DXB5536
AUH0876 | AUH5876 | AUHL0876 | Burjeel Hospital | Burjeel Hospital | On Air | 24.4787 | 54.3812 | IBS | Hospital | SE | Abu Dhabi | ABU DHABI_Madinat Zayed(AD) | du | NSN | 2G-3G-4G | On Air | On Air | On Air | 2873427.8812 | 6081950.3139 | AUH5876
IDX5395 | IDX0395 | IDXL5395 | Burj Vista_Tower 2 | Burj Vista_Tower 2 | On Air | 25.1984 | 55.2707 | IBS | Hotel | DXB | Dubai | DUBAI_BURJ KHALIFA (BUSINESS BAY) | du | NSN | 3G-4G |  | On Air | On Air | 27108.5068 | 126038.4 | IDX0395
DXB0858 | DXB5858 | DXBL0858 | Burj Dubai_The Palace Hotel_West Wing | Burj Dubai_The Palace Hotel | On Air | 25.1927 | 55.277 | IBS | Hotel | DXB | Dubai | DUBAI_BURJ KHALIFA (BUSINESS BAY) | Etisalat | ETC | 2G-3G-4G | On Air | On Air | On Air | 66773.7626 | 178791.3 | DXB5858
DXB0859 | DXB5859 | DXBL0859 | Burj Dubai_The Palace Hotel_East Wing | Burj Dubai_The Palace Hotel | On Air | 25.1927 | 55.277 | IBS | Hotel | DXB | Dubai | DUBAI_BURJ KHALIFA (BUSINESS BAY) | Etisalat | ETC | 2G-3G-4G | On Air | On Air | On Air | 177777.7808 | 588228 | DXB5859
DXB0750 | DXB5750 | DXBL0750 | Burj Dubai_Souk Al Bahar_Core D | Burj Dubai_Souk Al Bahar | On Air | 25.1927 | 55.277 | IBS | Mall | DXB | Dubai | DUBAI_BURJ KHALIFA (BUSINESS BAY) | Etisalat | ETC | 2G-3G-4G | On Air | On Air | On Air | 361968.9544 | 597256.2 | DXB5750
DXB0349 | DXB5349 | DXBL0349 | Burj Dubai_Souk Al Bahar_Core B | Burj Dubai_Souk Al Bahar | On Air | 25.1939 | 55.2775 | IBS | Mall | DXB | Dubai | DUBAI_BURJ KHALIFA (BUSINESS BAY) | Etisalat | ETC | 2G-3G-4G | On Air | On Air | On Air | 495796.2505 | 1215358.9 | DXB5349
DXB0156 | DXB5156A | DXBL0156 | Burj Dubai Tower, lower | Burj Khalifa | On Air | 25.1971 | 55.2739 | IBS | Commercial | DXB | Dubai | DUBAI_BURJ KHALIFA (BUSINESS BAY) | Etisalat | ETC | 2G-3G-4G |  | On Air | On Air | 587609.4507 | 3453543.3 | DXB5156A
IDX5074 | DXB5156B | DXBL0156II | Burj Dubai Tower, lower | Burj Khalifa | On Air | 25.1971 | 55.2739 | IBS | Hotel | DXB | Dubai | DUBAI_BURJ KHALIFA (BUSINESS BAY) | Etisalat | ETC | 2G-3G-4G | On Air | On Air | On Air | 209355.8826 | 3132569.5 | DXB5156B
IDX5076 | IDX0076 | DXBL0156I | Burj Dubai Tower, lower | Burj Khalifa | On Air | 25.1971 | 55.2739 | IBS | Hotel | DXB | Dubai | DUBAI_BURJ KHALIFA (BUSINESS BAY) | Etisalat | ETC | 2G-3G-4G | On Air | On Air | On Air | 416951.1456 | 2463028.9 | IDX0076
DXB0712 | DXB5712 | DXBL0712 | Burj Dubai Tower, higher | Burj Khalifa | On Air | 25.1971 | 55.2739 | IBS | Commercial | DXB | Dubai | DUBAI_BURJ KHALIFA (BUSINESS BAY) | Etisalat | ETC | 3G-4G |  | On Air | On Air | 439200.1137 | 4186888 | DXB5712
IDX5077 | IDX0077 | DXBL0712I | Burj Dubai Tower, higher | Burj Khalifa | On Air | 25.1971 | 55.2739 | IBS | Hotel | DXB | Dubai | DUBAI_BURJ KHALIFA (BUSINESS BAY) | Etisalat | ETC | 2G-3G-4G | On Air | On Air | On Air | 641141.364 | 3781152.8 | IDX0077
DXB0009 | DXB5009 | DXBL0009 | Burj Dubai Residence8 Boulevard Walk | Burj Dubai Residence8 Boulevard Walk | On Air | 25.1912 | 55.2698 | IBS | Residential | DXB | Dubai | DUBAI_BURJ KHALIFA (BUSINESS BAY) | Etisalat | ETC | 2G-3G | On Air | On Air |  | 807828.0069 | 0 | DXB5009
DXB0444 | DXB5444 | DXBL0444 | Burj Dubai Qamardine Hotel (VIDA Downtown Hotel) | Burj Dubai Qamardine Hotel (VIDA Downtown Hotel) | On Air | 25.1901 | 55.2743 | IBS | Hotel | DXB | Dubai | DUBAI_BURJ KHALIFA (BUSINESS BAY) | Etisalat | NSN | 2G-3G-4G | On Air | On Air | On Air | 203152.1968 | 982089.8 | DXB5444
| IDX0546 | IDXL5546 | Burj Dubai Old Town-Zanzabeel Buildings 3 & 4 | Burj Dubai Old Town-Zanzabeel Buildings 3 & 4 | On Air | 25.1891 | 55.2748 | IBS | Residential | DXB | Dubai | DUBAI_BURJ KHALIFA (BUSINESS BAY) | Etisalat | ETC | 3G-4G |  | On Air | On Air | 104599.6894 | 293149 | IDX0546
IDX5545 | IDX0545 | IDXL5545 | Burj Dubai Old Town-Zanzabeel Buildings 1 & 2 | Burj Dubai Old Town-Zanzabeel Buildings 1 & 2 | On Air | 25.1891 | 55.2748 | IBS | Residential | DXB | Dubai | DUBAI_BURJ KHALIFA (BUSINESS BAY) | Etisalat | ETC | 3G-4G |  | On Air | On Air | 49619.2808 | 322299.9 | IDX0545
| IDX0554 | IDXL5554 | Burj Dubai Old Town-Miska Buildings 4 & 5 | Burj Dubai Old Town-Miska Buildings 4 & 5 | On Air | 25.189 | 55.276 | IBS | Residential | DXB | Dubai | DUBAI_BURJ KHALIFA (BUSINESS BAY) | Etisalat | ETC | 3G-4G |  | On Air | On Air | 51328.5789 | 180198 | IDX0554
IDX5553 | IDX0553 | IDXL5553 | Burj Dubai Old Town-Miska Buildings 1, 2 & 3 | Burj Dubai Old Town-Miska Buildings 1, 2 & 3 | On Air | 25.1891 | 55.2761 | IBS | Residential | DXB | Dubai | DUBAI_BURJ KHALIFA (BUSINESS BAY) | Etisalat | ETC | 3G-4G |  | On Air | On Air | 25184.1206 | 297415.5 | IDX0553
| IDX0544 | IDXL5544 | Burj Dubai Old Town-Kamoon Buildings 3 & 4 | Burj Dubai Old Town-Kamoon Buildings 3 & 4 | On Air | 25.1898 | 55.2757 | IBS | Residential | DXB | Dubai | DUBAI_BURJ KHALIFA (BUSINESS BAY) | Etisalat | ETC | 3G-4G |  | On Air | On Air | 92330.7786 | 270585.7 | IDX0544
IDX5543 | IDX0543 | IDXL5543 | Burj Dubai Old Town-Kamoon Buildings 1 & 2 | Burj Dubai Old Town-Kamoon Buildings 1 & 2 | On Air | 25.1897 | 55.2757 | IBS | Residential | DXB | Dubai | DUBAI_BURJ KHALIFA (BUSINESS BAY) | Etisalat | ETC | 3G-4G |  | On Air | On Air | 22560.8731 | 108684.4 | IDX0543
| IDX0542 | IDXL5542 | Burj Dubai Old Town-A2 Zaafaran Buildings 4 & 5 | Burj Dubai Old Town-A2 Zaafaran Buildings 4 & 5 | On Air | 25.1904 | 55.2773 | IBS | Residential | DXB | Dubai | DUBAI_BURJ KHALIFA (BUSINESS BAY) | Etisalat | ETC | 3G-4G |  | On Air | On Air | 166184.1566 | 483729.2 | IDX0542
IDX5541 | IDX0541 | IDXL5541 | Burj Dubai Old Town-A2 Zaafaran Buildings 1, 2 & 3 | Burj Dubai Old Town-A2 Zaafaran Buildings 1, 2 & 3 | On Air | 25.1904 | 55.2773 | IBS | Residential | DXB | Dubai | DUBAI_BURJ KHALIFA (BUSINESS BAY) | Etisalat | ETC | 3G-4G |  | On Air | On Air | 49921.7053 | 225874.6 | IDX0541
| IDX0557 | IDXL5557 | Burj Dubai Old Town-A2 Reehan Buildings 6, 7 & 8 | Burj Dubai Old Town-A2 Reehan Buildings 6, 7 & 8 | On Air | 25.1896 | 55.2768 | IBS | Residential | DXB | Dubai | DUBAI_BURJ KHALIFA (BUSINESS BAY) | Etisalat | ETC | 3G-4G |  | On Air | On Air | 135317.3585 | 261756 | IDX0557
| IDX0556 | IDXL5556 | Burj Dubai Old Town-A2 Reehan Buildings 4 & 5 | Burj Dubai Old Town-A2 Reehan Buildings 4 & 5 | On Air | 25.1902 | 55.2783 | IBS | Residential | DXB | Dubai | DUBAI_BURJ KHALIFA (BUSINESS BAY) | Etisalat | ETC | 3G-4G |  | On Air | On Air | 28696.9969 | 153012.9 | IDX0556
IDX5555 | IDX0555 | IDXL5555 | Burj Dubai Old Town-A2 Reehan Buildings 1, 2 & 3 | Burj Dubai Old Town-A2 Reehan Buildings 1, 2 & 3 | On Air | 25.1903 | 55.2783 | IBS | Residential | DXB | Dubai | DUBAI_BURJ KHALIFA (BUSINESS BAY) | Etisalat | ETC | 3G-4G |  | On Air | On Air | 402194.9225 | 1465929 | IDX0555
| IDX0540 | IDXL5540 | Burj Dubai Old Town-A1 Yansoon Buildings 8 & 9 | Burj Dubai Old Town-A1 Yansoon Buildings 8 & 9 | On Air | 25.1914 | 55.2792 | IBS | Residential | DXB | Dubai | DUBAI_BURJ KHALIFA (BUSINESS BAY) | Etisalat | ETC | 3G-4G |  | On Air | On Air | 492504.6902 | 1838324.9 | IDX0540
IDX5539 | IDX0539 | IDXL5539 | Burj Dubai Old Town-A1 Yansoon Buildings 6 & 7 | Burj Dubai Old Town-A1 Yansoon Buildings 6 & 7 | On Air | 25.1914 | 55.2793 | IBS | Residential | DXB | Dubai | DUBAI_BURJ KHALIFA (BUSINESS BAY) | Etisalat | ETC | 3G-4G |  | On Air | On Air | 25302.7729 | 137983.5 | IDX0539
IDX5537 | IDX0537 | IDXL5537 | Burj Dubai Old Town-A1 Yansoon Buildings 1, 2 & 3 | Burj Dubai Old Town-A1 Yansoon Buildings 1, 2 & 3 | On Air | 25.1917 | 55.2783 | IBS | Residential | DXB | Dubai | DUBAI_BURJ KHALIFA (BUSINESS BAY) | Etisalat | ETC | 3G-4G |  | On Air | On Air | 24083.8398 | 126620.9 | IDX0537
DXB0347 | DXB5347 | DXBL0347 | Burj Dubai Manzel Hotel | Burj Dubai Manzel Hotel | On Air | 25.1912 | 55.2778 | IBS | Hotel | DXB | Dubai | DUBAI_BURJ KHALIFA (BUSINESS BAY) | Etisalat | ETC | 2G-3G-4G | On Air | On Air | On Air | 347971.9339 | 663690.2 | DXB5347
DXB0279 | DXB5279 | DXBL0279 | Burj Dubai Mall Hotel (Address Hotel) | Burj Dubai Mall Hotel (Address Hotel) | On Air | 25.1998 | 55.2776 | IBS | Hotel | DXB | Dubai | DUBAI_BURJ KHALIFA (BUSINESS BAY) | du | Alan Dick | 2G-3G | On Air | On Air |  | 3013777.8091 | 0 | #N/A
DXB0293 | DXB5293 | DXBL0293 | Burj Dubai Lake Hotel_L3 | Burj Dubai Mall Hotel (Address Hotel) | On Air | 25.194 | 55.279 | IBS | Hotel | DXB | Dubai | DUBAI_BURJ KHALIFA (BUSINESS BAY) | Etisalat | ETC | 2G-3G-4G | On Air | On Air | On Air | 1029573.4415 | 1902624.5 | DXB5293
DXB0533 | DXB5533 | DXBL0533 | Burj Dubai Development Plot 12 & 13 Tower 2 (Boulevard Plaza Tower 2)Burj Dubai Development Plot 12 & 13 | Burj Dubai Development Plot 12 & 13 | On Air | 25.2001 | 55.2737 | IBS | Commercial | DXB | Dubai | DUBAI_BURJ KHALIFA (BUSINESS BAY) | du | Mitech | 2G-3G | On Air | On Air |  | 754094.1605 | 0 | DXB5533
DXB0929 | DXB5929 | DXBL0929 | Burj Dubai Development Plot 12 & 13 Tower 1 (Boulevard Plaza Tower 1) | Burj Dubai Development Plot 12 & 13 | On Air | 25.2003 | 55.275 | IBS | Commercial | DXB | Dubai | DUBAI_BURJ KHALIFA (BUSINESS BAY) | du | Mitech | 2G-3G-4G | On Air | On Air | On Air | 584391.9973 | 3574126.4 | DXB5929
DXB0304 | DXB5304 | DXBL0304 | Burj Dubai Business Park Building 6 | Burj Dubai Business Park Building 6 | On Air | 25.2013 | 55.2725 | IBS | Commercial | DXB | Dubai | DUBAI_BURJ KHALIFA (BUSINESS BAY) | Etisalat | ETC | 2G-3G-4G | On Air | On Air |  | 1445967.0164 | 0 | DXB5304
DXB0303 | DXB5303 | DXBL0303 | Burj Dubai Business Park Building 5 | Burj Dubai Business Park Building 5 | On Air | 25.2013 | 55.2725 | IBS | Commercial | DXB | Dubai | DUBAI_BURJ KHALIFA (BUSINESS BAY) | Etisalat | ETC | 2G-3G-4G | On Air | On Air | On Air | 798660.7636 | 4921382.9 | DXB5303
DXB0302 | DXB5302 | DXBL0302 | Burj Dubai Business Park Building 4 | Burj Dubai Business Park Building 4 | On Air | 25.2013 | 55.2725 | IBS | Commercial | DXB | Dubai | DUBAI_BURJ KHALIFA (BUSINESS BAY) | Etisalat | ETC | 2G-3G-4G | On Air | On Air | On Air | 709621.0804 | 3036436.2 | DXB5302
DXB0301 | DXB5301 | DXBL0301 | Burj Dubai Business Park Building 3 | Burj Dubai Business Park Building 3 | On Air | 25.2013 | 55.2725 | IBS | Commercial | DXB | Dubai | DUBAI_BURJ KHALIFA (BUSINESS BAY) | Etisalat | ETC | 2G-3G-4G | On Air | On Air | On Air | 637423.8296 | 1520942.9 | DXB5301
DXB0300 | DXB5300 | DXBL0300 | Burj Dubai Business Park Building 2 | Burj Dubai Business Park Building 2 | On Air | 25.2013 | 55.2725 | IBS | Commercial | DXB | Dubai | DUBAI_BURJ KHALIFA (BUSINESS BAY) | Etisalat | ETC | 2G-3G-4G | On Air | On Air | On Air | 577765.5003 | 1350339 | DXB5300
DXB0299 | DXB5299 | DXBL0299 | Burj Dubai Business Park Building 1 | Burj Dubai Business Park Building 1 | On Air | 25.2013 | 55.2725 | IBS | Commercial | DXB | Dubai | DUBAI_BURJ KHALIFA (BUSINESS BAY) | Etisalat | ETC | 2G-3G-4G | On Air | On Air | On Air | 908141.2004 | 4854273.2 | DXB5299
DXB0559 | DXB5559 | DXBL0559 | Burj Dubai - Old Town Island (OTI) Residential - West -Attareen | Burj Dubai - Old Town Island (OTI) | On Air | 25.1921 | 55.2764 | IBS | Residential | DXB | Dubai | DUBAI_BURJ KHALIFA (BUSINESS BAY) | Etisalat | ETC | 2G-3G | On Air | On Air |  | 171835.5066 | 0 | DXB5559
DXB0552 | DXB5552 | DXBL0552 | Burj Dubai - Old Town Island (OTI) - Core F East Tajer | Burj Dubai - Old Town Island (OTI) | On Air | 25.1936 | 55.2775 | IBS | Mall | DXB | Dubai | DUBAI_BURJ KHALIFA (BUSINESS BAY) | Etisalat | ETC | 2G-3G-4G | On Air | On Air | On Air | 447926.7994 | 1344247.8 | DXB5552
DXB0561 | DXB5561 | DXBL0561 | Burj Dubai - Old Town Island (OTI) - Core D East Tajer | Burj Dubai - Old Town Island (OTI) | On Air | 25.1936 | 55.2775 | IBS | Mall | DXB | Dubai | DUBAI_BURJ KHALIFA (BUSINESS BAY) | Etisalat | ETC | 2G-3G-4G | On Air | On Air | On Air | 746257.6775 | 2474886.4 | DXB5561
DXB0578 | DXB5578 | DXBL0578 | Burj Dubai - Old Town Island (OTI) - Core B West Attareen | Burj Dubai - Old Town Island (OTI) | On Air | 25.1921 | 55.2764 | IBS | Residential | DXB | Dubai | DUBAI_BURJ KHALIFA (BUSINESS BAY) | Etisalat | ETC | 2G-3G | On Air | On Air |  | 129579.8472 | 0 | DXB5578
DXB0548 | DXB5548 | DXBL0548 | Burj Dubai - Old Town Island (OTI) - Core B East Tajer | Burj Dubai - Old Town Island (OTI) | On Air | 25.1936 | 55.2775 | IBS | Mall | DXB | Dubai | DUBAI_BURJ KHALIFA (BUSINESS BAY) | Etisalat | ETC | 2G-3G-4G | On Air | On Air | On Air | 239574.8382 | 4341.6 | DXB5548
| IDX0538 | IDXL5538 | Burj Dubai - Old Town A1 Yansoon Buildings 4 & 5 | Burj Dubai - Old Town A1 Yansoon Buildings 4 & 5 | On Air | 25.1918 | 55.2782 | IBS | Residential | DXB | Dubai | DUBAI_BURJ KHALIFA (BUSINESS BAY) | Etisalat | ETC | 3G-4G |  | On Air | On Air | 24271.1103 | 91578.8 | IDX0538
DXB0309 | DXB5309 | DXBL0309 | Burj Dubai - Burj Views - Tower C | Burj Dubai - Burj Views | On Air | 25.1907 | 55.2816 | IBS | Residential | DXB | Dubai | DUBAI_BURJ KHALIFA (BUSINESS BAY) | Etisalat | ETC | 2G-3G | On Air | On Air |  | 280489.074 | 0 | DXB5309
DXB0305 | DXB5305 | DXBL0305 | Burj Dubai - Burj Views - Tower B | Burj Dubai - Burj Views | On Air | 25.1901 | 55.2815 | IBS | Residential | DXB | Dubai | DUBAI_BURJ KHALIFA (BUSINESS BAY) | Etisalat | ETC | 2G-3G | On Air | On Air |  | 196138.3648 | 0 | DXB5305
DXB0295 | DXB5295 | DXBL0295 | Burj Dubai - Burj Views - Tower A | Burj Dubai - Burj Views | On Air | 25.1897 | 55.2811 | IBS | Residential | DXB | Dubai | DUBAI_BURJ KHALIFA (BUSINESS BAY) | Etisalat | ETC | 2G-3G | On Air | On Air |  | 243476.6896 | 0 | DXB5295
DXB0313 | DXB5313 | DXBL0313 | Burj Dubai - Burj Views - Podium | Burj Dubai - Burj Views | On Air | 25.1907 | 55.2816 | IBS | Car Park | DXB | Dubai | DUBAI_BURJ KHALIFA (BUSINESS BAY) | Etisalat | ETC | 2G-3G-4G | On Air | On Air | On Air | 439443.4068 | 1299966.7 | DXB5313
DXB0447 | DXB5447 | DXBL0447 | Burj Dubai - Boulevard Central 58, 59 | Burj Dubai - Boulevard Central 58, 59 | On Air | 25.1914 | 55.2739 | IBS | Residential | DXB | Dubai | DUBAI_BURJ KHALIFA (BUSINESS BAY) | du | NSN | 2G-3G-4G | On Air | On Air | On Air | 686704.9153 | 2013842.2 | DXB5447
DXB0562 | DXB5562 | DXBL0562 | Burj Dubai - Claren 1 50, 51 | Burj Dubai - Claren 1 50, 51 | On Air | 25.1907 | 55.272 | IBS | Residential | DXB | Dubai | DUBAI_BURJ KHALIFA (BUSINESS BAY) | du | In House | 2G-3G-4G | On Air | On Air | On Air | 388241.9252 | 1575707.8 | DXB5562
AUH0744 | AUH5744 | AUHL0744 | Burj Al Yaqut - Danet Abu Dhabi | Burj Al Yaqut - Danet Abu Dhabi | On Air | 24.4306 | 54.4367 | IBS | Residential | SE | Abu Dhabi | ABU DHABI_Al Zahra | du | In House | 2G-3G-4G | On Air | On Air | On Air | 171931.5766 | 371451.3896 | AUH5744
DXB0147 | DXB5147 | DXBL0147 | Burj Al Salam_SZR Site 1 | Burj Al Salam_SZR | On Air | 25.2294 | 55.2864 | IBS | Hotel | DXB | Dubai | DUBAI_TRADE CENTER FIRST | du | NSN | 2G-3G-4G | On Air | On Air | On Air | 950335.0681 | 3945057.6 | DXB5147
DXB0744 | DXB5744 | DXBL0744 | Burj Al Noor | Burj Al Noor | On Air | 25.2968 | 55.365 | IBS | Residential | DXB | Dubai | DUBAI_AL NAHDA FIRST | du | NSN | 2G-3G-4G | On Air | On Air | On Air | 892166.1073 | 2881059.8 | DXB5744
SHJ0312 | SHJ5312 | SHJL0312 | burj al buhairah tower | burj al buhairah tower | On Air | 25.3345 | 55.3889 | IBS | Commercial | NE | Sharjah | SHARJAH_AL MAZAJ FIRST | du | Huawei | 2G-3G-4G | On Air | On Air | On Air | 701724.4137 | 2315871.5 | SHJ5312
IDX5437 | IDX0437 | IDXL5437 | Burj Al Arab North Deck | Burj Al Arab | On Air | 25.1416 | 55.1842 | IBS | hotel | DXB | Dubai | DUBAI_UMM SUQEIM THIRD | du | W | 3G-4G |  | On Air | On Air | 17351.4201 | 17835 | IDX0437
DXB0011 | DXB5011 | DXBL0011 | Burj Al Arab , Beach Road, Jumeirah | Burj Al Arab | On Air | 25.1411 | 55.1856 | IBS | Hotel | DXB | Dubai | DUBAI_UMM SUQEIM THIRD | du | NSN | 2G-3G-4G | On Air | On Air | On Air | 600554.3787 | 2899583.4 | DXB5011
SHJ0386 | SHJ5386 |  | BuKhatir Tower | BuKhatir Tower | On Air | 25.3337 | 55.3755 | IBS | Residential | NE | Sharjah | SHARJAH_AL MAZAJ THIRD | du | NSN | 2G-3G | On Air | On Air |  | 328816.7533 | 0 | SHJ5386
SHJ0151 | SHJ5151 | SHJL0151 | Buhaira National Insurance 2 | Buhaira National Insurance 2 | On Air | 25.3122 | 55.3774 | IBS | Residential | NE | Sharjah | SHARJAH_AL MAMZAR | du | NSN-FTK | 2G-3G-4G | On Air | On Air | On Air | 402692.3284 | 2802397.4 | SHJ5151
SHJ0152 | SHJ5152 | SHJL0152 | Buhaira National Insurance | Buhaira National Insurance | On Air | 25.3006 | 55.3806 | IBS | Residential | NE | Sharjah | SHARJAH_AL NAHDA | du | NSN-FTK | 2G-3G-4G | On Air | On Air | On Air | 4706673.4304 | 702194.8 | SHJ5152
SHJ0156 | SHJ5156 |  | Bu khamseen Tower_Upper | Bu khamseen Tower_Upper | On Air | 25.3248 | 55.3801 | IBS | Residential | NE | Sharjah | SHARJAH_AL MAZAJ THIRD | du | Huawei | 2G-3G | On Air | On Air |  | 446110.7948 | 0 | SHJ5156
SHJ0106 | SHJ5106 |  | Bu khamseen Tower_Lower | Bu khamseen Tower_Lower | On Air | 25.3248 | 55.3801 | IBS | Residential | NE | Sharjah | SHARJAH_AL MAZAJ THIRD | du | Huawei | 2G-3G | On Air | On Air |  | 382427.1409 | 0 | SHJ5106
DXB0839 | DXB5839 |  | Boutique Studio 16 DSC - Noor Dubai | Boutique Studio 16 DSC - Noor Dubai | On Air | 25.041 | 55.2519 | IBS | Commercial | DXB | Dubai | DUBAI_AL HEBIAH SECOND (DUBAI LAND) | du | Mitech | 2G-3G | On Air | On Air |  | 6339.7825 | 0 | DXB5839
DXB0838 | DXB5838 | DXBL0838 | Boutique Studio 15 DSC - Noor Dubai | Boutique Studio 15 DSC - Noor Dubai | On Air | 25.0408 | 55.2517 | IBS | Commercial | DXB | Dubai | DUBAI_AL HEBIAH SECOND (DUBAI LAND) | du | Mitech | 3G |  | On Air |  | 11255.5536 | 0 | DXB5838
DXB0837 | DXB5837 |  | Boutique Studio 14 DSC - Noor Dubai | Boutique Studio 14 DSC - Noor Dubai | On Air | 25.0408 | 55.2514 | IBS | Commercial | DXB | Dubai | DUBAI_AL HEBIAH SECOND (DUBAI LAND) | du | Mitech | 2G-3G | On Air | On Air |  | 3776.1442 | 0 | DXB5837
AAN0033 | AAN5033 | AANL0033 | Boutique Mall | Boutique Mall | On Air | 24.2045 | 55.7622 | IBS | Mall | SE | Abu Dhabi | ABU DHABI_SANAIYA | du | NSN | 2G-3G-4G | On Air | On Air | On Air | 1430658.5111 | 5490979.3611 | AAN5033
DXB0146 | DXB5146 | DXBL0146 | Boutique 7 Hotel | Boutique 7 Hotel | On Air | 25.0981 | 55.1729 | IBS | Hotel | DXB | Dubai | DUBAI_AL THANYAH FIRST (AL SAFOUH THIRD) | du | NSN | 2G-3G | On Air | On Air |  | 691233.7709 | 0 | DXB5146
DXB0325 | DXB5325 | DXBL0325 | Bonnington Hotel | Bonnington Hotel | On Air | 25.0675 | 55.1421 | IBS | Hotel | DXB | Dubai | DUBAI_Jumeirah Lakes Towers (JLT) | du | NSN | 2G-3G-4G | On Air | On Air | On Air | 604883.931 | 2285413.3 | DXB5325
SHJ0184 | SHJ5184 | SHJL0184 | BM Twin Towers | BM Twin Towers | On Air | 25.3037 | 55.3717 | IBS | Residential | NE | Sharjah | SHARJAH_AL NAHDA | du | NSN | 2G-3G-4G | On Air | On Air | On Air | 1104860.6651 | 2332930.1 | SHJ5184
| IDX0350 | IDXL5350 | Blue Water Island Residence Blocks CDEMNP | Blue Water Island Residence | On Air | 25.0791 | 55.1206 |  | Residential | [7 empty] | On Air |  | 25961.0659 | 58680.4 | IDX0350
| IDX0348 | IDXL5348 | Blue Water Island Residence (Blocks FGH) | Blue Water Island Residence | On Air | 25.0771 | 55.1231 |  | Residential | [7 empty] | On Air |  | 23037.4699 | 123058.2 | IDX0348
| IDX0354 | IDXL5354 | Blue Water Hospitality Luxury Hotel, Service Apartment 1 |  | On Air | 25.0814 | 55.121259 |  | Hotel |  |  | DUBAI_MARSA DUBAI |  |  |  |  | On Air | On Air | 184642.1361 | 570043.7 | IDX0354
| IDX0356 | IDXL5356 | Blue Water Hospitality Family Hotel, Service Apartment 2, Conference Centre |  | On Air | 25.081387 | 55.121259 |  | Hotel | [7 empty] | On Air |  | 1926.8609 | 15954.9 | IDX0356
DXB0826 | DXB5826 | DXBL0826 | Blue Bay Tower @ BB | Blue Bay Tower @ BB | On Air | 25.1877 | 55.2706 | IBS | Commercial | DXB | Dubai | DUBAI_BURJ KHALIFA (BUSINESS BAY) | du | Huawei | 2G-3G-4G | On Air | On Air | On Air | 566585.3996 | 3992379.2 | DXB5826
| AUH5564A | AUHL0564I | Bloom Marina Mixed Development West | Bloom Marina Mixed Development West | On Air | 24.45177 | 54.3355 |  | Residential | SE |  | ABU DHABI_Al Bateen |  |  |  |  | On Air | On Air | 210136.7052 | 1554488.1112 | AUH5564A
| AUH5564 | AUHL0564 | Bloom Marina Mixed Development East | Bloom Marina Mixed Development East | On Air | 24.45177 | 54.3355 | IBS | Residential | SE |  | ABU DHABI_Al Bateen |  |  |  |  | On Air | On Air | 209382.9809 | 1159870.694 | AUH5564
AUH0909 | AUH5909 | AUHL0909 | Bloom Central - Marriott Hotel Downtown | Bloom Central - Marriott Hotel Downtown | On Air | 24.4708 | 54.3696 | IBS | Hotel | SE | Abu Dhabi | ABU DHABI_Al Karamah | Etisalat | ETC | 3G-4G |  | On Air | On Air | 314667.0483 | 1826690.059 | AUH5909
AUH0784 | AUH5784 | AUHL0784 | Bloom Central - Common Floors & Apartments | Bloom Central - Common Floors & Apartments | On Air | 24.4708 | 54.3696 | IBS | Residential | SE | Abu Dhabi | ABU DHABI_Al Karamah | Etisalat | ETC | 3G-4G |  | On Air | On Air | 163105.6452 | 894540.2102 | AUH5784
SHJ0367 | SHJ5367 | SHJL0367 | BiNuna Building | BiNuna Building | On Air | 25.3005 | 55.3721 | IBS | Residential | NE | Sharjah | SHARJAH_AL NAHDA | du | Huawei | 2G-3G-4G | On Air | On Air | On Air | 263644.9591 | 1563056.5 | SHJ5367
IDX5806 | IDX0806 | IDXL5806 | Binghatti Pearl @ DSO | Binghatti Pearl @ DSO | On Air | 25.108 | 55.3764 | IBS | Residential | DXB | Dubai | DUBAI_NADD HESSA (DUBAI SILICON OASIS) | du | W | 3G-4G |  | On Air | On Air | 387387.4107 | 1639059.6 | IDX0806
IDX5786 | IDX0786 | IDXL5786 | Binghatti Garden @ DSO | Binghatti Garden @ DSO | On Air | 25.1235 | 55.3771 | IBS | Residential | DXB | Dubai | DUBAI_NADD HESSA (DUBAI SILICON OASIS) | du | W | 3G-4G |  | On Air | On Air | 269394.5159 | 1696571.5 | IDX0786
DXB0115 | DXB5115 | DXBL0115 | Bin Sougat Center | Bin Sougat Center | On Air | 25.2329 | 55.3851 | IBS | Mall | DXB | Dubai | DUBAI_AL RASHIDIYA | du | NSN | 2G-3G-4G | On Air | On Air | On Air | 1128024.5078 | 4280916.9 | DXB5115
SHJ0088 | SHJ5088 | SHJL0088 | Bin Ham Tower C | Bin Ham Tower | On Air | 25.303 | 55.3643 | IBS | Residential | NE | Sharjah | SHARJAH_AL MAMZAR | du | Huawei | 2G-3G-4G | On Air | On Air | On Air | 366556.4882 | 1486448.1 | SHJ5088
SHJ0087 | SHJ5087 | SHJL0087 | Bin Ham Tower B | Bin Ham Tower | On Air | 25.303 | 55.3643 | IBS | Residential | NE | Sharjah | SHARJAH_AL MAMZAR | du | Huawei | 2G-3G-4G | On Air | On Air | On Air | 401278.9472 | 2089289.9 | SHJ5087
SHJ0086 | SHJ5086 |  | Bin Ham Tower A | Bin Ham Tower | On Air | 25.303 | 55.3643 | IBS | Residential | NE | Sharjah | SHARJAH_AL MAMZAR | du | Huawei | 2G-3G | On Air | On Air |  | 344950.1385 | 0 | SHJ5086
SHJ0422 | SHJ5422 | SHJL0422 | Bin Dhaen Tower | Bin Dhaen Tower | On Air | 25.3347 | 55.3757 | IBS | Residential | NE | Sharjah | SHARJAH_AL MAZAJ THIRD | du | NSN | 2G-3G-4G | On Air | On Air | On Air | 544167.4209 | 2305415.9 | SHJ5422
NA | AUH5812G | AUHL0812IX | Bin Butti International Holding | Bin Butti International Holding | On Air | 24.4671 | 54.3345 | ATOM | Commercial | SE | Abu Dhabi | ABU DHABI_Al Khebeirah | du | Huawei | 3G-4G |  |  | On Air | 0 | 18230.7388 | #N/A
NA | AUH5532I | AUHL0812VII | Bin Butti International Holding | Bin Butti International Holding |  | 24.4671 | 54.3345 | ATOM | Commercial | SE | Abu Dhabi | ABU DHABI_Al Khebeirah | du | Huawei | 3G |  |  | On Air | 0 | 83.2654 | #N/A
DXB0975 | DXB5975 | DXBL0975 | Bilhab Tower @ BB | Bilhab Tower @ BB | On Air | 25.1812 | 55.2703 | IBS | Commercial | DXB | Dubai | DUBAI_BURJ KHALIFA (BUSINESS BAY) | du | In House | 2G-3G | On Air | On Air | On Air | 389365.9409 | 4792.4 | DXB5975
SHJ0389 | SHJ5389 | SHJL0389 | Belrashid Tower 2 | Belrashid Tower 2 | On Air | 25.3348 | 55.3885 | IBS | Residential | NE | Sharjah | SHARJAH_AL MAZAJ FIRST | du | NSN | 2G-3G-4G | On Air | On Air | On Air | 676843.6654 | 1577816.3 | SHJ5389
DXB0811 | DXB5811 | DXBL0811 | Belhoul European Hospital_Diyafah | Belhoul European Hospital_Diyafah | On Air | 25.2369 | 55.2751 | IBS | Hospital | DXB | Dubai | DUBAI_AL BADA (AL BADAA) | du | Mitech | 2G-3G-4G | On Air | On Air | On Air | 256221.1529 | 1301250.1 | DXB5811
IDX5807 | IDX0807 | IDXL5807 | Belgravia @ JVC | Belgravia @ JVC | On Air | 25.0477 | 55.2033 | IBS | Residential | DXB | Dubai | DUBAI_AL BARSHA SOUTH FOURTH (JUMEIRAH VILLAGE SOUTH) | du | W | 3G-4G |  | On Air | On Air | 269053.3791 | 1431121.8 | IDX0807
| IAD0087 | IADL5087 | Beach Towers_Tower B |  | On Air | 24.49992 | 54.40972 |  | Commercial & Residential |  |  | ABU DHABI_AL REEM ISLAND |  |  |  |  | On Air | On Air | 24406.0007 | 524908.7492 | IAD0087
| IAD0086 | IADL5086 | Beach Towers_@ Al Reem_Tower A & Common Parking |  | On Air | 24.49992 | 54.40972 |  | Commercial & Residential |  |  | ABU DHABI_AL REEM ISLAND |  |  |  |  | On Air | On Air | 51410.9527 | 498251.087 | IAD0086
SHJ0066 | SHJ5066 |  | Beach Tower 2 | Beach Tower 2 | On Air | 25.3189 | 55.3751 | IBS | Residential | NE | Sharjah | SHARJAH_AL KHAN | du | Huawei | 2G-3G | On Air | On Air |  | 818351.8652 | 0 | SHJ5066
SHJ0307 | SHJ5307 |  | Beach Tower 1 | Beach Tower 1 | On Air | 25.3294 | 55.3657 | IBS | Residential | NE | Sharjah | SHARJAH_AL KHAN | du | NSN | 2G-3G | On Air | On Air |  | 1084629.6825 | 0 | SHJ5307
DXB0114 | DXB5114 | DXBL0114 | Beach Center | Beach Center | On Air | 25.225 | 55.2582 | IBS | Mall | DXB | Dubai | DUBAI_JUMEIRA FIRST | du | NSN | 2G-3G-4G | On Air | On Air | On Air | 225245.4172 | 1220891.1 | #N/A
DXB0239 | DXB5239 | DXBL0239 | BBET Towers Common Podium | BBET Towers Common Podium | On Air | 25.1896 | 55.2633 | IBS | Car Park | DXB | Dubai | DUBAI_BURJ KHALIFA (BUSINESS BAY) | Etisalat | ETC | 2G-3G-4G | On Air | On Air | On Air | 757552.2106 | 2216413.1 | DXB5239
DXB0235 | DXB5235 | DXBL0235 | BBET Tower M | BBET Tower M | On Air | 25.1896 | 55.2633 | IBS | Residential | DXB | Dubai | DUBAI_BURJ KHALIFA (BUSINESS BAY) | Etisalat | ETC | 2G-3G-4G | On Air | On Air | On Air | 499693.942 | 967897.7 | DXB5235
DXB0232 | DXB5232 | DXBL0232 | BBET Tower L | BBET Tower L | On Air | 25.1888 | 55.2642 | IBS | Residential | DXB | Dubai | DUBAI_BURJ KHALIFA (BUSINESS BAY) | Etisalat | ETC | 2G-3G-4G | On Air | On Air | On Air | 402408.2487 | 1092468.4 | DXB5232
DXB0227 | DXB5227 | DXBL0227 | BBET Tower K | BBET Tower K | On Air | 25.1892 | 55.2644 | IBS | Residential | DXB | Dubai | DUBAI_BURJ KHALIFA (BUSINESS BAY) | Etisalat | ETC | 2G-3G-4G | On Air | On Air | On Air | 329741.6663 | 1067268 | DXB5227
DXB0220 | DXB5220 | DXBL0220 | BBET Tower J Upper Part | BBET Tower J | On Air | 25.1898 | 55.2646 | IBS | Residential | DXB | Dubai | DUBAI_BURJ KHALIFA (BUSINESS BAY) | Etisalat | ETC | 2G-3G-4G | On Air | On Air | On Air | 570168.5404 | 1232543.7 | DXB5220
DXB0219 | DXB5219 | DXBL0219 | BBET Tower J Lower Part | BBET Tower J | On Air | 25.1898 | 55.2646 | IBS | Residential | DXB | Dubai | DUBAI_BURJ KHALIFA (BUSINESS BAY) | Etisalat | ETC | 2G-3G-4G | On Air | On Air | On Air | 1958228.9333 | 4575746 | DXB5219
DXB0213 | DXB5213 | DXBL0213 | BBET Tower H | BBET Tower H | On Air | 25.1901 | 55.2652 | IBS | Residential | DXB | Dubai | DUBAI_BURJ KHALIFA (BUSINESS BAY) | Etisalat | ETC | 2G-3G-4G | On Air | On Air | On Air | 328439.6504 | 1556595.8 | DXB5213
DXB0204 | DXB5204 | DXBL0204 | BBET Tower G | BBET Tower G | On Air | 25.1905 | 55.2657 | IBS | Residential | DXB | Dubai | DUBAI_BURJ KHALIFA (BUSINESS BAY) | Etisalat | ETC | 2G-3G-4G | On Air | On Air | On Air | 267434.3038 | 1593588.8 | DXB5204
DXB0193 | DXB5193 | DXBL0193 | BBET Tower F | BBET Tower F | On Air | 25.191 | 55.2662 | IBS | Residential | DXB | Dubai | DUBAI_BURJ KHALIFA (BUSINESS BAY) | Etisalat | ETC | 2G-3G-4G | On Air | On Air | On Air | 218469.3666 | 1156579.9 | DXB5193
DXB0184 | DXB5184 | DXBL0184 | BBET Tower E | BBET Tower E | On Air | 25.1915 | 55.2661 | IBS | Residential | DXB | Dubai | DUBAI_BURJ KHALIFA (BUSINESS BAY) | Etisalat | ETC | 2G-3G-4G | On Air | On Air | On Air | 159304.1302 | 930033.6 | DXB5184
DXB0183 | DXB5183 | DXBL0183 | BBET Tower D | BBET Tower D | On Air | 25.1922 | 55.2662 | IBS | Residential | DXB | Dubai | DUBAI_BURJ KHALIFA (BUSINESS BAY) | Etisalat | ETC | 2G-3G-4G | On Air | On Air | On Air | 567588.2189 | 2334840.9 | DXB5183
DXB0182 | DXB5182 | DXBL0182 | BBET Tower C | BBET Tower C | On Air | 25.1917 | 55.267 | IBS | Residential | DXB | Dubai | DUBAI_BURJ KHALIFA (BUSINESS BAY) | Etisalat | ETC | 2G-3G-4G | On Air | On Air | On Air | 365322.6242 | 1021796.6 | DXB5182
DXB0160 | DXB5160 | DXBL0160 | BBET Tower B upper Part | BBET Tower B | On Air | 25.1929 | 55.2664 | IBS | Residential | DXB | Dubai | DUBAI_BURJ KHALIFA (BUSINESS BAY) | Etisalat | ETC | 2G-4G | On Air | On Air | On Air | 97008.2121 | 942395.1 | DXB5160
DXB0159 | DXB5159 | DXBL0159 | BBET Tower B Lower Part | BBET Tower B | On Air | 25.1929 | 55.2664 | IBS | Residential | DXB | Dubai | DUBAI_BURJ KHALIFA (BUSINESS BAY) | Etisalat | ETC | 2G-3G-4G | On Air | On Air | On Air | 304517.1648 | 1050956.6 | DXB5159
DXB0704 | DXB5704 | DXBL0704 | Bayswater Tower | Bayswater Tower | On Air | 25.1839 | 55.2645 | IBS | Commercial | DXB | Dubai | DUBAI_BURJ KHALIFA (BUSINESS BAY) | du | In House | 2G-3G-4G | On Air | On Air | On Air | 474396.6957 | 2140211.4 | DXB5704
AUH0422 | AUH5422 | AUHL0422 | Baynunah Hilton Tower Hotel | Baynunah Hilton Tower Hotel | On Air | 24.4824 | 54.3503 | IBS | Hotel | SE | Abu Dhabi | ABU DHABI_Al Hosn | du | NSN | 2G-3G-4G | On Air | On Air | On Air | 236916.6996 | 218180.4949 | AUH5422
IDX5287 | IDX0287 | IDXl5287 | Bay’s Edge Tower Business Bay | Bay’s Edge Tower Business Bay | On Air | 25.1877 | 55.2698 | IBS | Hotel | DXB | Dubai | DUBAI_BURJ KHALIFA (BUSINESS BAY) | du | Huawei | 3G-4G |  | On Air | On Air | 332825.5615 | 2406790 | IDX0287
| IDX0407 | IDXL5407 | Bay Views Hotel at Business Bay |  | On Air | 25.1827 | 55.2742 |  | Hotel |  |  | DUBAI_BURJ KHALIFA (BUSINESS BAY) |  |  |  |  | On Air | On Air | 48173.3228 | 50915.6 | IDX0407
DXB0150 | DXB5150 | DXBL0150 | Bay Square BB (BB11,BB12&BB13) | Bay Square BB | On Air | 25.1854 | 55.2803 | IBS | Residential | DXB | Dubai | DUBAI_BURJ KHALIFA (BUSINESS BAY) | du | Huawei | 2G-3G-4G | On Air | On Air | On Air | 1060664.236 | 3391998.8 | DXB5150
DXB0207 | DXB5207 | DXBL0207 | Bay Square BB (BB01,BB08,BB09,BB10) | Bay Square BB | On Air | 25.1854 | 55.2803 | IBS | Residential | DXB | Dubai | DUBAI_BURJ KHALIFA (BUSINESS BAY) | du | Huawei | 2G-3G-4G | On Air | On Air | On Air | 1403661.3397 | 5714007.8 | DXB5207
DXB0639 | DXB5639 | DXBL0639 | Bay Square BB (B2, B3, B4, B6, B7) | Bay Square BB | On Air | 25.1854 | 55.2803 | IBS | Commercial | DXB | Dubai | DUBAI_BURJ KHALIFA (BUSINESS BAY) | du | Huawei | 2G-3G-4G | On Air | On Air | On Air | 1449147.7187 | 4489050.9 | DXB5639
DXB0212 | DXB5212 | DXBL0212 | Bay Gate Office Tower | Bay Gate Office Tower | On Air | 25.1888 | 55.2629 | IBS | Commercial | DXB | Dubai | DUBAI_BURJ KHALIFA (BUSINESS BAY) | du | NSN | 2G-3G-4G | On Air | On Air | On Air | 481953.3235 | 2391177.6 | DXB5212
DXB0203 | DXB5203 | DXBL0203 | Bay Central East Hotel | Bay Central East Hotel | On Air | 25.0786 | 55.1379 | IBS | Commercial | DXB | Dubai | DUBAI_MARSA DUBAI | du | Huawei | 2G-3G-4G | On Air | On Air | On Air | 485004.3855 | 2143702.1 | DXB5203
| IDX0804 | IDXL5804 | Bay Central at Business Bay |  | On Air | 25.1807 | 55.2665 |  | Hotel | [7 empty] | On Air |  | 21077.7658 | 170515.8 | IDX0804
AUH0770 | AUH5770 | AUHL0770 | Bawabat Al Sharq Mall_West Wing | Bawabat Al Sharq Mall | On Air | 24.3119 | 54.6212 | IBS | Mall | SE | Abu Dhabi | ABU DHABI_BANIYAS | Etisalat | ETC | 2G-3G-4G | On Air | On Air | On Air | 4417482.6017 | 3940950.6312 | AUH5770
AUH0538 | AUH5538 | AUHL0538 | Bawabat Al Sharq Mall_East Wing | Bawabat Al Sharq Mall | On Air | 24.3119 | 54.6212 | IBS | Mall | SE | Abu Dhabi | ABU DHABI_BANIYAS | Etisalat | ETC | 2G-3G-4G | On Air | On Air | On Air | 3933443.5297 | 6622405.9374 | AUH5538
DXB0620 | DXB5620 | DXBL0620 | Battuta Gate Office | Battuta Gate Office | On Air | 25.0411 | 55.117 | IBS | Commercial | DXB | Dubai | DUBAI_Discovery Gardens | du | In House | 2G-3G-4G | On Air | On Air | On Air | 904774.6914 | 3146385.7 | DXB5620
DXB0968 | DXB5968 | DXBL0968 | Battuta Gate Hotel_Zone C2 | Battuta Gate Hotel | On Air | 25.0411 | 55.116 | IBS | Hotel | DXB | Dubai | DUBAI_Discovery Gardens | Etisalat | ETC | 2G-3G-4G | On Air | On Air | On Air | 148313.6066 | 572673.9 | DXB5968
DXB0733 | DXB5733 | DXBL0733 | Battuta Gate Hotel_Zone C1 | Battuta Gate Hotel | On Air | 25.0411 | 55.116 | IBS | Hotel | DXB | Dubai | DUBAI_Discovery Gardens | Etisalat | ETC | 2G-3G-4G | On Air | On Air | On Air | 225467.5176 | 943907 | DXB5733
DXB0969 | DXB5969 | DXBL0969 | Battuta Gate Hotel_Zone B | Battuta Gate Hotel | On Air | 25.0411 | 55.116 | IBS | Hotel | DXB | Dubai | DUBAI_Discovery Gardens | Etisalat | ETC | 2G-3G-4G | On Air | On Air | On Air | 167085.6351 | 1681697.3 | DXB5969
NA | DXB5035G |  | Battuta Atom: GF_Tunisia_Food Court | Battuta | Decomm | 25.0451 | 55.1207 | ATOM | Mall | DXB | Dubai | DUBAI_Discovery Gardens | du | Huawei | 3G |  | Decomm |  | 89534.6743 | 0 | #N/A
NA | DXB5016I |  | Battuta Atom: GF_Sharaf DG | Battuta | Decomm | 25.0451 | 55.1207 | ATOM | Mall | DXB | Dubai | DUBAI_Discovery Gardens | du | Huawei | 3G |  | Decomm |  | 82654.9821 | 0 | #N/A
NA | DXB5016F |  | Battuta Atom: GF_Persia_DTCM | Battuta | Decomm | 25.0451 | 55.1207 | ATOM | Mall | DXB | Dubai | DUBAI_Discovery Gardens | du | Huawei | 3G |  | Decomm |  | 86019.8541 | 0 | #N/A
NA | DXB5016E |  | Battuta Atom: GF_India Steve Madden | Battuta | Decomm | 25.0451 | 55.1207 | ATOM | Mall | DXB | Dubai | DUBAI_Discovery Gardens | du | Huawei | 3G |  | Decomm |  | 86831.8314 | 0 | #N/A
NA | DXB5016D |  | Battuta Atom: GF_Grand Megaplex | Battuta | Decomm | 25.0451 | 55.1207 | ATOM | Mall | DXB | Dubai | DUBAI_Discovery Gardens | du | Huawei | 3G |  | Decomm |  | 116774.5075 | 0 | #N/A
NA | DXB5035H |  | Battuta Atom: GF_Geant Hypermarket | Battuta | Decomm | 25.0451 | 55.1207 | ATOM | Mall | DXB | Dubai | DUBAI_Discovery Gardens | du | Huawei | 3G |  | Decomm |  | 190919.9265 | 0 | #N/A
NA | DXB5016C |  | Battuta Atom: GF_Egypt Claires | Battuta | Decomm | 25.0451 | 55.1207 | ATOM | Mall | DXB | Dubai | DUBAI_Discovery Gardens | du | Huawei | 3G |  | Decomm |  | 73380.4656 | 0 | #N/A
NA | DXB5016B |  | Battuta Atom: GF_Debenhams | Battuta | Decomm | 25.0451 | 55.1207 | ATOM | Mall | DXB | Dubai | DUBAI_Discovery Gardens | du | Huawei | 3G |  | Decomm |  | 41907.5462 | 0 | #N/A
NA | DXB5035F |  | Battuta Atom: GF_China Food Court | Battuta | Decomm | 25.0451 | 55.1207 | ATOM | Mall | DXB | Dubai | DUBAI_Discovery Gardens | du | Huawei | 3G |  | Decomm |  | 148607.5811 | 0 | #N/A
NA | DXB5016A |  | Battuta Atom: 1F_Debenhams | Battuta | Decomm | 25.0451 | 55.1207 | ATOM | Mall | DXB | Dubai | DUBAI_Discovery Gardens | du | Huawei | 3G |  | Decomm |  | 14091.3359 | 0 | #N/A
SHJ0069 | SHJ5069 |  | Bassam Tower (Al Mawarid) | Bassam Tower (Al Mawarid) | On Air | 25.3272 | 55.3784 | IBS | Residential | NE | Sharjah | SHARJAH_AL MAZAJ THIRD | du | NSN-FTK | 2G-3G | On Air | On Air |  | 372522.471 | 0 | SHJ5069
NA | IDX0972C |  | Basement Parking & lifts KV Bldg 13 | Basement Parking & lifts KV Bldg 13 | On Air | 25.1024 | 55.1614 | ATOM | Commercial | DXB | Dubai | DUBAI_AL SAFOUH SECOND | du | Huawei | 3G |  | On Air |  | 299218.2797 | 0 | IDX0972C
AAN0044 | AAN5044 | AANL0044 | Barari Outlet Mall | Barari Outlet Mall | On Air | 24.0865 | 55.8298 | IBS | Mall | SE | Abu Dhabi | ABU DHABI_AL DHAHER | du | NSN | 2G-3G-4G | On Air | On Air | On Air | 609482.7822 | 1999769.972 | AAN5044
DXB0095 | DXB5095 | DXBL0095 | Baniyas Tower B | Baniyas Tower B | On Air | 25.2684 | 55.3059 | IBS | Residential | DXB | Dubai | DUBAI_AL RIGGA | du | NSN | 2G-3G | On Air | On Air |  | 107804.3826 | 0 | DXB5095
DXB0094 | DXB5094 | DXBL0094 | Baniyas Tower A | Baniyas Tower A | On Air | 25.2684 | 55.3064 | IBS | Commercial | DXB | Dubai | DUBAI_AL RIGGA | du | NSN | 2G-3G | On Air | On Air |  | 172757.6854 | 0 | DXB5094
DXB0697 | DXB5697 | DXBL0697 | Baker Hughes Operations Building | Baker Hughes Operations Building | On Air | 24.9384 | 55.057 | IBS | Commercial | DXB | Dubai | DUBAI_JABAL ALI INDUSTRIAL THIRD (JABAL ALI INDUSTRIAL 3) | du | NSN | 2G-3G | On Air | On Air |  | 80732.7091 | 0 | DXB5697
IDX5031 | IDX0031 | IDXL5031 | Baker Hughes Headquarter Building | Baker Hughes Headquarter Building | On Air | 24.9399 | 55.0575 | IBS | Commercial | DXB | Dubai | DUBAI_JABAL ALI INDUSTRIAL THIRD (JABAL ALI INDUSTRIAL 3) | du | NSN | 2G-3G |  | On Air |  | 14870.8583 | 0 | IDX0031
AUH0751 | AUH5751 | AUHL0751 | Bab Al Qasr Hotel - Tower 2 | Bab Al Qasr Hotel - Tower 2 | On Air | 24.458 | 54.3201 | IBS | Hotel | SE | Abu Dhabi | ABU DHABI_Al Ras Al Akhdar | Etisalat | ETC | 3G-4G |  | On Air | On Air | 197157.4878 | 1059327.5401 | AUH5751
AUH0750 | AUH5750 | AUHL0750 | Bab Al Qasr Hotel - Tower 1 (aka.The Regent Emirates Pearl Abu Dhabi) | Bab Al Qasr Hotel - Tower 1 (aka.The Regent Emirates Pearl Abu Dhabi) | On Air | 24.4583 | 54.321 | IBS | Residential | SE | Abu Dhabi | ABU DHABI_Al Ras Al Akhdar | Etisalat | ETC | 3G-4G |  | On Air | On Air | 284444.4877 | 767933.2784 | AUH5750
RAK0552 | RAK5552 | RAKL0552 | Bab Al Bahr - Yakout Building | Bab Al Bahr - Yakout Building | On Air | 25.6638 | 55.7476 | IBS | Residential | NE | RAK | RAS AL-KHAIMAH_JAZEERA NAD AL SILI | du | W | 3G-4G |  | On Air | On Air | 77568.5812 | 436153.4 | RAK5552
RAK0551 | RAK5551 | RAKL0551 | Bab Al Bahr - Kahraman Building | Bab Al Bahr - Kahraman Building | On Air | 25.6645 | 55.7469 | IBS | Residential | NE | RAK | RAS AL-KHAIMAH_JAZEERA NAD AL SILI | du | W | 3G-4G |  | On Air | On Air | 120169.2677 | 1172962.1 | RAK5551
RAK0550 | RAK5550 | RAKL0550 | Bab Al Bahr - Fayrouz Building | Bab Al Bahr - Fayrouz Building | On Air | 25.6651 | 55.7476 | IBS | Residential | NE | RAK | RAS AL-KHAIMAH_JAZEERA NAD AL SILI | du | W | 3G-4G |  | On Air | On Air | 107575.1264 | 927516.7 | RAK5550
IDX5232 | IDX0232 | IDXL5232 | B2B Office Tower @ BB | B2B Office Tower @ BB | On Air | 25.191 | 55.285 | IBS | Commercial | DXB | Dubai | DUBAI_BURJ KHALIFA (BUSINESS BAY) | du | Huawei | 3G-4G |  | On Air | On Air | 299486.2944 | 2535424.4 | IDX0232
IDX5588 | IDX0588 | IDXL5588 | Azure Palm Jumeirah | Azure Palm Jumeirah | On Air | 25.1068 | 55.1526 | IBS | Residential | DXB | Dubai | DUBAI_NAKHLAT JUMEIRA (THE PALM JUMEIRAH) | du | T | 3G-4G |  | On Air | On Air | 260263.5853 | 1132927.6 | IDX0588
IDX5700 | IDX0700 | IDXL5700 | Azizi Yasamine Building | Azizi Yasamine Building | On Air | 25.033504 | 55.1469 | IBS | Residential | DXB | Dubai | DUBAI_Discovery Gardens | du | W | 3G-4G |  | On Air | On Air | 212872.254 | 1088171.6 | IDX0700
IDX5857 | IDX0857 | IDXL5857 | Azizi Orchid Building | Azizi Orchid Building | On Air | 25.0317 | 55.1497 | IBS | Residential | DXB | Dubai | DUBAI_Discovery Gardens | du | W | 3G-4G |  | On Air | On Air | 87161.1043 | 460361.6 | IDX0857
IDX5847 | IDX0847 | IDXL5847 | Azizi Liatris Building | Azizi Liatris Building | On Air | 25.0313 | 55.1499 | IBS | Residential | DXB | Dubai | DUBAI_Discovery Gardens | du |  | 3G-4G |  | On Air | On Air | 142898.4419 | 740486.3 | IDX0847
IDX5856 | IDX0856 | IDXL5856 | Azizi Iris Building | Azizi Iris Building | On Air | 25.032 | 55.1493 | IBS | Residential | DXB | Dubai | DUBAI_Discovery Gardens | du | W | 3G-4G |  | On Air | On Air | 109768.6239 | 721258.4 | IDX0856
IDX5763 | IDX0763 | IDXL5763 | Azizi Feirouz Building | Azizi Feirouz Building | On Air | 25.0332 | 55.1476 | IBS | Residential | DXB | Dubai | DUBAI_Discovery Gardens | du | W | 3G-4G |  | On Air | On Air | 151555.0365 | 1327102.7 | IDX0763
AAN0031 | AAN5031 | AANL0031 | Ayla Hotel | Ayla Hotel | On Air | 24.2284 | 55.7435 | IBS | Hotel | SE | Abu Dhabi | ABU DHABI_AL MUTAREDH | du | NSN | 2G-3G-4G | On Air | On Air | On Air | 364560.8645 | 720453.5184 | AAN5031
AAN0052 | AAN5052 | AANL0052 | Ayla Grand Hotel | Ayla Grand Hotel | On Air | 24.2245 | 55.7828 | IBS | Hotel | SE | Al Ain | ABU DHABI_CENTRAL DISTRICT | Etisalat | ETC | 2G-3G-4G | On Air | On Air | On Air | 266362.9976 | 1108734.1379 | AAN5052
AAN0045 | AAN5045 | AANL0045 | Ayla Al Bawadi Hotel | Ayla Al Bawadi Hotel | On Air | 24.1615 | 55.8062 | IBS | Hotel | SE | Abu Dhabi | ABU DHABI_AL KHRAIR | Etisalat | ETC | 2G-3G-4G | On Air | On Air | On Air | 690032.3425 | 2420491.032 | AAN5045
| IDX0525 | IDXL5525 | Axiom Telecom @ DSO |  | On Air | 25.1219 | 55.3797 |  | Commercial |  |  | 0 |  |  |  |  | On Air |  | 28317.8607 | 119973.7 | IDX0525
DXB0259 | DXB5259 | DXBL0259 | Awqaf & Minors Affairs Foundation (AMAF) | Awqaf & Minors Affairs Foundation (AMAF) | On Air | 25.2962 | 55.386 | IBS | Commercial | DXB | Dubai | DUBAI_AL NAHDA SECOND | du | NSN | 2G-3G | On Air | On Air |  | 367434.5217 | 0 | DXB5259
DXB0121 | DXB5121 | DXBL0121 | Aviation Club - Jumeirah Creekside Hotel | Aviation Club - Jumeirah Creekside Hotel | On Air | 25.2428 | 55.3406 | IBS | Hotel | DXB | Dubai | DUBAI_AL GARHOUD | Etisalat | ETC | 2G-3G-4G | On Air | On Air | On Air | 321465.005 | 1141345.4 | DXB5121
DXB0874 | DXB5874 | DXBL0874 | Auris Plaza Hotel | Auris Plaza Hotel | On Air | 25.1137 | 55.2003 | IBS | Hotel | DXB | Dubai | DUBAI_AL BARSHA FIRST | du | MOTO | 2G-3G-4G | On Air | On Air | On Air | 199767.0592 | 920359.6 | DXB5874
IDX5419 | IDX0419 | IDXL5419 | Auris Inn Al Muhanna Hotel at Tecom C | Auris Inn Al Muhanna Hotel at Tecom C | On Air | 25.0944 | 55.1774 | IBS | Hotel | DXB | Dubai | DUBAI_AL THANYAH FIRST (AL SAFOUH THIRD) | du | T | 3G-4G |  | On Air | On Air | 51827.4326 | 261911.4 | IDX0419
AUH0966 | AUH5966 |  | AUH Marina Mall_Tower | AUH Marina Mall | On Air | 24.476 | 54.322 | IBS | Mall | SE | Abu Dhabi | ABU DHABI_Al Ras Al Akhdar | du | NSN | 2G-3G | On Air | On Air |  | 3488.6303 | 0 | AUH5966
AUH0965 | AUH5965 | AUHL0965 | AUH Marina Mall_Snow Dome | AUH Marina Mall | On Air | 24.476 | 54.322 | IBS | Mall | SE | Abu Dhabi | ABU DHABI_Al Ras Al Akhdar | du | NSN | 2G-3G-4G | On Air | On Air | On Air | 432455.6214 | 4426392.9546 | AUH5965
AUH0961 | AUH5961 | AUHL0961 | AUH Marina Mall_Old Mall | AUH Marina Mall | On Air | 24.476 | 54.322 | IBS | Mall | SE | Abu Dhabi | ABU DHABI_Al Ras Al Akhdar | du | NSN | 2G-3G-4G | On Air | On Air | On Air | 1574096.2373 | 6030243.4546 | AUH5961
AUH0964 | AUH5964 | AUHL0964 | AUH Marina Mall_New Extension | AUH Marina Mall | On Air | 24.476 | 54.322 | IBS | Mall | SE | Abu Dhabi | ABU DHABI_Al Ras Al Akhdar | du | NSN | 2G-3G-4G | On Air | On Air | On Air | 1591288.9271 | 4249667.9579 | AUH5964
AUH0963 | AUH5963 |  | AUH Marina Mall_Food Court | AUH Marina Mall | On Air | 24.476 | 54.322 | IBS | Mall | SE | Abu Dhabi | ABU DHABI_Al Ras Al Akhdar | du | NSN | 2G-3G | On Air | On Air |  | 228901.7252 | 0 | AUH5963
AUH0962 | AUH5962 |  | AUH Marina Mall_Cinema | AUH Marina Mall | On Air | 24.476 | 54.322 | IBS | Mall | SE | Abu Dhabi | ABU DHABI_Al Ras Al Akhdar | du | NSN | 2G-3G | On Air | On Air |  | 1024583.8255 | 0 | AUH5962
AUH0960 | AUH5960 | AUHL0960 | AUH Marina Mall_Carrefour | AUH Marina Mall | On Air | 24.476 | 54.322 | IBS | Mall | SE | Abu Dhabi | ABU DHABI_Al Ras Al Akhdar | du | NSN | 2G-3G-4G | On Air | On Air | On Air | 507128.5944 | 6819506.1366 | AUH5960
AUH0459 | AUH5459 | AUHL0459 | Audit Building | Audit Building | On Air | 24.3941 | 54.5914 | IBS | Government | SE | Abu Dhabi | ABU DHABI_ZAYED CITY | Etisalat | ETC | 3G-4G |  | On Air | On Air | 589724.8376 | 759907.5729 | AUH5459
| RAK5600F | RAKL0600VI | ATOM_My City Center_Al Dhait | ATOM_My City Center_Al Dhait | On Air | 25.7284 | 55.92 |  | Mall | NE |  | RAS AL-KHAIMAH_DHAIT SOUTH - 4 |  |  | 3G-4G |  | On Air | On Air | 150632.7099 | 1261894.7 | RAK5600F
| IDX0946E | IDXL5946V | ATOM_Damas Jewellery Vault | ATOM_Damas Jewellery Vault | On Air | 25.0769 | 55.154 |  | Commercial | DXB |  | DUBAI_Jumeirah Lakes Towers (JLT) |  |  |  |  | On Air | On Air | 25493.8591 | 58555.2 | IDX0946E
NA |  | DXBL0302I | ATOM_Apple Offices | ATOM_Apple Offices | On Air | 25.2013 | 55.2725 | ATOM | Commercial | DXB | Dubai | DUBAI_BURJ KHALIFA (BUSINESS BAY) | du | Huawei | 4G |  |  | On Air | 0 | 624946.2 | #N/A | #N/A
NA | IDX0043T |  | ATOM Workz IMPZ | ATOM Workz IMPZ | On Air | 25.0291 | 55.1863 | ATOM | Commercial | DXB | Dubai | DUBAI_MEAISEM FIRST (JUMEIRAH GOLF ESTATE) | du | Huawei | 3G |  | On Air |  | 203576.1531 | 0 | IDX0043T
NA | AUH5403C | AUHL0403III | ATOM Western Bainoona Head Office | ATOM Western Bainoona Head Office | On Air | 24.3545 | 54.4842 | ATOM | Commercial | DXB | Dubai | ABU DHABI_Mussafah | du | T | 3G-4G |  | On Air | On Air | 249654.4382 | 401646.1476 | AUH5403C
NA | RAK5600E | RAKL0600V | ATOM Western Bainoona Crusher Taween | ATOM Western Bainoona Crusher Taween | On Air | 25.5363 | 56.0181 | ATOM | Residential | NE | RAK | FUJAIRAH_Northern Fujairah Rural | du | Huawei | 3G-4G |  | On Air | On Air | 10654.9952 | 43185.8 | RAK5600E
| IAD0991E | IADl5991V | ATOM Weatherford Manufacturing Facility ICAD |  | On Air | 24.2949 | 54.4803 |  | Commercial |  |  | ABU DHABI_MUSAFFAH SOUTH |  |  |  |  | On Air | On Air | 61408.5799 | 315279.2881 | IAD0991E
NA | AUH5560D | AUHL0560IV | Atom Warner Bros_Al Farah Offices | Atom Warner Bros_Al Farah Offices | On Air | 24.4938 | 54.5997 | ATOM | Commercial | SE | Abu Dhabi | ABU DHABI_YAS ISLAND | du | T | 3G-4G |  | On Air | On Air | 234643.4324 | 222549.9418 | AUH5560D
| IDX0942C | IDXL5942III | ATOM Unitra International New HQ |  | On Air | 25.2278 | 55.3727 |  | Commercial | [7 empty] | On Air |  | 2971.7425 | 10564.6 | IDX0942C
NA | AUH5673D | AUHL0673IV | ATOM United Printing & Publishing (UPP)_2 | ATOM United Printing & Publishing (UPP) | On Air | 24.5332 | 54.6783 | ATOM | Commercial | SE | Abu Dhabi | ABU DHABI_AL SHAHAMA | du | Huawei | 3G-4G |  | On Air | On Air | 117074.9232 | 568349.2637 | AUH5673D
NA | AUH5673C | AUHL0673III | ATOM United Printing & Publishing (UPP)_1 | ATOM United Printing & Publishing (UPP) | On Air | 24.5332 | 54.6783 | ATOM | Commercial | SE | Abu Dhabi | ABU DHABI_AL SHAHAMA | du | Huawei | 3G-4G |  | On Air | On Air | 173663.2122 | 418574.8479 | AUH5673C
NA | IDX0157T |  | ATOM Union Coop_Umm Sequim BF | ATOM Union Coop_Umm Sequim | On Air | 25.1955 | 55.2622 | IBS | Mall | DXB | Dubai | DUBAI_UMM SUQEIM SECOND | du | HW | 3G |  | On Air |  | 181252.0229 | 0 | #N/A
| IDX0947C | IDXL5947III | ATOM Union Coop_Umm Sequim 1F | ATOM Union Coop_Umm Sequim | On Air | 25.1432 | 55.2062 |  | commercial | DXB |  | DUBAI_UMM SUQEIM SECOND |  |  |  |  | On Air | On Air | 167871.9317 | 845401.1 | IDX0947C
NA | IDX0158T |  | ATOM Union Coop_Umm Sequim 1F | ATOM Union Coop_Umm Sequim | Decomm | 25.1432 | 55.2062 | IBS | commercial | DXB | Dubai | DUBAI_UMM SUQEIM SECOND | du | HW | 3G |  | Decomm |  | 108751.6886 | 0 | #N/A
NA | IDX0950E | IDXL5950V | ATOM Trinity Mechanical Services Upper | ATOM Trinity Mechanical Services | On Air | 25.1351 | 55.232 | ATOM | Commercial | DXB | Dubai | DUBAI_AL QOUZE IND.FIRST (AL QUOZ IND. FIRST) | du | W | 3G-4G |  | On Air | On Air | 67941.85 | 195010.8 | IDX0950E
NA | IDX0950D | IDXL5950IV | ATOM Trinity Mechanical Services Lower | ATOM Trinity Mechanical Services | On Air | 25.1351 | 55.232 | ATOM | Commercial | DXB | Dubai | DUBAI_AL QOUZE IND.FIRST (AL QUOZ IND. FIRST) | du | W | 3G-4G |  | On Air | On Air | 181246.4008 | 351410.8 | IDX0950D
NA | AUH5403B | AUHL0403II | ATOM Toyota AFM Wave Building_2 | ATOM Toyota AFM Wave Building | On Air | 24.3415 | 54.525 | ATOM | Commercial | SE | Abu Dhabi | ABU DHABI_Mussafah | du | Huawei | 3G-4G |  | On Air | On Air | 57754.5768 | 361279.463 | AUH5403B
NA | AUH5403A | AUHL0403I | ATOM Toyota AFM Wave Building_1 | ATOM Toyota AFM Wave Building | On Air | 24.3415 | 54.525 | ATOM | Commercial | SE | Abu Dhabi | ABU DHABI_Mussafah | du | Huawei | 3G-4G |  | On Air | On Air | 71737.1334 | 426701.1841 | AUH5403A
NA | IDX0972A |  | ATOM Time Square Hotel Deira | ATOM Time Square Hotel Deira | On Air | 25.2698 | 55.3119 | ATOM | Commercial | DXB | Dubai | DUBAI_NAIF | du | Huawei | 3G |  | On Air |  | 114044.7081 | 0 | #N/A
NA | AUH5532E |  | ATOM Tawazun Precision Industries_2 | ATOM Tawazun Precision Industries | On Air | 24.5582 | 54.8878 | ATOM | Commercial | SE | Abu Dhabi | ABU DHABI_ZAYED MILITARY CITY | du | Huawei | 3G |  | On Air |  | 550320.7896 | 0 | AUH5532E
NA | AUH5532D | AUHL0473I | ATOM Tawazun Precision Industries_1 | ATOM Tawazun Precision Industries | On Air | 24.5582 | 54.8878 | ATOM | Commercial | SE | Abu Dhabi | ABU DHABI_ZAYED MILITARY CITY | du | Huawei | 3G |  | On Air | On Air | 399204.4968 | 188314.2636 | AUH5532D
NA | AUH5818E | AUHL0818V | ATOM Stantec International (Al Mafraq Hospital) | ATOM Stantec International (Al Mafraq Hospital) | On Air | 24.3267 | 54.61 | ATOM | Commercial | SE | Abu Dhabi | ABU DHABI_SHAKHBOUT CITY | du | Huawei | 3G-4G |  | On Air | On Air | 20681.8204 | 118990.464 | AUH5818E
NA | IDX0156T | IDXL5156I | ATOM Sound Stage Building B_Stage | ATOM Sound Stage Building B | On Air | 25.0341 | 55.2452 | ATOM | Commercial | DXB | Dubai | DUBAI_AL HEBIAH SECOND (DUBAI LAND) | du | Huawei | 3G-4G |  | On Air | On Air | 11150.8449 | 87700.5 | IDX0156T
NA | IDX0150T | IDXL5150I | ATOM Sound Stage Building B_Office | ATOM Sound Stage Building B | On Air | 25.0341 | 55.2452 | ATOM | Commercial | DXB | Dubai | DUBAI_AL HEBIAH SECOND (DUBAI LAND) | du | Huawei | 3G-4G |  | On Air | On Air | 9448.3542 | 42897.1 | IDX0150T
NA | IDX0958E | IDXL5958V | ATOM Sobha MSD Office Meydan | ATOM Sobha MSD Office Meydan | On Air | 25.1668 | 55.2935 | ATOM | Commercial | DXB | Dubai | DUBAI_AL MERKADH (AL MERKAD) | du | W | 3G-4G |  | On Air | On Air | 46625.7484 | 331173.8 | IDX0958E
NA | IDX0952C | IDXL5952III | ATOM Site Office Marsa Al Seef | ATOM Site Office Marsa Al Seef | On Air | 25.2646 | 55.3026 | ATOM | Commercial | DXB | Dubai | DUBAI_AL HAMRIYA | du | Waseela | 3G-4G |  | On Air | On Air | 313702.7367 | 1057486.4 | #N/A
| IDX0941D | IDXL5941IV | ATOM Sika UAE LLC_2 | ATOM Sika UAE LLC | On Air | 24.8238 | 55.1048 |  | Commercial |  |  | DUBAI_SAIH SHUAIB 4 |  |  |  |  | On Air | On Air | 9258.8056 | 41550.2 | IDX0941D
| IDX0941C | IDXL5941III | ATOM Sika UAE LLC_1 | ATOM Sika UAE LLC | On Air | 24.8238 | 55.1048 |  | Commercial |  |  | DUBAI_SAIH SHUAIB 4 |  |  |  |  | On Air | On Air | 8676.2281 | 30615.8 | IDX0941C
NA | IDX0968A | IDXL5968I | ATOM Sheikh Zayed Housing Programme | ATOM Sheikh Zayed Housing Programme | On Air | 25.2331 | 55.3545 | ATOM | Government | DXB | Dubai | DUBAI_AL GARHOUD | du | T | 3G-4G |  | On Air | On Air | 36862.0799 | 623711.1 | IDX0968A
NA | SHJ5499C |  | ATOM Sharjah University W12 Building_GF | ATOM Sharjah University | On Air | 25.2878 | 55.4783 | ATOM | Commercial | NE | Sharjah | SHARJAH_UNIVERSITY CITY | du | Huawei | 3G |  | On Air |  | 79031.9478 | 0 | #N/A
NA | SHJ5499D |  | ATOM Sharjah University W12 Building_2F | ATOM Sharjah University | On Air | 25.2878 | 55.4783 | ATOM | Commercial | NE | Sharjah | SHARJAH_UNIVERSITY CITY | du | Huawei | 3G |  | On Air |  | 22500.2603 | 0 | #N/A
NA | SHJ5499A |  | ATOM Sharjah University M12 Building_GF | ATOM Sharjah University | On Air | 25.2871 | 55.4778 | ATOM | Commercial | NE | Sharjah | SHARJAH_UNIVERSITY CITY | du | Huawei | 3G |  | On Air |  | 71927.9161 | 0 | #N/A
NA | SHJ5499B |  | ATOM Sharjah University M12 Building_1F | ATOM Sharjah University | On Air | 25.2871 | 55.4778 | ATOM | Commercial | NE | Sharjah | SHARJAH_UNIVERSITY CITY | du | Huawei | 3G |  | On Air |  | 28354.7945 | 0 | #N/A
NA | SHJ5498E | SHJL0498V | ATOM Sharjah Police Staff Accommodation | ATOM Sharjah Police Staff Accommodation | On Air | 25.3549 | 55.45 | ATOM | Government | NE | Sharjah | SHARJAH_AL RAMTHA | du | W | 3G-4G |  | On Air | On Air | 1295584.4399 | 809279.5 | SHJ5498E
NA | AUH5811F | AUHL0811VI | Atom Schlumberger_ICAD Office | Atom Schlumberger_ICAD Office | On Air | 24.2853 | 54.4717 | ATOM | Commercial | SE | Abu Dhabi | ABU DHABI_MUSAFFAH SOUTH | du | Huawei | 3G |  | On Air | On Air | 59674.5057 | 26218.1168 | AUH5811F
NA | AUH5811E | AUHL0811V | Atom Schlumberger_2 | Atom Schlumberger_2 | On Air | 24.383 | 54.4994 | ATOM | Commercial | SE | Abu Dhabi | ABU DHABI_Mussafah | du | Huawei | 3G-4G |  | On Air | On Air | 31832.9822 | 145057.5101 | AUH5811E
NA | IDX0136T |  | ATOM Schindler SZR Dubai Office | ATOM Schindler SZR Dubai Office | On Air | 25.1533 | 55.2252 | ATOM | Commercial | DXB | Dubai | DUBAI_AL SAFA SECOND | du | Huawei | 3G |  | On Air |  | 169132.7229 | 0 | #N/A
NA | DXB5148C |  | Atom Samacom | Atom Samacom | On Air | 25.0245 | 55.1424 | ATOM | Commercial | DXB | Dubai | DUBAI_JABAL ALI Gardens | du | Huawei | 3G |  | On Air |  | 390493.7565 | 0 | DXB5148C
NA | IDX0965E | IDXL5965V | ATOM Royal villa | ATOM Royal villa | On Air | 25.131 | 55.1814 | ATOM | Residential | DXB | Dubai | DUBAI_AL SAFOUH FIRST | du | T | 3G-4G |  | On Air | On Air | 312.888 | 4368.2 | IDX0965E
| IDX0940D | IDXL5940IV | ATOM Riu Hotel Project_2 | ATOM Riu Hotel Project | On Air | 25.3014 | 55.3056 |  | Commercial |  |  | 0 |  |  |  |  | On Air | On Air | 107892.7089 | 219712.6 | #N/A
| IDX0940C | IDXL5940III | ATOM Riu Hotel Project_1 | ATOM Riu Hotel Project | On Air | 25.3014 | 55.3056 |  | Commercial |  |  | 0 |  |  |  |  | On Air | On Air | 137020.252 | 265606.7 | #N/A
NA | IDX0978C | IDXL5978III | ATOM Qayamat Al Bahar Lebanese Cuisine | ATOM Qayamat Al Bahar Lebanese Cuisine | On Air | 25.1334 | 55.1833 | ATOM | Hotel | DXB | Dubai | DUBAI_AL SAFOUH FIRST | du | Huawei | 3G-4G |  | On Air | On Air | 9581.9628 | 47474.7 | IDX0978C
NA | IDX0959D | IDXL5959IV | ATOM Polo Academy Al Habtoor | ATOM Polo Academy Al Habtoor | On Air | 25.0371 | 55.2533 | ATOM | Hotel | DXB | Dubai | DUBAI_WADI AL SAFA 5 (DUBAI LAND) | du | W | 3G-4G |  | On Air | On Air | 18138.6698 | 79012.4 | IDX0959D
NA | AUH5458C | AUHL0458III | ATOM Pivot Engineering Office Mussaffah | ATOM Pivot Engineering Office Mussaffah | On Air | 24.343 | 54.5004 | ATOM | Commercial | SE | Abu Dhabi | ABU DHABI_Mussafah | du | HW | 3G-4G |  | On Air | On Air | 43325.3178 | 162841.4802 | AUH5458C
NA | IDX0185T |  | ATOM PIER 7_Atom Cell | ATOM PIER 7_Atom Cell | On Air | 25.076 | 55.1387 | ATOM | Mall | DXB | Dubai | DUBAI_MARSA DUBAI | du | Huawei | 3G |  | On Air |  | 234925.0253 | 0 | #N/A
NA | IDX0031T |  | ATOM Pier 7 | ATOM Pier 7 | On Air | 25.076 | 55.1387 | ATOM | Hotel | DXB | Dubai | DUBAI_MARSA DUBAI | du | Huawei | 3G |  | On Air |  | 202593.7357 | 0 | #N/A
NA | IDX0005T |  | Atom Noor Bank (Essa saleh Al Gurg 3) | Atom Noor Bank (Essa saleh Al Gurg 3) | On Air | 25.2585 | 55.3214 | ATOM | Commercial | DXB | Dubai | DUBAI_RIGGAT AL BUTEEN | du | Huawei | 3G |  | On Air |  | 642218.5287 | 0 | #N/A
NA | SHJ5499F |  | ATOM Nielsen Office 4F @ Al Reem Plaza Sharjah | ATOM Nielsen Office | On Air | 25.3323 | 55.3904 | ATOM | Commercial | NE | Sharjah | SHARJAH_AL MAZAJ FIRST | du | Huawei | 3G |  | On Air |  | 431454.229 | 0 | #N/A
NA | SHJ5499E |  | ATOM Nielsen Office 3F @ Al Reem Plaza Sharjah | ATOM Nielsen Office | On Air | 25.3323 | 55.3904 | ATOM | Commercial | NE | Sharjah | SHARJAH_AL MAZAJ FIRST | du | Huawei | 3G |  | On Air |  | 217286.5049 | 0 | #N/A
NA | IDX0006T |  | ATOM New Blood Donation Center Latifa Hospital | ATOM New Blood Donation Center Latifa Hospital | On Air | 25.2245 | 55.3181 | ATOM | Hospital | DXB | Dubai | DUBAI_AL JADAF | du | Huawei | 3G |  | On Air |  | 38784.5472 | 0 | #N/A
NA | IDX0961E | IDXL5961V | ATOM Nedaa Headquarters | ATOM Nedaa Headquarters | On Air | 25.0852 | 55.1988 | ATOM | Government | DXB | Dubai | DUBAI_AL BARSHA THIRD | du | HW | 3G-4G |  | On Air | On Air | 4953.239 | 20030.4 | IDX0961E
NA | AAN5399E | AANL0399III | ATOM NBHI Engineering Office | ATOM NBHI Engineering Office | On Air | 24.1617 | 55.8079 | ATOM | Commercial | SE | Abu Dhabi | ABU DHABI_AL KHRAIR | du | Huawei | 3G-4G |  | On Air | On Air | 45982.1663 | 64629.3206 | AAN5399E
NA | IDX0121T |  | ATOM Nakheel Sales Office Palm Jumeriah | ATOM Nakheel Sales Office Palm Jumeriah | On Air | 25.1024 | 55.1558 | ATOM | Commercial | DXB | Dubai | DUBAI_NAKHLAT JUMEIRA (THE PALM JUMEIRAH) | du | Huawei | 3G |  | On Air |  | 10022.3043 | 0 | #N/A
NA | AAN5398B | AANL0398II | ATOM Nael Group (Cement)_Workshop Office | ATOM Nael Group (Cement) | On Air | 24.0403 | 55.5904 | ATOM | Commercial | SE | Abu Dhabi | ABU DHABI_INDUSTRIAL AREA | du | Huawei | 3G-4G |  | On Air | On Air | 6618.3481 | 12636.2097 | AAN5398B
NA | AAN5399J | AANL0399VI | ATOM Nael Group (Cement)_Laboratory | ATOM Nael Group (Cement) | On Air | 24.0403 | 55.5904 | ATOM | Commercial | SE | Abu Dhabi | ABU DHABI_INDUSTRIAL AREA | du | Huawei | 3G-4G |  | On Air | On Air | 13454.189 | 5956.8055 | AAN5399J
NA | AAN5398A | AANL0398I | ATOM Nael Group (Cement)_G.R.C. Factory | ATOM Nael Group (Cement) | On Air | 24.0403 | 55.5904 | ATOM | Commercial | SE | Abu Dhabi | ABU DHABI_INDUSTRIAL AREA | du | Huawei | 3G-4G |  | On Air | On Air | 57254.0385 | 397393.7597 | AAN5398A
NA | AAN5399I | AANL0399V | ATOM Nael Group (Cement)_Admin Building | ATOM Nael Group (Cement) | On Air | 24.0403 | 55.5904 | ATOM | Commercial | SE | Abu Dhabi | ABU DHABI_INDUSTRIAL AREA | du | Huawei | 3G-4G |  | On Air | On Air | 3672.7808 | 34101.747 | AAN5399I
NA | AAN5399F | AANL0399IV | Atom Nael Bin Harmal Villa | Atom Nael Bin Harmal Villa | On Air | 24.2167 | 55.7574 | ATOM | Commercial | SE | Al Ain | ABU DHABI_AL JAHILI | du | Huawei | 3G-4G |  | On Air | On Air | 38458.1481 | 242748.5459 | AAN5399F
NA | AAN5399A | AANL0399VII | Atom Nael Bin Harmal Villa | Atom Nael Bin Harmal Villa | On Air | 24.2329 | 55.7357 | ATOM | Residential | SE | Al Ain | ABU DHABI_AL JAHILI | du | Huawei | 3G-4G |  | On Air | On Air | 18822.3863 | 73434.63 | AAN5399A
| IDX0953B | IDXL5953II | ATOM Multiplex Construction Accommodation_2 | ATOM Multiplex Construction Accommodation | On Air | 24.9789 | 55.2043 |  | Residential | DXB |  | DUBAI_DUBAI INVESTMENT PARK SECOND |  |  |  |  | On Air | On Air | 24172.813 | 197281.8 | IDX0953B
NA | IDX0958D | IDXL5958IV | ATOM Multiplex Construction Accommodation_1 | ATOM Multiplex Construction Accommodation | On Air | 24.9788 | 55.2039 | ATOM | Commercial | DXB | Dubai | DUBAI_DUBAI INVESTMENT PARK SECOND | du | W | 3G-4G |  | On Air | On Air | 148299.988 | 265066.1 | IDX0958D
NA | IDX0950B | IDXL5950II | ATOM MSC Office Meydan Sobha | ATOM MSC Office Meydan Sobha | On Air | 25.1672 | 55.2931 | ATOM | Commercial | DXB | Dubai | DUBAI_AL MERKADH (AL MERKAD) | du | W | 3G-4G |  | On Air | On Air | 125682.4948 | 532584 | IDX0950B
NA | AUH5560E | AUHL0560V | ATOM Modern Pharmaceutical Company | ATOM Modern Pharmaceutical Company | On Air | 24.6949 | 54.7388 | ATOM | Commercial | SE | Abu Dhabi | ABU DHABI_KHALIFA INDUSTRIAL CITY A | du | Tawasol | 3G-4G |  | On Air | On Air | 72942.6375 | 96198.6769 | AUH5560E
NA | AJM5998A | AJML0998I | ATOM Ministry of Education Teachers Education Institute | ATOM Ministry of Education Teachers Education Institute | On Air | 25.3855 | 55.5542 | ATOM | Government | NE | Ajman | AJMAN_MUNTAZY 2 | du | W | 3G-4G |  | On Air | On Air | 66058.6605 | 356030.8 | AJM5998A
NA | SHJ5500I |  | ATOM Medcare Clinic Sharjah | ATOM Medcare Clinic Sharjah | On Air | 25.311 | 55.3737 | ATOM | Commercial | NE | Sharjah | SHARJAH_AL MAMZAR | du | Huawei | 3G |  | On Air |  | 336178.5642 | 0 | #N/A
NA | IDX0973A | IDXL5973I | ATOM Meadows Center Spinneys | ATOM Meadows Center Spinneys | On Air | 25.0542 | 55.172 | ATOM | Mall | DXB | Dubai | DUBAI_AL THANYAH FOURTH (EMIRATES HILL THIRD) | du | Huawei | 3G |  | On Air |  | 87174.8301 | 0 | #N/A
NA | IDX0972E | IDXL5972V | ATOM Meadows Center Fitness First | ATOM Meadows Center Fitness First | On Air | 25.0543 | 55.1707 | ATOM | Mall | DXB | Dubai | DUBAI_AL THANYAH FOURTH (EMIRATES HILL THIRD) | du | Huawei | 3G |  | On Air | On Air | 510767.7885 | 2803867.6 | IDX0972E
| SHJ5191B | SHJL0191II | ATOM Matajer at Al Jurainha 2 | ATOM Matajer at Al Jurainha | On Air | 25.2961 | 55.489 |  | Mall | NE |  | SHARJAH_AL JURAINA FIRST |  |  | 3G-4G |  | On Air | On Air | 119408.3225 | 288066.8 | SHJ5191B
NA | SHJ5191A | SHJL0191I | ATOM Matajer AL Jurainha _1 | ATOM Matajer at Al Jurainha | On Air | 25.2972 | 55.4902 | ATOM | mall | NE | Sharjah | SHARJAH_AL JURAINA FIRST | du | Waseela | 3G-4G |  | On Air | On Air | 470723.2604 | 1552919.3 | SHJ5191A
NA | IDX0955E | IDXL5955V | Atom Mashrek Bank Al Ghurair Centre 3F | Atom Mashrek Bank Al Ghurair Centre 3F | On Air | 25.2672 | 55.3173 | ATOM | Commercial | DXB | Dubai | DUBAI_AL MURAQQABAT | du | T | 3G-4G |  | On Air | On Air | 37899.7932 | 73778.6 | IDX0955E
NA | IDX0960E | IDXL5960V | ATOM Mars Office | ATOM Mars Office | On Air | 24.9847 | 55.084 | ATOM | commercial | DXB | Dubai | DUBAI_MENA JABAL ALI | du | Huawei | 3G-4G |  | On Air | On Air | 70737.5357 | 993628.8 | IDX0960E
NA | IDX0975D | IDXL5975IV | ATOM Makeen Building_2 | ATOM Makeen Building | On Air | 25.2532 | 55.3433 | ATOM | Commercial | DXB | Dubai | DUBAI_DUBAI INTL AIRPORT (DUBAI INTERNATIONAL AIRPORT) | du | Huawei | 3G-4G |  | On Air | On Air | 173560.3216 | 779622.9 | IDX0975D
NA | IDX0975C | IDXL5975III | ATOM Makeen Building_1 | ATOM Makeen Building | On Air | 25.2532 | 55.3433 | ATOM | Commercial | DXB | Dubai | DUBAI_DUBAI INTL AIRPORT (DUBAI INTERNATIONAL AIRPORT) | du | Huawei | 3G-4G |  | On Air | On Air | 95748.9767 | 414636.3 | IDX0975C
NA | IDX0058T | IDXL5058I | ATOM Mai Dubai_Office | ATOM Mai Dubai_Office | On Air | 25.0017 | 55.2743 | ATOM | Commercial | DXB | Dubai | DUBAI_AL YALAYIS 2 (DUBAI LAND) | du | Huawei | 3G-4G |  | On Air | On Air | 189676.2838 | 1337886 | IDX0058T
NA | IDX0059T | IDXL5059I | ATOM Mai Dubai_Factory | ATOM Mai Dubai_Factory | On Air | 25.0017 | 55.2743 | ATOM | Commercial | DXB | Dubai | DUBAI_AL YALAYIS 2 (DUBAI LAND) | du | Huawei | 3G |  | On Air |  | 256226.2297 | 0 | IDX0059T
NA | IDX0160T | IDXL5160I | ATOM Madinat Jumeirah_Engineering Room | ATOM Madinat Jumeirah_Engineering Room | On Air | 25.1326 | 55.1872 | ATOM | Hotel | DXB | Dubai | DUBAI_AL SAFOUH FIRST | du | Huawei | 3G-4G |  | On Air | On Air | 19445.1358 | 72841.9 | IDX0160T
NA | IDX0159T | IDXL5159I | ATOM Madinat Jumeirah_Control Room | ATOM Madinat Jumeirah_Control Room | On Air | 25.1326 | 55.1872 | ATOM | Hotel | DXB | Dubai | DUBAI_AL SAFOUH FIRST | du | Huawei | 3G-4G |  | On Air | On Air | 13714.4608 | 98596.5 | IDX0159T
NA | IDX0974A | IDXL5974I | ATOM Landmark Group Office GF_Jebel Ali | ATOM Landmark Group Office | On Air | 24.9982 | 55.1147 | ATOM | commercial | DXB | Dubai | DUBAI_JABAL ALI INDUSTRIAL FIRST (JEBEL ALI INDUSTRIAL AREA) | du | Huawei | 3G |  | On Air | On Air | 186309.8274 | 433621.1 | IDX0974A
NA | IDX0974B | IDXL5974II | ATOM Landmark Group Office 1F_Jebel Ali | ATOM Landmark Group Office | On Air | 24.9982 | 55.1147 | ATOM | commercial | DXB | Dubai | DUBAI_JABAL ALI INDUSTRIAL FIRST (JEBEL ALI INDUSTRIAL AREA) | du | Huawei | 3G-4G |  | On Air | On Air | 184344.1622 | 438795.9 | IDX0974B
NA | IDX0963B | IDXL5963II | ATOM KML Building_2 | ATOM KML Building | On Air | 25.1725 | 55.2596 | ATOM | Mall | DXB | Dubai | DUBAI_AL QOUZ FIRST (AL QUOZ FIRST) | du | HW | 3G-4G |  | On Air | On Air | 104507.5333 | 366284.4 | IDX0963B
NA | IDX0963A | IDXL5963I | ATOM KML Building_1 | ATOM KML Building | On Air | 25.173 | 55.2597 | ATOM | Commercial | DXB | Dubai | DUBAI_AL QOUZ FIRST (AL QUOZ FIRST) | du | HW | 3G-4G |  | On Air | On Air | 40560.3458 | 189422.5 | IDX0963A
| IDX0946D | IDXL5946IV | ATOM ICD Brooklyn Place B4_B6_B7 | ATOM ICD Brooklyn Place B4_B6_B7 | On Air | 25.2118 | 55.2802 |  | Commercial | DXB |  | DUBAI_ZAABEEL SECOND |  |  | 3G-4G |  | On Air | On Air | 724506.039 | 1685654.1 | #N/A
NA | IDX0953E | IDXL5953V | ATOM Hotpack Packaging Industries_2 | ATOM Hotpack Packaging Industries | On Air | 24.9765 | 55.1778 | ATOM | Commercial | DXB | Dubai | DUBAI_DUBAI INVESTMENT PARK FIRST | du | W | 3G-4G |  | On Air | On Air | 232055.343 | 983165.4 | IDX0953E
NA | IDX0953D | IDXL5953IV | ATOM Hotpack Packaging Industries_1 | ATOM Hotpack Packaging Industries | On Air | 24.9765 | 55.1778 | ATOM | Commercial | DXB | Dubai | DUBAI_DUBAI INVESTMENT PARK FIRST | du | W | 3G-4G |  | On Air | On Air | 59585.2133 | 160271.9 | IDX0953D
NA | AUH5560C | AUHL0560III | ATOM Honeywell new office - AUH | ATOM Honeywell new office - AUH | On Air | 24.4259 | 54.6268 | ATOM | commercial | SE | Abu Dhabi | ABU DHABI_KHALIFA CITY | du | T | 3G-4G |  | On Air | On Air | 37629.9008 | 188255.5711 | AUH5560C
NA | IDX0958C | IDXL5958III | ATOM Grand Stores Warehouse | ATOM Grand Stores Warehouse | On Air | 24.8748 | 55.1329 | ATOM | Commercial | DXB | Dubai | DUBAI_MADINAT AL MATAAR | du | W | 3G-4G |  | On Air | On Air | 152985.407 | 587611 | IDX0958C
| IDX0955A | IDXL5955I | ATOM Golden Finger Factory/Unilever-2 | ATOM Golden Finger Factory/Unilever | On Air | 24.8581 | 55.0707 |  | commercial | DXB |  | DUBAI_SAIH SHUAIB 2 |  |  |  |  | On Air | On Air | 14379.2157 | 6391.2 | IDX0955A
| IDX0959B | IDXL5959II | ATOM Golden Finger Factory/Unilever-1 | ATOM Golden Finger Factory/Unilever | On Air | 24.8581 | 55.0707 |  | commercial | DXB |  | DUBAI_SAIH SHUAIB 2 |  |  |  |  | On Air | On Air | 10418.8133 | 83582.6 | IDX0959B
| IDX0943D | IDXL5943IV | ATOM Glenbeigh Records Management |  | On Air | 24.9034 | 55.1192 |  | Commercial |  |  | DUBAI_MADINAT AL MATAAR |  |  |  |  | On Air | On Air | 15563.3094 | 63814.8 | IDX0943D
NA | IDX0953A | IDXL5953I | ATOM GEOSCIENCE Testing Lab | ATOM GEOSCIENCE Testing Lab | On Air | 25.2286 | 55.3728 | ATOM | Commercial | DXB | Dubai | DUBAI_SAIH SHUAIB 2 | du | W | 3G-4G |  | On Air | On Air | 112785.7348 | 248940.1 | IDX0953A
| IDX0950C | IDXL5950III | Atom General Directorate of Residency & Foreigners Affairs Store-Al Barsha |  | On Air | 25.1109 | 55.2347 |  | Government |  |  | DUBAI_AL QOUZE IND.FOURTH (AL QUOZ IND. FOURTH) |  |  |  |  | On Air |  | 15431.4375 | 11018 | IDX0950C
NA | IDX0949A | IDXL5949I | ATOM GEMS FirstPoint School @ The Villa_Block B | ATOM GEMS FirstPoint School @ The Villa_Block B | On Air | 25.0891 | 55.3757 | ATOM | University | DXB | Dubai | DUBAI_WADI AL SAFA 5 (DUBAI LAND) | du | W | 3G-4G |  | On Air |  | 22035.5139 | 0 | IDX0949A
NA | SHJ5500C |  | ATOM Geco Complex Building_Office | ATOM Geco Complex Building_Office | On Air | 25.3113 | 55.4229 | ATOM | Commercial | NE | Sharjah | SHARJAH_INDUSTRIAL AREA 12 | du | Huawei | 3G |  | On Air |  | 61637.2099 | 0 | #N/A
NA | IDX0981E | IDXL5981V | ATOM GE Oil & GAS Warehouse | ATOM GE Oil & GAS | On Air | 24.9757 | 55.0875 | ATOM | Government | DXB | Dubai | DUBAI_MENA JABAL ALI | du | Huawei | 3G-4G |  | On Air | On Air | 146747.0146 | 1303420.1 | IDX0981E
NA | IDX0981D | IDXL5981IV | ATOM GE Oil & GAS Offices | ATOM GE Oil & GAS | On Air | 24.975 | 55.088 | ATOM | Government | DXB | Dubai | DUBAI_MENA JABAL ALI | du | Huawei | 3G-4G |  | On Air | On Air | 57926.6726 | 683759.5 | IDX0981D
NA | AUH5811I | AUHL0811III | ATOM GDC Hospital_GF | ATOM GDC Hospital | On Air | 24.4466 | 54.3636 | ATOM | Hospital | SE | Abu Dhabi | ABU DHABI_Al Mushrif | du | Huawei | 3G |  | On Air |  | 140341.8835 | 0 | AUH5811I
NA | AUH5811J | AUHL0811IV | ATOM GDC Hospital_1F | ATOM GDC Hospital | On Air | 24.4466 | 54.3636 | ATOM | Hospital | SE | Abu Dhabi | ABU DHABI_Al Mushrif | du | Huawei | 3G |  | On Air |  | 23321.844 | 0 | AUH5811J
NA | IDX0963D | IDXL5963IV | ATOM Gatekeeper Security Middle East | ATOM Gatekeeper Security Middle East | On Air | 25.1335 | 55.3864 | ATOM | Commercial | DXB | Dubai | DUBAI_NADD HESSA (DUBAI SILICON OASIS) | du | HW | 3G-4G |  | On Air | On Air | 8070.7955 | 45597.3 | IDX0963D
NA | IDX0956A | IDXL5956I | ATOM Galadari Ice Cream Company | ATOM Galadari Ice Cream Company | On Air | 24.8648 | 55.0423 | ATOM | Commercial | DXB | Dubai | DUBAI_UMM RAMOOL | du | W | 3G-4G |  | On Air | On Air | 53556.9898 | 209867.2 | IDX0956A
NA | IDX0208T |  | ATOM G4S Building Kasama Building | ATOM G4S Building Kasama Building | On Air | 25.1498 | 55.226 | ATOM | Commercial | DXB | Dubai | DUBAI_AL QOUZE IND.FIRST (AL QUOZ IND. FIRST) | du | Huawei | 3G |  | On Air |  | 73701.4564 | 0 | #N/A
NA | IDX0103T |  | ATOM G4S Building Kasama Building | ATOM G4S Building Kasama Building | On Air | 25.1498 | 55.226 | ATOM | Commercial | DXB | Dubai | DUBAI_AL QOUZE IND.FIRST (AL QUOZ IND. FIRST) | du | Huawei | 3G |  | On Air |  | 34333.8742 | 0 | #N/A
NA | IDX0949C | IDXL5949III | ATOM French Bakery Al Quoz | ATOM French Bakery Al Quoz | On Air | 25.1333 | 55.2451 | ATOM | commercial | DXB | Dubai | DUBAI_AL QOUZE IND.SECOND (AL QUOZ IND. SECOND) | du | W | 3G-4G |  | On Air | On Air | 51573.0622 | 67152.3 | IDX0949C
NA | IDX0228T |  | ATOM Flydubai HQ Bldg 2 | ATOM Flydubai HQ Bldg | On Air | 25.2707 | 55.3476 | ATOM | Commercial | DXB | Dubai | DUBAI_DUBAI INTL AIRPORT (DUBAI INTERNATIONAL AIRPORT) | du | Huawei | 3G |  | On Air |  | 156706.1085 | 0 | IDX0228T
NA | IDX0227T |  | ATOM Flydubai HQ Bldg 1 | ATOM Flydubai HQ Bldg | On Air | 25.2707 | 55.3476 | ATOM | Commercial | DXB | Dubai | DUBAI_DUBAI INTL AIRPORT (DUBAI INTERNATIONAL AIRPORT) | du | Huawei | 3G |  | On Air |  | 370242.0784 | 0 | IDX0227T
NA | IDX0968B | IDXL5968II | ATOM Fine Edge Decor (aka. Johnson Co.) | ATOM Fine Edge Decor (aka. Johnson Co.) | On Air | 24.9865 | 55.2171 | ATOM | Commercial | DXB | Dubai | DUBAI_DUBAI INVESTMENT PARK SECOND | du | W | 3G-4G |  | On Air | On Air | 23027.5642 | 62086.1 | IDX0968B
NA | IDX0983E | IDXL5983V | ATOM FGB Mirdiff | ATOM FGB Mirdiff | On Air | 25.2224 | 55.4219 | ATOM | Commercial | DXB | Dubai | DUBAI_MIRDIF | du | HW | 3G-4G |  | On Air | On Air | 262368.2209 | 617777.2 | IDX0983E
NA | IDX0982B | IDXL5982II | ATOM FGB Deira_2 | ATOM FGB Deira | On Air | 25.2645 | 55.3304 | ATOM | Commercial | DXB | Dubai | DUBAI_AL KHABAISI | du | Huawei | 3G-4G |  | On Air | On Air | 187239.6909 | 770807.2 | IDX0982B
NA | IDX0982A | IDXL5982I | ATOM FGB Deira_1 | ATOM FGB Deira | On Air | 25.2645 | 55.3304 | ATOM | Commercial | DXB | Dubai | DUBAI_AL KHABAISI | du | Huawei | 3G-4G |  | On Air | On Air | 533027.471 | 2886341.3 | IDX0982A
NA | AUH5818F |  | ATOM FFG Building Dhafra Air base Abu Dhabi | ATOM FFG Building Dhafra Air base Abu Dhabi | On Air | 24.2525 | 54.5551 | ATOM | Airport | SE | Abu Dhabi | ABU DHABI_AL DHAFRAH | du |  | 3G |  | On Air |  | 326927.5608 | 0 | AUH5818F
NA | IDX0974E |  | ATOM FAMCO DIP | ATOM FAMCO DIP | On Air | 24.962 | 55.202 | ATOM | Commercial | DXB | Dubai | DUBAI_DUBAI INVESTMENT PARK SECOND | du | Huawei | 3G |  | On Air |  | 82262.4161 | 0 | #N/A
NA | IDX0952A | IDXL5952I | ATOM Falcon Centre_Souq | ATOM Falcon Centre_Souq | On Air | 25.1524 | 55.2905 | ATOM | Commercial | DXB | Dubai | DUBAI_NADD AL SHIBA FIRST (RANCHES) | du | Huawei | 3G-4G |  | On Air | On Air | 41847.0946 | 615442.9 | IDX0952A
NA | IDX0952B | IDXL5952II | ATOM Falcon Centre_Museum | ATOM Falcon Centre_Museum | On Air | 25.1524 | 55.2905 | ATOM | Commercial | DXB | Dubai | DUBAI_NADD AL SHIBA FIRST (RANCHES) | du | Huawei | 3G-4G |  | On Air | On Air | 4556.2059 | 19351.3 | IDX0952B
NA | DXB5148E | DXBL0148E | Atom Evolvence Group (Park Place Tower SZR) | Atom Evolvence Group (Park Place Tower SZR) | On Air | 25.2244 | 55.2833 | ATOM | Commercial | DXB | Dubai | DUBAI_TRADE CENTER FIRST | du | Huawei | 3G-4G |  | On Air | On Air | 21802.8033 | 68204.6 | #N/A
| IDX0945E | IDXL5945V | ATOM Etihad Gold Refinery | ATOM Etihad Gold Refinery | On Air | 25.06 | 55.1354 |  | Commercial | DXB |  | DUBAI_Discovery Gardens |  |  | 3G |  | On Air | On Air | 63689.3511 | 97593.5 | IDX0945E
NA | DXB5148J |  | Atom ETA | Atom ETA | On Air | 25.2585 | 55.3214 | ATOM | Commercial | DXB | Dubai | DUBAI_AL MURAQQABAT | du | Huawei | 3G |  | On Air |  | 208831.9546 | 0 | DXB5148J
NA | IDX0975A | IDXL5975I | ATOM ENBD Nad Al Shiba Branch | ATOM ENBD Nad Al Shiba Branch | On Air | 25.1715 | 55.3224 | ATOM | Commercial | DXB | Dubai | DUBAI_NADD AL SHIBA FIRST (RANCHES) | du | Huawei | 3G-4G |  | On Air | On Air | 49622.6569 | 163995.9 | IDX0975A
NA | AUH5458E | AUHL0458V | ATOM Emirates Post Head Office | ATOM Emirates Post Head Office | On Air | 24.4808 | 54.3679 | ATOM | Commercial | SE | Abu Dhabi | ABU DHABI_Madinat Zayed(AD) | du | W | 3G-4G |  | On Air | On Air | 217201.4297 | 834156.6772 | AUH5458E
| IAD0992D | IADL5992IV | ATOM Emirates Palace Royal Kitchen |  | On Air | 24.459 | 54.3126 |  | Hotel |  |  | 0 |  |  |  |  | On Air | On Air | 701.0953 | 1871.7643 | IAD0992D
NA | IDX0966D | IDXL5966IV | ATOM Emirates Hills-Pavilion | ATOM Emirates Hills-Pavilion | On Air | 25.0944 | 55.2452 | ATOM | Commercial | DXB | Dubai | DUBAI_HADAEQ SHEIKH MOHAMMED BIN RASHID (RANCHES) | du | T | 3G-4G |  | On Air | On Air | 34709.4536 | 254099.8 | IDX0966D
NA | IDX0018T |  | ATOM Emirates Catering Al Aweer | ATOM Emirates Catering Al Aweer | On Air | 25.1526 | 55.5037 | ATOM | Commercial | DXB | Dubai | DUBAI_AL ROWAIYAH THIRD (800) | du | Huawei | 3G |  | On Air |  | 77720.572 | 0 | #N/A
NA | IDX0970D |  | ATOM Emirates Academy Phase-2 | ATOM Emirates Academy Phase | On Air | 25.1374 | 55.1902 | ATOM | Commercial | DXB | Dubai | DUBAI_UMM SUQEIM THIRD | du | Huawei | 3G |  | On Air |  | 14664.8784 | 0 | IDX0970D
NA | IDX0970C |  | ATOM Emirates Academy Phase-1 | ATOM Emirates Academy Phase | On Air | 25.1374 | 55.1902 | ATOM | Commercial | DXB | Dubai | DUBAI_UMM SUQEIM THIRD | du | Huawei | 3G |  | On Air |  | 17077.9846 | 0 | IDX0970C
NA | AUH5560B | AUHL0560II | ATOM EGA New Admin Building_Right | ATOM EGA New Admin Building | On Air | 24.7783 | 54.7375 | ATOM | Commercial | SE | Abu Dhabi | ABU DHABI_KHALIFA INDUSTRIAL CITY A | du | T | 3G-4G |  | On Air | On Air | 113376.3494 | 398893.4299 | AUH5560B
NA | AUH5560A | AUHL0560I | ATOM EGA New Admin Building_Left | ATOM EGA New Admin Building | On Air | 24.7789 | 54.7374 | ATOM | commercial | SE | Abu Dhabi | ABU DHABI_KHALIFA INDUSTRIAL CITY A | du | T | 3G-4G |  | On Air | On Air | 96269.2679 | 321926.3518 | AUH5560A
| IDX0947A | IDXL5947I | ATOM DXB Airport Police Barracks_Al Rashidiya | ATOM DXB Airport Police Barracks_Al Rashidiya | On Air | 25.2278 | 55.385 |  | Airport | DXB |  | DUBAI_AL RASHIDIYA |  |  |  |  | On Air | On Air | 834188.1454 | 3577293.7 | IDX0947A
NA | IDX0035T |  | ATOM DXB Airport Police Barracks_Al Rashidiya | ATOM DXB Airport Police Barracks_Al Rashidiya | Decomm | 25.2278 | 55.385 | ATOM | Airport | DXB | Dubai | DUBAI_AL RASHIDIYA | du | Huawei | 3G |  | Decomm |  | 348902.6514 | 0 | #N/A
NA | IDX0973E |  | ATOM Dubizzle Shatha Tower 11F Floor | ATOM Dubizzle Shatha Tower 11F Floor | On Air | 25.0895 | 55.153 | ATOM | Commercial | DXB | Dubai | DUBAI_AL SAFOUH SECOND | du | Huawei | 3G |  | On Air |  | 67506.3547 | 0 | #N/A
NA | IDX0974D | IDXL5974IV | ATOM Dubailand Sales Office_2 | ATOM Dubailand Sales Office | On Air | 25.0585 | 55.2463 | ATOM | Commercial | DXB | Dubai | DUBAI_AL BARSHA SOUTH THIRD | du | Huawei | 3G-4G |  | On Air | On Air | 10622.9651 | 73951.8 | #N/A
NA | IDX0974C | IDXL5974III | ATOM Dubailand Sales Office_1 | ATOM Dubailand Sales Office | On Air | 25.0585 | 55.2463 | ATOM | Commercial | DXB | Dubai | DUBAI_AL BARSHA SOUTH THIRD | du | Huawei | 3G-4G |  | On Air | On Air | 54374.3856 | 203200.2 | #N/A
NA | IDX0013T |  | ATOM Dubai Outlet Mall Management Office | ATOM Dubai Outlet Mall Management Office | On Air | 25.0741 | 55.4006 | ATOM | Commercial | DXB | Dubai | DUBAI_UMM NAHAD FIRST (DUBAI LAND) | du | Huawei | 3G |  | On Air |  | 46898.4446 | 0 | #N/A
NA | IDX0966B | IDXL5966II | ATOM Dubai Maritime Business Centre_2 | ATOM Dubai Maritime Business Centre | On Air | 25.2621 | 55.2654 | ATOM | Commercial | DXB | Dubai | DUBAI_MADINAT DUBAI AL MELAHEYAH (AL MINA) | du | HW | 3G-4G |  | On Air | On Air | 71743.8658 | 481488.2 | IDX0966B
NA | IDX0966A | IDXL5966I | ATOM Dubai Maritime Business Centre_1 | ATOM Dubai Maritime Business Centre | On Air | 25.2621 | 55.2654 | ATOM | Commercial | DXB | Dubai | DUBAI_MADINAT DUBAI AL MELAHEYAH (AL MINA) | du | HW | 3G-4G |  | On Air | On Air | 31564.5136 | 109994.2 | IDX0966A
NA | IDX0978D | IDXL5978IV | ATOM Dubai Mall Fashion Lounge | ATOM Dubai Mall Fashion Lounge | On Air | 25.1975 | 55.2792 | ATOM | Mall | DXB | Dubai | DUBAI_BURJ KHALIFA (BUSINESS BAY) | du | Huawei | 3G-4G |  | On Air | On Air | 7149.1169 | 85681 | IDX0978D
| IDX0942D | IDXL5942IV | ATOM du Warehouse | ATOM du Warehouse | On Air | 24.9864 | 55.1514 |  | Commercial | DXB |  | DUBAI_DUBAI INVESTMENT PARK FIRST |  |  |  |  | On Air | On Air | 179771.4058 | 3765263.2 | IDX0942D
NA | UAQ5800A | UAQL0800I | Atom Du Shop Umm Al Quwain | Atom Du Shop Umm Al Quwain | On Air | 25.4944 | 55.5519 | ATOM | Commercial | NE | Umm al Quwain | UMM AL QUWAIN_Industral Area - UAQ | du | Huawei | 3G-4G |  | On Air | On Air | 17595.8816 | 287001.2 | #N/A
NA | IDX0016T | IDXL5016II | Atom DU Shop Twar Center | Atom DU Shop Twar Center | On Air | 25.2638 | 55.3862 | ATOM | Commercial | DXB | Dubai | DUBAI_AL QUSAIS SECOND | du | Huawei | 3G |  | On Air |  | 354668.2172 | 0 | IDX0016T
NA | AAN5399B | AANL0399I | Atom Du Shop Al Ain Municipality - Al Hayer Br | Atom Du Shop Al Ain Municipality - Al Hayer Br | On Air | 24.5939 | 55.7461 | ATOM | Commercial | SE | Al Ain | ABU DHABI_AL HAYER | du | Huawei | 3G-4G |  | On Air | On Air | 175683.6636 | 284369.1253 | AAN5399B
NA | AUH5811C | AUHL05322 | Atom du Forum_2 | Atom du Forum | On Air | 24.464 | 54.6016 | ATOM | Exhibition | SE | Abu Dhabi | ABU DHABI_YAS ISLAND | du | Huawei | 3G-4G |  | On Air | On Air | 29202.1907 | 86473.2504 | #N/A
| AUH5811B | AUHL0811 | Atom du Forum_1, Atom du Forum_1(4G 2600) | Atom du Forum | On Air | 24.464 | 54.6016 | ATOM | Exhibition | SE | Abu Dhabi | ABU DHABI_YAS ISLAND | du | Huawei | 3G-4G |  | On Air | On Air | 36220.5491 | 645123.7633 | #N/A
|  | AUHL0532 | Atom du Forum_1 Atom du Forum_1 (4G 1800) | Atom du Forum | On Air | 24.464 | 54.6016 | ATOM | Exhibition | SE | Abu Dhabi | ABU DHABI_YAS ISLAND | du | Huawei | 4G |  |  | On Air | 0 | 546563.572 | #N/A | #N/A
NA | DXB5787C |  | Atom Dragon Mart GF Zone 7 | Dragonmart | On Air | 25.1736 | 55.4178 | ATOM | Mall | DXB | Dubai | DUBAI_WARSAN FIRST | du | Huawei | 3G |  | On Air |  | 51232.7386 | 0 | #N/A
NA | DXB5280H |  | Atom Dragon Mart GF Zone 6 | Dragonmart | On Air | 25.1736 | 55.4178 | ATOM | Mall | DXB | Dubai | DUBAI_WARSAN FIRST | du | Huawei | 3G |  | On Air |  | 432079.8128 | 0 | #N/A
NA | DXB5280G |  | Atom Dragon Mart GF Zone 5 | Dragonmart | On Air | 25.1736 | 55.4178 | ATOM | Mall | DXB | Dubai | DUBAI_WARSAN FIRST | du | Huawei | 3G |  | On Air |  | 836504.2781 | 0 | #N/A
NA | DXB5280F |  | Atom Dragon Mart GF Zone 4 | Dragonmart | On Air | 25.1736 | 55.4178 | ATOM | Mall | DXB | Dubai | DUBAI_WARSAN FIRST | du | Huawei | 3G |  | On Air |  | 1308502.0599 | 0 | #N/A
NA | DXB5280E |  | Atom Dragon Mart GF Zone 3 | Dragonmart | On Air | 25.1736 | 55.4178 | ATOM | Mall | DXB | Dubai | DUBAI_WARSAN FIRST | du | Huawei | 3G |  | On Air |  | 1149901.2251 | 0 | #N/A
NA | DXB5280D |  | Atom Dragon Mart GF Zone 2 | Dragonmart | On Air | 25.1736 | 55.4178 | ATOM | Mall | DXB | Dubai | DUBAI_WARSAN FIRST | du | Huawei | 3G |  | On Air |  | 912388.326 | 0 | #N/A
NA | DXB5280C |  | Atom Dragon Mart GF Zone 1 | Dragonmart | On Air | 25.1736 | 55.4178 | ATOM | Mall | DXB | Dubai | DUBAI_WARSAN FIRST | du | Huawei | 3G |  | On Air |  | 787492.8622 | 0 | #N/A
NA | AAN5399G | AANL0398IV | ATOM DoT Al Ain_2 | ATOM DoT Al Ain_2 | On Air | 24.2167 | 55.7574 | ATOM | Commercial | SE | Al Ain | ABU DHABI_AL JAHILI | du | Huawei | 3G-4G |  | On Air | On Air | 22623.5946 | 138512.9949 | AAN5399G
NA | IDX0046T |  | ATOM DOKA Gulf | ATOM DOKA Gulf | On Air | 24.9663 | 55.1205 | ATOM | Commercial | DXB | Dubai | DUBAI_JABAL ALI INDUSTRIAL SECOND (JABAL ALI INDUSTRIAL 2) | du | Huawei | 3G |  | On Air |  | 130113.4935 | 0 | #N/A
NA | IDX0958A | IDXL5958I | ATOM DMCC Tea Center | ATOM DMCC Tea Center | On Air | 24.9832 | 55.0992 | ATOM | Commercial | DXB | Dubai | DUBAI_JABAL ALI INDUSTRIAL SECOND (JABAL ALI INDUSTRIAL 2) | du | W | 3G-4G |  | On Air | On Air | 28829.1269 | 120253.2 | IDX0958A
NA | DXB5682F | DXBL0682VI | ATOM DM LGF Multimedia Office | Dubai Mall | On Air | 25.1973 | 55.2786 | ATOM | Mall | DXB | Dubai | DUBAI_BURJ KHALIFA (BUSINESS BAY) | du | Huawei | 3G-4G |  | On Air | On Air | 151589.3111 | 925864.7 | DXB5682F
NA | IDX0127T |  | ATOM Diesel Technic JAFZA | ATOM Diesel Technic JAFZA | On Air | 24.963 | 55.0762 | ATOM | Commercial | DXB | Dubai | DUBAI_MENA JABAL ALI | du | Huawei | 3G |  | On Air |  | 8813.0623 | 0 | #N/A
NA | IDX0981B | IDXL5981II | ATOM Diera Intl School_Secondary Building | ATOM Diera Intl School | On Air | 25.3724 | 55.3724 | ATOM | University | DXB | Dubai |  | du | Huawei | 3G-4G |  | On Air | On Air | 76903.4276 | 309336.4 | IDX0981B
NA | IDX0981C | IDXL5981III | ATOM Diera Intl School_Admin Building | ATOM Diera Intl School | On Air | 25.2119 | 55.3737 | ATOM | University | DXB | Dubai | DUBAI_AL KHEERAN (RAS AL HAMAR) | du | Huawei | 3G-4G |  | On Air | On Air | 42888.2663 | 230779.8 | IDX0981C
NA | IDX0966E | IDXL5966V | ATOM DHL Meydan_3 | ATOM DHL Meydan | On Air | 25.1662 | 55.3043 | ATOM | Commercial | DXB | Dubai | DUBAI_NADD AL SHIBA FIRST (RANCHES) | du | Huawei | 3G-4G |  | On Air | On Air | 12676.8809 | 111555.9 | IDX0966E
NA | IDX0960B | IDXL5960II | ATOM DHL Meydan_2 | ATOM DHL Meydan | On Air | 25.1662 | 55.3043 | ATOM | commercial | DXB | Dubai | DUBAI_NADD AL SHIBA FIRST (RANCHES) | du | Huawei | 3G-4G |  | On Air | On Air | 94587.9515 | 182883 | IDX0960B
NA | IDX0960A | IDXL5960I | ATOM DHL Meydan_1 | ATOM DHL Meydan | On Air | 25.1662 | 55.3043 | ATOM | Commercial | DXB | Dubai | DUBAI_NADD AL SHIBA FIRST (RANCHES) | du | Huawei | 3G-4G |  | On Air | On Air | 78761.8611 | 123885.8 | IDX0960A
NA | IDX0985B | IDXL5985II | ATOM DFC Mall Phase 2-Robinsons-GF | DFC | Off Air | 25.2233 | 55.3515 | ATOM | Mall | DXB | Dubai | DUBAI_AL KHEERAN (RAS AL HAMAR) | du | Huawei | Decom |  |  | Decomm | 0 | 12632.7 | #N/A
NA | IDX0044T |  | ATOM Dewa Al Qusais DCC | ATOM Dewa Al Qusais DCC | On Air | 25.2834 | 55.364 | ATOM | Government | DXB | Dubai | DUBAI_AL QUSAIS FIRST | du | Huawei | 3G |  | On Air |  | 418615.6566 | 0 | #N/A
NA | IDX0969A | IDXL5969I | ATOM Delta Printing Press_3 | ATOM Delta Printing Press | On Air | 24.9226 | 55.0564 | ATOM | commercial | DXB | Dubai | DUBAI_JABAL ALI INDUSTRIAL THIRD (JABAL ALI INDUSTRIAL 3) | du | T | 3G-4G |  | On Air | On Air | 4436.811 | 19673.9 | IDX0969A
NA | IDX0968E | IDXL5968V | ATOM Delta Printing Press_2 | ATOM Delta Printing Press | On Air | 24.922630 | 55.0564 | ATOM | commercial | DXB | Dubai | DUBAI_JABAL ALI INDUSTRIAL THIRD (JABAL ALI INDUSTRIAL 3) | du | T | 3G-4G |  | On Air | On Air | 15119.4123 | 54060.1 | IDX0968E
NA | IDX0968D | IDXL5968IV | ATOM Delta Printing Press_1 | ATOM Delta Printing Press | On Air | 24.922630 | 55.0564 | ATOM | Commercial | DXB | Dubai | DUBAI_JABAL ALI INDUSTRIAL THIRD (JABAL ALI INDUSTRIAL 3) | du | T | 3G-4G |  | On Air | On Air | 14938.3008 | 79418.7 | IDX0968D
NA | IDX0143T |  | ATOM DANZAS Warehouse (3M) | ATOM DANZAS | On Air | 24.9443 | 55.0794 | ATOM | Commercial | DXB | Dubai | DUBAI_JABAL ALI INDUSTRIAL SECOND (JABAL ALI INDUSTRIAL 2) | du | Huawei | 3G |  | On Air |  | 98950.4608 | 0 | #N/A
| IDX0947B | IDXL5947II | ATOM DANZAS Office (3M) | ATOM DANZAS | On Air | 24.9443 | 55.0794 |  | commercial | DXB |  | DUBAI_JABAL ALI INDUSTRIAL SECOND (JABAL ALI INDUSTRIAL 2) |  |  |  |  | On Air | On Air | 195567.0192 | 1049193.8 | IDX0947B
NA | IDX0144T |  | ATOM DANZAS Office (3M) | ATOM DANZAS | Decomm | 24.9443 | 55.0794 | ATOM | commercial | DXB | Dubai | DUBAI_JABAL ALI INDUSTRIAL SECOND (JABAL ALI INDUSTRIAL 2) | du | Huawei | 3G |  | Decomm |  | 88858.9092 | 0 | #N/A
NA | IDX0979D | IDXL5979IV | ATOM Corporate Office Madinat Jumeirah | ATOM Corporate Office Madinat Jumeirah | On Air | 25.1288 | 55.1837 | ATOM | Commercial | DXB | Dubai | DUBAI_AL SAFOUH FIRST | du | Huawei | 3G-4G |  | On Air | On Air | 7813.036 | 175622.2 | IDX0979D
NA | SHJ5498D | SHJL0498IV | ATOM Conmix | ATOM Conmix | On Air | 25.3075 | 55.4283 | ATOM | Commercial | NE | Sharjah | SHARJAH_INDUSTRIAL AREA 12 | du | Huawei | 3G-4G |  | On Air | On Air | 139649.1746 | 291032 | SHJ5498D
NA | SHJ5500B |  | ATOM Clinical & Surgical Training Center SHJ University | ATOM Clinical & Surgical Training Center SHJ University | On Air | 25.3005 | 55.4887 | ATOM | University | NE | Sharjah | SHARJAH_UNIVERSITY CITY | du | Huawei | 3G |  | On Air |  | 85543.4132 | 0 | #N/A
NA | IDX0203T |  | ATOM Choithram Emirates Lake | ATOM Choithram Emirates Lake | On Air | 25.0789 | 55.1674 | ATOM | Mall | DXB | Dubai | DUBAI_AL THANYAH THIRD (EMIRATES HILL SECOND) | du | Huawei | 3G |  | On Air |  | 21910.0699 | 0 | #N/A
NA | IDX0979E | IDXL5979V | ATOM Business Bay District Cooling Plant - 3 | ATOM Business Bay District Cooling Plant - 3 | On Air | 25.1945 | 55.2682 | ATOM | Commercial | DXB | Dubai | DUBAI_BURJ KHALIFA (BUSINESS BAY) | du | Huawei | 3G-4G |  | On Air | On Air | 99591.7879 | 148082.2 | IDX0979E
NA | IDX0967D | IDXL5967IV | ATOM Brookfields Multiplex Office Bluewaters | ATOM Brookfields Multiplex Office Bluewaters | On Air | 25.0817 | 55.1216 | ATOM | commercial | DXB | Dubai | DUBAI_MARSA DUBAI | du | T | 3G-4G |  | Decomm | On Air | 45635.9229 | 133058.9 | #N/A
NA | AUH5403D | AUHL0403IV | ATOM Brookfields Accomodation Sir Bani Yas Island (Senior Village Accommodation) | ATOM Brookfields Accomodation Sir Bani Yas Island (Senior Village Accommodation) | On Air | 24.2772 | 52.6095 | ATOM | residential | SE | Abu Dhabi | ABU DHABI_SIR BANIYAS ISLAND | du | T | 3G-4G |  | On Air | On Air | 19852.5397 | 9796.7353 | AUH5403D
NA | DXB5148D |  | Atom Blood Donation Center Latifa Hospital | Atom Blood Donation Center Latifa Hospital | On Air | 25.2239 | 55.3173 | ATOM | Commercial | DXB | Dubai | DUBAI_AL JADAF | du | Huawei | 3G |  | On Air |  | 53353.218 | 0 | DXB5148D
| IDX0943A | IDXL5943I | ATOM Baker Hughes Training Center | ATOM Baker Hughes Training Center | On Air | 24.9414 | 55.0572 |  | Commercial | DXB |  | DUBAI_JABAL ALI INDUSTRIAL THIRD (JABAL ALI INDUSTRIAL 3) |  |  |  |  | On Air | On Air | 14714.6653 | 45295.9 | IDX0943A
NA | IDX0021T |  | ATOM Baker Hughes Manufacturing Center | ATOM Baker Hughes Manufacturing Center | On Air | 24.9367 | 55.055 | ATOM | Commercial | DXB | Dubai | DUBAI_JABAL ALI INDUSTRIAL THIRD (JABAL ALI INDUSTRIAL 3) | du | Huawei | 3G |  | On Air |  | 117253.7463 | 0 | #N/A
NA | IDX0945A | IDXL5945I | ATOM Bakemart (D57) at IMPZ | ATOM Bakemart (D57) at IMPZ | On Air | 25.0269 | 55.1873 | ATOM | Commercial | DXB | Dubai | DUBAI_MEAISEM FIRST (JUMEIRAH GOLF ESTATE) | du |  | 3G-4G |  | On Air | On Air | 44997.9269 | 187881.4 | IDX0945A
NA | IDX0945B | IDXL5945II | ATOM Bakemart (D57) at IMPZ | ATOM Bakemart (D57) at IMPZ | On Air | 25.0269 | 55.1873 | ATOM | Commercial | DXB | Dubai | DUBAI_MEAISEM FIRST (JUMEIRAH GOLF ESTATE) | du |  | 3G-4G |  | On Air | On Air | 21319.69 | 31632.4 | IDX0945B
NA | IDX0002T |  | Atom Aswaaq Al Barsha | Atom Aswaaq Al Barsha | On Air | 25.0899 | 55.2277 | ATOM | Mall | DXB | Dubai | DUBAI_AL BARSHA SOUTH FIRST | du | Huawei | 3G |  | On Air |  | 69481.9688 | 0 | #N/A
NA | IDX0952E | IDXL5952V | Atom Aswaaq Al Badaa | Atom Aswaaq Al Badaa | On Air | 25.2141 | 55.2591 | ATOM | Mall | DXB | Dubai | DUBAI_AL BADA (AL BADAA) | du | Huawei | 3G-4G |  | On Air | On Air | 83589.1719 | 709198.1 | IDX0952E
NA | SHJ5500A |  | ATOM Astronomical Lab SHJ University | ATOM Astronomical Lab SHJ University | On Air | 25.2852 | 55.4614 | ATOM | University | NE | Sharjah | SHARJAH_MUWAILEH COMMERCIAL | du | Huawei | 3G |  | On Air |  | 81192.569 | 0 | #N/A
NA | AJM5999F |  | ATOM ASMAK Building | ATOM ASMAK Building | On Air | 24.2167 | 55.7574 | ATOM | Commercial | SE | Al Ain | ABU DHABI_AL JAHILI | du | Huawei | 3G |  | On Air |  | 37009.1468 | 0 | AJM5999F
| IDX0976A | IDXL5976I | ATOM ArcelorMittal |  | On Air | 24.9336 | 55.0955 |  | Commercial |  |  | DUBAI_JABAL ALI INDUSTRIAL SECOND (JABAL ALI INDUSTRIAL 2) |  |  |  |  | On Air | On Air | 6877.8731 | 45602.1 | IDX0976A
NA | DXB5148B |  | Atom Arabian Ranches Golf Club | Atom Arabian Ranches Golf Club | On Air | 25.0512 | 55.2686 | ATOM | Commercial | DXB | Dubai | DUBAI_WADI AL SAFA 6 (ARABIAN RANCHES) | du | Huawei | 3G |  | On Air |  | 284243.7619 | 0 | DXB5148B
NA | IDX0965C | IDXL5965III | ATOM Amity Nursery | ATOM Amity Nursery | On Air | 25.0549 | 55.1666 | ATOM | University | DXB | Dubai | DUBAI_Jumeirah Islands / Jumeirah Parks | du | T | 3G-4G |  | On Air | On Air | 4910.5964 | 43787.2 | IDX0965C
| IAD0990A | IADL5990I | ATOM Al Zafaranah Healthcare Center | ATOM Al Zafaranah Healthcare Center | On Air | 24.4354 | 54.4341 |  | Hospital | SE |  | ABU DHABI_Al Zahra |  |  | 3G-4G |  | On Air | On Air | 26485.7664 | 612010.5241 | IAD0990A
NA | AUH5811A | AUHL0811I | Atom Al Yussof Motors | Atom Al Yussof Motors | On Air | 24.3575 | 54.4761 | ATOM | Commercial | SE | Abu Dhabi | ABU DHABI_Mussafah | du | Huawei | 3G |  | On Air |  | 226558.6849 | 0 | AUH5811A
NA | IDX0191T |  | ATOM AL SEER TRADING AGENCIES_3 | ATOM AL SEER TRADING AGENCIES | On Air | 25.1382 | 55.2223 | ATOM | Commercial | DXB | Dubai | DUBAI_AL QOUZE IND.FIRST (AL QUOZ IND. FIRST) | du | Huawei | 3G |  | On Air |  | 54952.6361 | 0 | IDX0191T
NA | IDX0190T |  | ATOM AL SEER TRADING AGENCIES_2 | ATOM AL SEER TRADING AGENCIES | On Air | 25.1382 | 55.2223 | ATOM | Commercial | DXB | Dubai | DUBAI_AL QOUZE IND.FIRST (AL QUOZ IND. FIRST) | du | Huawei | 3G |  | On Air |  | 244528.1453 | 0 | IDX0190T
NA | IDX0189T |  | ATOM AL SEER TRADING AGENCIES_1 | ATOM AL SEER TRADING AGENCIES | On Air | 25.1382 | 55.2223 | ATOM | Commercial | DXB | Dubai | DUBAI_AL QOUZE IND.FIRST (AL QUOZ IND. FIRST) | du | Huawei | 3G |  | On Air |  | 773942.6386 | 0 | IDX0189T
NA | IDX0183T |  | ATOM Al Mazroui Medical and Chemical Supplies | ATOM Al Mazroui Medical and Chemical Supplies | On Air | 25.2687 | 55.3311 | ATOM | Commercial | DXB | Dubai | DUBAI_AL KHABAISI | du | Huawei | 3G |  | On Air |  | 8431.5555 | 0 | #N/A
NA | AUH5532A | AUHL0532IV | ATOM Al Maya Sheikh Hazza Bin Zayed Palace | ATOM Al Maya Sheikh Hazza Bin Zayed Palace | On Air | 24.366 | 54.1927 | ATOM | Palace | SE | Abu Dhabi | ABU DHABI_HALAT AL BAHRANI ISLAND | Etisalat | ETC | 3G-4G |  | On Air | On Air | 32465.5557 | 1250.1267 | AUH5532A
NA | AAN5398C | AANL0398III | ATOM Al Marai Al Ain Factory | ATOM Al Marai Al Ain Factory | On Air | 24.1516 | 55.8362 | ATOM | Commercial | SE | Al Ain | ABU DHABI_AL KHRAIR | du | Huawei | 3G-4G |  | On Air | On Air | 33359.984 | 43160.4049 | AAN5398C
NA | IDX0963C | IDXL5963III | ATOM Al Manara Building | ATOM Al Manara Building | On Air | 25.173 | 55.2597 | ATOM | Commercial | DXB | Dubai | DUBAI_AL QOUZ FIRST (AL QUOZ FIRST) | du | Huawei | 3G-4G |  | On Air | On Air | 123994.5332 | 1043623.6 | IDX0963C
| IDX0943C | IDXL5943III | ATOM Al Laith Scaffolding New Office |  | On Air | 24.8436 | 55.0942 |  | Commercial | [7 empty] | On Air |  | 24414.0308 | 46554.4 | IDX0943C
NA | IDX0976D | IDXL5976IV | ATOM Al Khayyat Investments_2 | ATOM Al Khayyat Investments | On Air | 24.992 | 55.1482 | ATOM | Commercial | DXB | Dubai | DUBAI_DUBAI INVESTMENT PARK FIRST | du | Huawei | 3G-4G |  | On Air | On Air | 42819.0588 | 421015.3 | IDX0976D
NA | IDX0976C | IDXL5976III | ATOM Al Khayyat Investments_1 | ATOM Al Khayyat Investments | On Air | 24.992 | 55.1482 | ATOM | Commercial | DXB | Dubai | DUBAI_DUBAI INVESTMENT PARK FIRST | du | Huawei | 3G-4G |  | On Air | On Air | 40517.8528 | 269438.3 | IDX0976C
NA | IDX0962E | IDXL5962V | ATOM Al Khawaneej VIP Villa_2 | ATOM Al Khawaneej VIP Villa | On Air | 25.2283 | 55.5012 | ATOM | Commercial | DXB | Dubai | DUBAI_AL KHWANEEJ FIRST | du | Huawei | 3G-4G |  | On Air | On Air | 4169.6261 | 90152.9 | IDX0962E
NA | IDX0962D | IDXL5962IV | ATOM Al Khawaneej VIP Villa_1 | ATOM Al Khawaneej VIP Villa | On Air | 25.2285 | 55.5014 | ATOM | Commercial | DXB | Dubai | DUBAI_AL KHWANEEJ FIRST | du | Huawei | 3G-4G |  | On Air | On Air | 6958.8941 | 90120.8 | IDX0962D
NA | AJM5999E |  | ATOM Al Ittihad Center | ATOM Al Ittihad Center | On Air | 25.4044 | 55.4451 | ATOM | Mall | NE | Ajman | AJMAN_RASHIDEYA 3 | du | Huawei | 3G |  | On Air |  | 21641.9955 | 0 | #N/A
NA | IDX0949B | IDXL5949II | ATOM Al Furjan Pavilion | ATOM Al Furjan Pavilion | On Air | 25.0251 | 55.1525 | ATOM | Mall | DXB | Dubai | DUBAI_JABAL ALI Gardens | du | W | 3G |  | On Air |  | 848716.5484 | 0 | IDX0949B
| IAD0991B | IADl5991II | ATOM Al Dhafra Cooperative Society_3 | ATOM Al Dhafra Cooperative Society | On Air | 23.6635 | 53.7195 |  | Commercial |  |  | ABU DHABI_MADINAT ZAYED(WR) |  |  |  |  | On Air |  | 13296.477 | 5551.5609 | IAD0991B
| IAD0990E | IADL5990V | ATOM Al Dhafra Cooperative Society_2 | ATOM Al Dhafra Cooperative Society | On Air | 23.6635 | 53.7195 |  | Commercial |  |  | ABU DHABI_MADINAT ZAYED(WR) |  |  |  |  | On Air | On Air | 6529.2508 | 11987.7817 | IAD0990E
| IAD0990D | IADL5990IV | ATOM Al Dhafra Cooperative Society_1 | ATOM Al Dhafra Cooperative Society | On Air | 23.6635 | 53.7195 |  | commercial |  |  | ABU DHABI_MADINAT ZAYED(WR) |  |  |  |  | On Air | On Air | 8395.0036 | 24890.5984 | IAD0990D
NA | AAN5399D | AANL0399II | ATOM Al Ain Zoo HQ_Environmental Agency Building | ATOM Al Ain Zoo HQ_Environmental Agency Building | On Air | 24.5761 | 55.7474 | ATOM | Commercial | SE | Abu Dhabi | ABU DHABI_AL HAYER | du | Huawei | 3G |  | On Air | On Air | 126619.7659 | 37237.994 | AAN5399D
NA | AJM5999J | AJML0999X | ATOM Ajman Free Zone Block B | ATOM Ajman Free Zone | On Air | 25.419437 | 55.4525 | ATOM | Commercial | NE | Ajman | AJMAN_LIWARA 1 | du | W | 3G-4G |  | On Air | On Air | 84606.7238 | 305980.3 | AJM5999J
NA | AJM5999I | AJML0999IX | ATOM Ajman Free Zone Block A | ATOM Ajman Free Zone | On Air | 25.4188 | 55.4527 | ATOM | Commercial | NE | Ajman | AJMAN_LIWARA 1 | du | W | 3G-4G |  | On Air | On Air | 80279.9441 | 955310.8 | AJM5999I
NA | DXB5019D |  | Atom Airport T1_B | Dubai Airport T1 | On Air | 25.2506 | 55.3507 | ATOM | Airport | DXB | Dubai | DUBAI_DUBAI INTL AIRPORT (DUBAI INTERNATIONAL AIRPORT) | du | Huawei | 3G |  | On Air |  | 18864.662 | 0 | DXB5019D
NA | DXB5019C |  | Atom Airport T1_A | Dubai Airport T1 | On Air | 25.2506 | 55.3507 | ATOM | Airport | DXB | Dubai | DUBAI_DUBAI INTL AIRPORT (DUBAI INTERNATIONAL AIRPORT) | du | Huawei | 3G |  | On Air |  | 146819.2209 | 0 | DXB5019C
| IAD0992E | IADL5992V | ATOM Ahmed Almazroi Building |  | On Air | 24.4729 | 54.3777 |  | Commercial |  |  | ABU DHABI_Al Nahyan |  |  |  |  | On Air | On Air | 2545.5013 | 28927.2071 | IAD0992E
NA | AUH5811H | AUHL0811II | ATOM AECOM Offices (aka. International Tower) | ATOM AECOM Offices (aka. International Tower) | On Air | 24.4207 | 54.4408 | ATOM | Commercial | SE | Abu Dhabi | ABU DHABI_Al Safarat | du | Huawei | 3G-4G |  | On Air | On Air | 387923.6072 | 985345.3617 | #N/A
NA | IDX0949D | IDXL5949IV | ATOM AE7 Office @ Meydan Sobha | ATOM AE7 Office @ Meydan Sobha | On Air | 25.1672 | 55.2931 | ATOM | Commercial | DXB | Dubai | DUBAI_AL MERKADH (AL MERKAD) | du | W | 3G-4G |  | On Air | On Air | 81453.8554 | 555835.4 | IDX0949D
NA | AUH5818D | AUHL0818IV | ATOM ADVETI | ATOM ADVETI | On Air | 24.5465 | 54.7728 | ATOM | Commercial | SE | Abu Dhabi | ABU DHABI_ZAYED MILITARY CITY | du | Huawei | 3G-4G |  | On Air | On Air | 228561.5511 | 121911.2973 | AUH5818D
NA | AUH5532C | AUHL0532III | ATOM ADIA MTB TCAJV Main | ATOM ADIA MTB TCAJV Main | On Air | 24.457 | 54.634 | ATOM | Commercial | SE | Abu Dhabi | ABU DHABI_ABU DHABI INTERNATIONAL AIRPORT | du | HW | 3G-4G |  | On Air | On Air | 327901.3682 | 1739211.3153 | AUH5532C
NA | AUH5812E | AUHL0812V | ATOM ADAC IT | ATOM ADAC | On Air | 24.4231 | 54.6511 | ATOM | Airport | SE | Abu Dhabi | ABU DHABI_ABU DHABI INTERNATIONAL AIRPORT | du | T | 3G-4G |  | On Air | On Air | 37037.8397 | 119463.1315 | AUH5812E
NA | AUH5812F | AUHL0812VI | ATOM ADAC HQ | ATOM ADAC | On Air | 24.4229 | 54.6484 | ATOM | Airport | SE | Abu Dhabi | ABU DHABI_ABU DHABI INTERNATIONAL AIRPORT | du | T | 3G-4G |  | On Air | On Air | 106541.8006 | 641558.5551 | AUH5812F
NA | AUH5673A | AUHL0673I | ATOM ADAC Business Park Building_GF | ATOM ADAC Business Park Building | On Air | 24.4292 | 54.6408 | ATOM | Airport | SE | Abu Dhabi | ABU DHABI_ABU DHABI INTERNATIONAL AIRPORT | du | Huawei | 3G-4G |  | On Air | On Air | 88519.5478 | 78428.4762 | AUH5673A
NA | AUH5673B | AUHL0673II | ATOM ADAC Business Park Building_2F | ATOM ADAC Business Park Building | On Air | 24.4292 | 54.6408 | ATOM | Airport | SE | Abu Dhabi | ABU DHABI_ABU DHABI INTERNATIONAL AIRPORT | du | Huawei | 3G |  | On Air | On Air | 31537.458 | 148336.4365 | AUH5673B
NA | AUH5458D | AUHL0458IV | ATOM ACE Hardware - Yas Island | ATOM ACE Hardware - Yas Island | On Air | 24.4919 | 54.6125 | ATOM | Mall | SE | Abu Dhabi | ABU DHABI_YAS ISLAND | du | HW | 3G-4G |  | On Air | On Air | 86765.8098 | 323637.6548 | AUH5458D
| SHJ5110 | SHJL0110 | Atlas Mall & Residence | Atlas Mall & Residence | On Air | 25.363750 | 55.3918 |  | MAll | NE |  | SHARJAH_AL MUJARRAH |  |  | 3G-4G |  | On Air | On Air | 907663.9325 | 1965431.1 | SHJ5110
IDX5405 | IDX0405 | IDXL5405 | Atlas Business Centre @ DMC | Atlas Business Centre @ DMC | On Air | 25.0943 | 55.1561 | IBS | Commercial | DXB | Dubai | DUBAI_AL SAFOUH SECOND | du | W | 3G-4G |  | On Air | On Air | 165274.632 | 1637173.8 | IDX0405
DXB0581 | DXB5581A | DXBL0581 | Atlantis Royal Hotel | Atlantis Royal Hotel | On Air | 25.1311 | 55.1175 | IBS | Hotel | DXB | Dubai | DUBAI_NAKHLAT JUMEIRA (THE PALM JUMEIRAH) | Etisalat | ETC | 2G-3G-4G | On Air | On Air | On Air | 3250472.5466 | 9374302.9 | DXB5581A
| DXB5581B |  | Atlantis Royal Hotel | Atlantis Royal Hotel | On Air | 25.1311 | 55.1175 | IBS | Hotel | DXB | Dubai | DUBAI_NAKHLAT JUMEIRA (THE PALM JUMEIRAH) | Etisalat | ETC | 3G |  | On Air |  | 146144.4071 | 0 | DXB5581B
| AJM5963 | AJML0963 | Asyad Tower |  | On Air | 25.3871 | 55.4688 |  | Residential | [7 empty] | On Air |  | 147401.8717 | 334870.8 | AJM5963
IDX5160 | IDX0160 | IDXL5160 | Aswaaq Centre - Al Warqa'a | Aswaaq Centre - Al Warqa'a | On Air | 25.1927 | 55.4101 | IBS | Mall | DXB | Dubai | DUBAI_AL WARQAA SECOND (AL WARQA SECOND) | du | NSN | 2G-3G-4G | On Air | On Air |  | 490266.2743 | 0 | IDX0160
IDX5166 | IDX0166 | IDXL5166 | Aswaaq Centre - Al Mizhar | Aswaaq Centre - Al Mizhar | On Air | 25.2499 | 55.4537 | IBS | Mall | DXB | Dubai | DUBAI_AL MIZHAR FIRST | du | NSN | 2G-3G | On Air | On Air |  | 974790.058 | 0 | IDX0166
| IDX0067 | IDXL5067 | Aster Hospital @ AL Qusais |  | On Air | 25.2777 | 55.3951 |  | Hospital | [7 empty] | On Air |  | 6138.7733 | 22960.5 | IDX0067
IDX5126 | IDX0126 | IDXL5126 | Aster Hospital | Aster Hospital | On Air | 25.2523 | 55.2888 | IBS | Hospital | DXB | Dubai | DUBAI_AL RAFFA | Etisalat | ETC | 2G-3G-4G | On Air | On Air | On Air | 677527.3254 | 3479600.2 | IDX0126
IDX5005 | IDX0005 | IDXL5005 | Aspen Residency | Aspen Residency | On Air | 25.2095 | 55.2728 | IBS | Residential | DXB | Dubai | DUBAI_TRADE CENTER FIRST | du | Huawei | 2G-3G | On Air | On Air |  | 1193356.2137 | 0 | IDX0005
IDX5006 | IDX0006 | IDXL5006 | Aspen Commercial Tower | Aspen Commercial Tower | On Air | 25.2089 | 55.2725 | IBS | Commercial | DXB | Dubai | DUBAI_TRADE CENTER FIRST | du | Huawei | 2G-3G | On Air | On Air |  | 241862.9456 | 0 | IDX0006
IDX5183 | IDX0183 | IDXL5183 | Asiana Hotel Dubai | Asiana Hotel Dubai | On Air | 25.2696 | 55.3252 | IBS | Hotel | DXB | Dubai | DUBAI_AL MURAQQABAT | du | NSN | 2G-3G-4G | On Air | On Air | On Air | 302199.7081 | 1312051.9 | IDX0183
SHJ0468 | SHJ5468 | SHJL0468 | ASAS Tower Common Floors & Block B | ASAS Tower Common Floors & Block B | On Air | 25.3176 | 55.375 | IBS | Residential | NE | Sharjah | SHARJAH_AL KHAN | Etisalat | ETC | 3G-4G |  | On Air | On Air | 403479.6695 | 2405873.6 | SHJ5468
SHJ0421 | SHJ5421 | SHJL0421 | ASAS Tower Block A | ASAS Tower Block A | On Air | 25.3176 | 55.375 | IBS | Residential | NE | Sharjah | SHARJAH_AL KHAN | Etisalat | ETC | 3G-4G |  | On Air | On Air | 496646.2735 | 2907022.7 | SHJ5421
DXB0670 | DXB5670 | DXBL0670 | Arjaan Hotel, infront of DMC14 | Arjaan Hotel, infront of DMC14 | On Air | 25.0956 | 55.1542 | IBS | Hotel | DXB | Dubai | DUBAI_AL SAFOUH SECOND | Etisalat | ETC | 2G-3G-4G | On Air | On Air | On Air | 715730.185 | 3028478.7 | DXB5670
DXB0234 | DXB5234 | DXBL0234 | Areyana Tower (Foremerly Delta 1 Tower) | Areyana Tower (Foremerly Delta 1 Tower) | On Air | 25.0827 | 55.1482 | IBS | Residential | DXB | Dubai | DUBAI_MARSA DUBAI | du | In House | 2G-3G | On Air | On Air |  | 386297.3706 | 0 | DXB5234
SHJ0161 | SHJ5161 | SHJL0161 | Areyana Hotel | Areyana Hotel | On Air | 25.3196 | 55.3774 | IBS | Hotel | NE | Sharjah | SHARJAH_AL MAMZAR | du | Huawei | 2G-3G-4G | On Air | On Air | On Air | 371237.8391 | 1193329.3 | SHJ5161
| IAD0065 | IADL5065 | Arc Building T7 (Zone A,B & C) |  | On Air | 24.4938 | 54.4089 |  | Commercial & Residential |  |  | ABU DHABI_AL REEM ISLAND |  |  |  |  | On Air | On Air | 145391.4706 | 1786038.9755 | IAD0065
DXB0509 | DXB5509 | DXBL0509 | Arbift Tower_Dubai Marina | Arbift Tower_Dubai Marina | On Air | 25.068 | 55.1327 | IBS | Residential | DXB | Dubai | DUBAI_MARSA DUBAI | du | MOTO | 2G-3G | On Air | On Air |  | 541524.6085 | 0 | DXB5509
IDX5462 | IDX0462 | IDXL5462 | Arabian Courtyard hotel | Arabian Courtyard hotel | On Air | 25.2625 | 55.2975 | IBS | Hotel | DXB | Dubai | DUBAI_AL SOUQ AL KABEER | du | T | 2G-3G-4G | On Air | On Air | On Air | 139977.227 | 589951.6 | IDX0462
DXB0462 | DXB5462 | DXBL0462 | Arab Bank DOZ | Arab Bank DOZ | On Air | 25.1275 | 55.4282 | IBS | Commercial | DXB | Dubai | DUBAI_AL ROWAIYAH FIRST (800) | du | In House | 2G-3G-4G | On Air | On Air | On Air | 1306814.2612 | 4493992.7 | DXB5462
DXB0992 | DXB5992 | DXBL0992 | Aquaventure Admin Building | Aquaventure Admin Building | On Air | 25.1356 | 55.1217 | IBS | Commercial | DXB | Dubai | DUBAI_NAKHLAT JUMEIRA (THE PALM JUMEIRAH) | du | In House | 2G-3G | On Air | On Air |  | 61100.3618 | 0 | DXB5992
DXB0088 | DXB5088 |  | API World Tower | API World Tower | On Air | 25.2254 | 55.2836 | IBS | Commercial | DXB | Dubai | DUBAI_TRADE CENTER FIRST | du | NSN | 2G-3G | On Air | On Air |  | 500052.5747 | 0 | DXB5088
SHJ0437 | SHJ5437 | SHJL0437 | Ansar Mall | Ansar Mall | On Air | 25.3026 | 55.3689 | IBS | Mall | NE | Sharjah | SHARJAH_AL NAHDA | du | W | 3G-4G |  | On Air | On Air | 304754.1708 | 1289884.3 | SHJ5437
FUJ0620 | FUJ5620 | FUJL0620 | Anma Tower - Fujeirah Call Center | Anma Tower - Fujeirah Call Center | On Air | 25.1227 | 56.3221 | IBS | Commercial | NE | Fujairah | FUJAIRAH_AL MUDHANNAB - Town Center | du | Huawei | 2G-3G-4G | On Air | On Air | On Air | 578894.7328 | 7162885.3 | FUJ5620
DXB0800 | DXB5800 | DXBL0800 | Angsana / Emirates Grand Hotel | Angsana / Emirates Grand Hotel | On Air | 25.2096 | 55.2752 | IBS | Hotel | DXB | Dubai | DUBAI_TRADE CENTER SECOND | du | Mitech | 2G-3G-4G | On Air | On Air | On Air | 642763.7165 | 1151803.7 | DXB5800
DXB0693 | DXB5693 | DXBL0693 | Amwaj Rotana | Amwaj Rotana | On Air | 25.0735 | 55.1309 | IBS | Hotel | DXB | Dubai | DUBAI_MARSA DUBAI | du | In House | 2G-3G-4G | On Air | On Air | On Air | 1249821.1213 | 1931.2 | DXB5693
IDX5233 | IDX0233 | IDXL5233 | Amity University | Amity University | On Air | 25.1235 | 55.4207 | IBS | University | DXB | Dubai | DUBAI_AL ROWAIYAH FIRST (800) | du | Huawei | 3G-4G |  | On Air | On Air | 107459.1932 | 487272.5 | IDX0233
AUH0834 | AUH5834 | AUHL0834 | Amity International School AUH | Amity International School AUH | On Air | 24.5369 | 54.6316 | IBS | University | SE | Abu Dhabi | ABU DHABI_AL BAHYA | Etisalat | ETC | 3G-4G |  | On Air | On Air | 95452.2897 | 184550.4989 | AUH5834
DXB0505 | DXB5505 | DXBL0505 | American University - Dubai | American University - Dubai | On Air | 25.0908 | 55.1566 | IBS | University | DXB | Dubai | DUBAI_AL SAFOUH SECOND | du | NSN | 2G-3G-4G | On Air | On Air | On Air | 68411.8506 | 414073.4 | DXB5505
IDX5596 | IDX0596 | IDXL5596 | American School of Creative Science - Al Barsha | American School of Creative Science - Al Barsha | On Air | 25.0817 | 55.2167 | IBS | University | DXB | Dubai | DUBAI_AL BARSHA SOUTH FIRST | du | T | 3G-4G |  | On Air | On Air | 25705.225 | 184011.2 | IDX0596
DXB0242 | DXB5242 | DXBL0242 | Al-Shoula Building (Gift Village)Near Emirates Group HQ, Airport Road, Dubai | Al-Shoula Building (Gift Village)Near Emirates Group HQ, Airport Road, Dubai | On Air | 25.2564 | 55.3313 | IBS | Commercial | DXB | Dubai | DUBAI_PORT SAEED | du | Alan Dick | 2G-3G-4G | On Air | On Air | On Air | 792637.5986 | 2497784.9 | DXB5242
SHJ0446 | SHJ5446 | SHJL0446 | Al-Qassimeyah tower | Al-Qassimeyah tower | On Air | 25.3412 | 55.3915 | IBS | Residential | NE |  | SHARJAH_AL NUD |  |  | 3G-4G |  | On Air | On Air | 1312130.6997 | 7140002 | SHJ5446
NA | AUH5462D | AUHL0462IV | Alpha Emirates Investment Kizad Office_4 | Alpha Emirates Investment Kizad Office | On Air | 24.7446 | 54.755 | ATOM | commercial | SE | Abu Dhabi | ABU DHABI_KHALIFA INDUSTRIAL CITY A | du | T | 3G-4G |  | On Air | On Air | 10336.6701 | 23230.1893 | AUH5462D
NA | AUH5462C | AUHL0462III | Alpha Emirates Investment Kizad Office_3 | Alpha Emirates Investment Kizad Office | On Air | 24.7446 | 54.755 | ATOM | commercial | SE | Abu Dhabi | ABU DHABI_KHALIFA INDUSTRIAL CITY A | du | T | 3G-4G |  | On Air | On Air | 48.2452 | 194.042 | AUH5462C
NA | AUH5462B | AUHL0462II | Alpha Emirates Investment Kizad Office_2 | Alpha Emirates Investment Kizad Office | On Air | 24.7446 | 54.755 | ATOM | commercial | SE | Abu Dhabi | ABU DHABI_KHALIFA INDUSTRIAL CITY A | du | T | 3G-4G |  | On Air | On Air | 8470.2232 | 1734.6384 | AUH5462B
NA | AUH5462A | AUHL0462I | Alpha Emirates Investment Kizad Office_1 | Alpha Emirates Investment Kizad Office | On Air | 24.7446 | 54.755 | ATOM | commercial | SE | Abu Dhabi | ABU DHABI_KHALIFA INDUSTRIAL CITY A | du | T | 3G-4G |  | On Air | On Air | 8687.5275 | 12826.7877 | AUH5462A
IDX5713 | IDX0713 | IDXL5713 | Aloft Hotel The Palm | Aloft Hotel The Palm | On Air | 25.1254 | 55.1542 | IBS | Hotel | DXB | Dubai | DUBAI_NAKHLAT JUMEIRA (THE PALM JUMEIRAH) | du | T | 3G-4G |  | On Air | On Air | 175471.7767 | 987469.6 | IDX0713
| AAN5051 | AANL0051 | Aloft Hotel in Al Ain | Aloft Hotel in Al Ain | On Air | 24.244401 | 55.7158 |  | Hotel | SE |  | ABU DHABI_AL TOWAYYA |  |  | 3G |  | On Air | On Air | 174716.7099 | 662156.4855 | AAN5051
SHJ0209 | SHJ5209 | SHJL0209 | Ali Omran Building at Al Nahda | Ali Omran Building at Al Nahda | On Air | 25.3016 | 55.3797 | IBS | Residential | NE | Sharjah | SHARJAH_AL NAHDA | du | Huawei | 2G-3G | On Air | On Air |  | 405937.5435 | 0 | SHJ5209
SHJ0461 | SHJ5461 | SHJL0461 | Ali Mousa Tower 2 | Ali Mousa Tower 2 | On Air | 25.319578 | 55.3838 | IBS | Residential | NE | Sharjah | SHARJAH_AL MAZAJ SECOND | du | T | 3G-4G |  | On Air | On Air | 824519.0821 | 3094799.4 | SHJ5461
SHJ0165 | SHJ5165 | SHJL0165 | AlHusn Tower | AlHusn Tower | On Air | 25.3351 | 55.3911 | IBS | Commercial | NE | Sharjah | SHARJAH_ABU SHUGHARA | du | NSN | 2G-3G-4G | On Air | On Air | On Air | 293914.1444 | 415026.6 | SHJ5165
NA | IDX0973B | IDXL5973II | Al-Futtaim Orient Insurance | Al-Futtaim Orient Insurance | On Air | 25.2102 | 55.3751 | ATOM | Commercial | DXB | Dubai | DUBAI_AL KHEERAN (RAS AL HAMAR) | du | Huawei | 3G-4G |  | On Air | On Air | 453364.8493 | 3328400.4 | IDX0973B
DXB0489 | DXB5489 | DXBL0489 | Al-Fattan residence_Palm Jumeirah | Al-Fattan residence_Palm Jumeirah | On Air | 25.122 | 55.154 | IBS | Residential | DXB | Dubai | DUBAI_NAKHLAT JUMEIRA (THE PALM JUMEIRAH) | du | Comba | 2G-3G | On Air | On Air |  | 200124.9662 | 0 | DXB5489
DXB0337 | DXB5337 | DXBL0337 | Al-Fattan hotel_Palm Jumeirah | Al-Fattan hotel_Palm Jumeirah | On Air | 25.122 | 55.154 | IBS | Hotel | DXB | Dubai | DUBAI_NAKHLAT JUMEIRA (THE PALM JUMEIRAH) | du | Huawei | 2G-3G-4G | On Air | On Air | On Air | 319430.0951 | 1581965.7 | DXB5337
| DXB5337B |  | Al-Fattan hotel_Palm Jumeirah | Al-Fattan hotel_Palm Jumeirah | On Air | 25.122 | 55.154 | IBS | Hotel | DXB | Dubai | DUBAI_NAKHLAT JUMEIRA (THE PALM JUMEIRAH) | du | Huawei | 3G |  | On Air |  | 121119.711 | 0 | DXB5337B
SHJ0172 | SHJ5172 |  | Alfa Tower | Alfa Tower | On Air | 25.3402 | 55.3865 | IBS | Residential | NE | Sharjah | SHARJAH_AL MAZAJ FIRST | du | NSN | 2G-3G | On Air | On Air |  | 208197.8371 | 0 | SHJ5172
AUH0494 | AUH5494 | AUHL0494 | Aldar HQ Building | Aldar HQ Building | On Air | 24.4413 | 54.5754 | IBS | Commercial | SE | Abu Dhabi | ABU DHABI_SHATIE AL RAHA | Etisalat | ETC | 2G-3G-4G | On Air | On Air | On Air | 3796808.5207 | 1060272.0817 | AUH5494
AUH0455 | AUH5455 | AUHL0455 | Al-Bateen Tower 2 | Al-Bateen Tower 2 | On Air | 24.4548 | 54.3389 | IBS | Commercial | SE | Abu Dhabi | ABU DHABI_Al Bateen | Etisalat | In House/ETC | 2G-3G-4G | On Air | On Air | On Air | 156032.5021 | 458742.2166 | AUH5455
AUH0454 | AUH5454 | AUHL0454 | Al-Bateen Tower 1 | Al-Bateen Tower 1 | On Air | 24.4544 | 54.3389 | IBS | Commercial | SE | Abu Dhabi | ABU DHABI_Al Bateen | Etisalat | ETC | 2G-3G-4G | On Air | On Air | On Air | 207311.0802 | 373397.1109 | #N/A
AAN0035 | AAN5035 | AANL0035 | Al-Ain Oasis Hospital_Expansion Building | Al-Ain Oasis Hospital_Expansion Building | On Air | 24.207 | 55.7588 | IBS | Hospital | SE | Abu Dhabi | ABU DHABI_AL MUTAWAA | Etisalat | ETC | 2G-3G-4G | On Air | On Air | On Air | 627892.2516 | 2455217.899 | AAN5035
SHJ0413 | SHJ5413 | SHJL0413 | Al Zain Tower | Al Zain Tower | On Air | 25.2998 | 55.3747 | IBS | Residential | NE | Sharjah | SHARJAH_AL NAHDA | du | NSN | 2G-3G-4G | On Air | On Air | On Air | 475850.9259 | 1351840.4 | SHJ5413
IDX5046 | IDX0046 | IDXL5046 | Al Zahra Hospital Al Barsha | Al Zahra Hospital Al Barsha | On Air | 25.1058 | 55.1805 | IBS | Hospital | DXB | Dubai | DUBAI_AL BARSHA FIRST | Etisalat | ETC | 2G-3G-4G | On Air | On Air | On Air | 1249937.3792 | 8950776.4 | IDX0046
AUH0449 | AUH5449 | AUHL0449 | Al Wathba National Insurance | Al Wathba National Insurance | On Air | 24.4884 | 54.3732 | IBS | Commercial | SE | Abu Dhabi | ABU DHABI_Madinat Zayed(AD) | du | In House | 2G-3G-4G | On Air | On Air | On Air | 78151.3435 | 306717.2689 | AUH5449
IDX5333 | IDX0333 | IDXL5333 | Al Wasl Vita | Al Wasl Vita | On Air | 25.21 | 55.2552 | IBS | Mall | DXB | Dubai | DUBAI_JUMEIRA FIRST | du | Huawei | 3G-4G |  | On Air | On Air | 421057.3383 | 1980973.3 | IDX0333
DXB0377 | DXB5377 | DXBL0377 | Al Wasl HQ_Mankhool Road | Al Wasl HQ_Mankhool Road | On Air | 25.2501 | 55.2879 | IBS | Residential | DXB | Dubai | DUBAI_AL RAFFA | Etisalat | ETC | 3G |  | On Air |  | 255124.4419 | 0 | DXB5377
DXB0711 | DXB5711 | DXBL0711 | Al Wasl Hospital | Al Wasl Hospital | On Air | 25.2232 | 55.3179 | IBS | Hospital | DXB | Dubai | DUBAI_AL JADAF | du | Mitech | 2G-3G-4G | On Air | On Air | On Air | 2016922.1817 | 8561258.3 | DXB5711
IDX5458 | IDX0458 | IDXL5458 | Al Waleed Palace Hotel Apartments | Al Waleed Palace Hotel Apartments | On Air | 24.9441 | 55.3515 | IBS | Hotel | DXB | Dubai | DUBAI_SAIH AL SALAM (DUBAI LAND) | du | T | 3G-4G |  | On Air | On Air | 187548.463 | 1518700.1 | IDX0458
|  | AUHL0902II | Al Wahda Mall Extension | Al Wahda Mall | On Air | 24.47 | 54.3741 | IBS | Mall | SE | Abu Dhabi | ABU DHABI_Al Nahyan | du | NSN | 4G |  |  | On Air | 0 | 8214961.3488 | #N/A | #N/A
AUH0902 | AUH5902 | AUHL0902I | Al Wahda Mall Extension | Al Wahda Mall | On Air | 24.47 | 54.3741 | IBS | Mall | SE | Abu Dhabi | ABU DHABI_Al Nahyan | du | NSN | 2G-3G-4G | On Air | On Air | On Air | 4863482.5322 | 2167840.724 | AUH5902
AUH0578 | AUH5578 | AUHL0578 | Al Wahda Mall | Al Wahda Mall | On Air | 24.4703 | 54.3729 | IBS | Mall | SE | Abu Dhabi | ABU DHABI_Al Nahyan | du | MOTO | 2G-3G-4G | On Air | On Air | On Air | 4330906.434 | 11579598.018 | AUH5578
AUH0528 | AUH5528 | AUHL0528 | Al Wahda City Towers - Hotel & Basement Parking | Al Wahda City Towers | On Air | 24.4718 | 54.3739 | IBS | Hotel | SE | Abu Dhabi | ABU DHABI_Al Nahyan | Etisalat | ETC | 2G-3G-4G | On Air | On Air | On Air | 1196936.0983 | 1990199.4019 | AUH5528
AUH0529 | AUH5529 | AUHL0529 | Al Wahda City Residential Tower | Al Wahda City Towers | On Air | 24.4713 | 54.3745 | IBS | Residential | SE | Abu Dhabi | ABU DHABI_Al Nahyan | Etisalat | ETC | 2G-3G-4G | On Air |  | On Air | 0.0006 | 764484.6241 | AUH5529
AUH0527 | AUH5527 | AUHL0527 | Al Wahda City Office Tower | Al Wahda City Towers | On Air | 24.4712 | 54.3737 | IBS | Commercial | SE | Abu Dhabi | ABU DHABI_Al Nahyan | Etisalat | ETC | 2G-3G-4G | On Air | On Air | On Air | 634684.3455 | 1619085.2587 | AUH5527
SHJ0210 | SHJ5210 | SHJL0210 | Al Waha Building | Al Waha Building | On Air | 25.314 | 55.3736 | IBS | Residential | NE | Sharjah | SHARJAH_AL KHAN | du | NSN | 2G-3G-4G | On Air | On Air | On Air | 746062.2188 | 3804139.5 | SHJ5210
AAN0027 | AAN5027 | AANL0027 | Al Wagan Hospital Al Ain | Al Wagan Hospital Al Ain | On Air | 23.6373 | 55.5656 | IBS | Hospital | SE | Abu Dhabi | ABU DHABI_AL WAGAN | du | NSN | 2G-3G-4G | On Air | On Air | On Air | 71634.4111 | 129971.1932 | AAN5027
DXB0076 | DXB5076 | DXBL0076 | Al Thuraya Tower 1 | Al Thuraya Tower 1 | On Air | 25.0911 | 55.1535 | IBS | Commercial | DXB | Dubai | DUBAI_AL SAFOUH SECOND | du | NSN | 2G-3G-4G | On Air | On Air | On Air | 881634.4335 | 4396566.2 | DXB5076
SHJ0154 | SHJ5154 |  | Al Taria Tower | Al Taria Tower | On Air | 25.312 | 55.3746 | IBS | Residential | NE | Sharjah | SHARJAH_AL MAMZAR | du | NSN-FTK | 2G-3G | On Air | On Air |  | 276213.2767 | 0 | SHJ5154
AUH0923 | AUH5923 | AUHL0923 | AL Shorfa Hotel | AL Shorfa Hotel | On Air | 24.5001 | 54.3712 | IBS | Hotel | SE | Abu Dhabi | ABU DHABI_Tourist Club Area | du | Huawei | 3G-4G |  | On Air | On Air | 103484.7516 | 804084.698 | AUH5923
SHJ0188 | SHJ5188 | SHJL0188 | Al Sheraa Tower - SHJ Sails | Al Sheraa Tower - SHJ Sails | On Air | 25.3267 | 55.3786 | IBS | Residential | NE | Sharjah | SHARJAH_AL MAZAJ THIRD | du | Huawei | 2G-3G-4G | On Air | On Air | On Air | 1208498.877 | 3138324.8 | SHJ5188
AUH0746 | AUH5746 | AUHL0746 | Al Shawamekh School | Al Shawamekh School | On Air | 24.329 | 54.6454 | ATOM | University | SE | Abu Dhabi | ABU DHABI_AL SHAWAMEKH | du | T | 3G-4G |  | On Air | On Air | 94001.5258 | 274054.6764 | AUH5746
FUJ0637 | FUJ5637 | FUJL0637 | Al Sharq Hospital @ Fujairah | Al Sharq Hospital @ Fujairah | On Air | 25.1513 | 56.3511 | IBS | Hospital | NE | Fujairah | FUJAIRAH_Al Faseel - Al Sharia | du | W | 3G-4G |  | On Air | On Air | 151652.0358 | 1237659.3 | FUJ5637
AJM0383 | AJM5383 |  | Al Sharafa Building | Al Sharafa Building | On Air | 25.3914 | 55.4383 | IBS | Commercial | NE | Ajman | AJMAN_NUAIMEYA 3 | du | Huawei | 2G-3G | On Air | On Air |  | 388828.4885 | 0 | AJM5383
DXB0901 | DXB5901 | DXBL0901 | Al Shamsi Building Al Nahda1 | Al Shamsi Building Al Nahda1 | On Air | 25.2919 | 55.3687 | IBS | Residential | DXB | Dubai | DUBAI_AL NAHDA FIRST | Etisalat | ETC | 2G-3G | On Air | On Air |  | 4456882.1376 | 0 | DXB5901
SHJ0295 | SHJ5295 |  | Al Sham Tower | Al Sham Tower | On Air | 25.3092 | 55.3716 | IBS | Residential | NE | Sharjah | SHARJAH_AL MAMZAR | du | NSN | 2G-3G | On Air | On Air |  | 215554.6177 | 0 | SHJ5295
SHJ0001 | SHJ5001 |  | Al Shahid Tower 1 | Al Shahid Tower 1 | On Air | 25.3243 | 55.374 | IBS | Residential | NE | Sharjah | SHARJAH_AL KHAN | du | NSN-FTK | 2G-3G | On Air | On Air |  | 582240.4465 | 0 | SHJ5001
IDX5224 | IDX0224 | IDXL5224 | Al Shafar Tower @ Dubailand | Al Shafar Tower @ Dubailand | On Air | 25.0948 | 55.3829 | IBS | Residential | DXB | Dubai | DUBAI_WADI AL SAFA 5 (DUBAI LAND) | du | Huawei | 3G-4G |  | On Air | On Air | 596999.6759 | 4449784.9 | IDX0224
DXB0976 | DXB5976 | DXBL0976 | Al Shafar Tower @ BB | Al Shafar Tower @ BB | On Air | 25.1936 | 55.2903 | IBS | Residential | DXB | Dubai | DUBAI_BURJ KHALIFA (BUSINESS BAY) | du | In House | 2G-3G | On Air | On Air |  | 706602.7041 | 0 | DXB5976
DXB0470 | DXB5470 | DXBL0470 | Al Shafar Office Tower | Al Shafar Office Tower | On Air | 25.0983 | 55.1743 | IBS | Commercial | DXB | Dubai | DUBAI_AL THANYAH FIRST (AL SAFOUH THIRD) | du | In House | 2G-3G | On Air | On Air |  | 690747.1216 | 0 | DXB5470
| AUH5405 | AUHL0405 | Al Shabiya Police Station | Al Shabiya Police Station | On Air | 24.4531 | 54.3985 |  | Government | SE |  | ABU DHABI_Al Nahyan |  |  |  |  | On Air | On Air | 237982.6714 | 1320242.3937 | AUH5405
AJM0926 | AJM5926 | AJML0926 | Al Shaali Tower | Al Shaali Tower | On Air | 25.4098 | 55.4343 | IBS | Residential | NE | Ajman | AJMAN_RUMAILA 1 | du | T | 3G-4G |  | On Air | On Air | 570263.79 | 2157060.1 | AJM5926
SHJ0444 | SHJ5444 | SHJL0444 | Al Seer Tower | Al Seer Tower | On Air | 25.3232 | 55.375598 | IBS | Commercial & Residential | NE | Sharjah | SHARJAH_AL KHAN | du | W | 3G-4G |  | On Air | On Air | 304172.3257 | 1871044.6 | SHJ5444
AUH0796 | AUH5796 | AUHL0796 | Al Saqr Group - BMW Showroom | Al Saqr Group - BMW Showroom | On Air | 24.4179 | 54.4944 | IBS | Commercial | SE | Abu Dhabi | ABU DHABI_AL MAQTA AREA | du | In House | 2G-3G-4G | On Air | On Air | On Air | 376350.1986 | 789797.3591 | AUH5796
AUH0481 | AUH5481 | AUHL0481 | Al Salam Tunnel (now known as Sheikh Zayed Tunnel) | Al Salam Tunnel (now known as Sheikh Zayed Tunnel) | On Air | 24.4951 | 54.374 | IBS | Tunnel | SE | Abu Dhabi | ABU DHABI_Al Markaziyah | du | Andrew | 2G-3G-4G | On Air | On Air | On Air | 798358.2678 | 1724877.5149 | AUH5481
AUH0862 | AUH5862 | AUHL0862 | Al Salam Tower | Al Salam Tower | On Air | 24.4995 | 54.3708 | IBS | Residential | SE | Abu Dhabi | ABU DHABI_Tourist Club Area | du | Huawei | 2G-3G-4G | On Air | On Air | On Air | 172963.6985 | 338614.4251 | AUH5862
| AUH5525 | AUHL0525 | Al Sahel Tower West & Commercial Building |  | On Air | 24.466874 | 54.3342 |  | Commercial |  |  | ABU DHABI_Al Khebeirah |  |  |  |  | On Air | On Air | 51020.0859 | 248016.1496 | AUH5525
| AUH5669 | AUHL0669 | Al Sahel Tower East Building |  | On Air | 24.4669 | 54.3342 |  | Commercial |  |  | ABU DHABI_AL REEM ISLAND |  |  |  |  | On Air | On Air | 16300.8547 | 135005.7487 | AUH5669
IDX5472 | IDX0472 | IDXL5472 | Al Sahab Towers at Dubai Marina | Al Sahab Towers at Dubai Marina | On Air | 25.0759 | 55.1358 | IBS | Residential | DXB | Dubai | DUBAI_MARSA DUBAI | du | NSN | 3G-4G |  | On Air | On Air | 355290.9496 | 909615.4 | IDX0472
| IDX0431 | IDXL5431 | Al Safeer Tower 2 | Al Safeer Tower 2 | On Air | 25.1802 | 55.2761 |  | Residential | DXB |  | DUBAI_BURJ KHALIFA (BUSINESS BAY) |  |  | 3G-4G |  | On Air | On Air | 98208.0125 | 903185.6 | IDX0431
IDX5375 | IDX0375 | IDXL5375 | Al Safeer Tower 1 | Al Safeer Tower 1 | On Air | 25.177152 | 55.271 | IBS | Residential | DXB | Dubai | DUBAI_BURJ KHALIFA (BUSINESS BAY) | du | W | 3G-4G |  | On Air | On Air | 243760.9912 | 967445.4 | IDX0375
AAN0030 | AAN5030 | AANL0030 | Al Safa Commercial Center | Al Safa Commercial Center | On Air | 24.2767 | 55.7636 | IBS | Commercial | SE | Abu Dhabi | ABU DHABI_HILI | du | NSN | 2G-3G-4G | On Air | On Air | On Air | 127698.5711 | 427255.8532 | #N/A
AUH0995 | AUH5995 | AUHL0995 | Al Ruwais Mall | Al Ruwais Mall | On Air | 24.0754 | 52.6717 | IBS | Mall | SE | Abu Dhabi | ABU DHABI_AL RUWAIS | du | NSN | 2G-3G-4G | On Air | On Air | On Air | 0 | 1712140.9873 | AUH5995
SHJ0155 | SHJ5155 | SHJL0155 | Al Rund Tower | Al Rund Tower | On Air | 25.327 | 55.37 | IBS | Residential | NE | Sharjah | SHARJAH_AL KHAN | du | NSN | 2G-3G | On Air | On Air |  | 828960.2695 | 0 | SHJ5155
| IDX0958B | IDXL5958II | Al Rostamani Pegel |  | On Air | 25.1044 | 55.1299 |  | Residential |  |  | DUBAI_NAKHLAT JUMEIRA (THE PALM JUMEIRAH) |  |  |  |  | On Air | On Air | 23009.6727 | 55528.9 | IDX0958B
DXB0695 | DXB5695 | DXBL0695 | Al Rostamani Maze Tower_Trade Center | Al Rostamani Maze Tower_Trade Center | On Air | 25.2156 | 55.2795 | IBS | Commercial | DXB | Dubai | DUBAI_TRADE CENTER SECOND | Etisalat | ETC | 2G-3G-4G | On Air | On Air | On Air | 665439.5282 | 3423510.2 | DXB5695
AUH0800 | AUH5800 | AUHL0800 | Al Reem Tower | Al Reem Tower | On Air | 24.4951 | 54.3771 | IBS | Commercial | SE | Abu Dhabi | ABU DHABI_Tourist Club Area | du | NSN | 2G-3G-4G | On Air | On Air | On Air | 111534.9695 | 730447.9156 | AUH5800
IDX5611 | IDX0611 | IDXL5611 | Al Reef Tower @ Jumeirah Village | Al Reef Tower @ Jumeirah Village | On Air | 25.0475 | 55.211 | IBS | Residential | DXB | Dubai | DUBAI_AL BARSHA SOUTH FOURTH (JUMEIRAH VILLAGE SOUTH) | du | W | 3G-4G |  | On Air | On Air | 319280.372 | 4323389.4 | IDX0611
DXB0634 | DXB5634 | DXBL0634 | Al Reef Mall | Al Reef Mall | On Air | 25.2696 | 55.3225 | IBS | Mall | DXB | Dubai | DUBAI_AL MURAQQABAT | du | NSN | 2G-3G-4G | On Air | On Air | On Air | 1433052.5284 | 5703953.6 | DXB5634
DXB0835 | DXB5835 | DXBL0835 | Al Razi Medical Center DHCC | Al Razi Medical Center DHCC | On Air | 25.2339 | 55.3183 | IBS | Hospital | DXB | Dubai | DUBAI_UMM HURAIR SECOND | du | Huawei | 3G-4G |  | On Air | On Air | 479292.9133 | 1798343.9 | DXB5835
AUH0910 | AUH5910 | AUHL0910 | Al Rawda Towers A & B | Al Rawda Towers A & B | On Air | 24.474 | 54.3506 | IBS | Commercial | SE | Abu Dhabi | ABU DHABI_Al Khalidiya | du | NSN | 2G-3G-4G |  | On Air | On Air | 134540.4941 | 591474.1306 | AUH5910
AUH0460 | AUH5460 | AUHL0460 | Al Rawda Arjaan Rotana Hotel | Al Rawda Arjaan Rotana Hotel | On Air | 24.4694 | 54.3725 | IBS | Hotel | SE | Abu Dhabi | ABU DHABI_Al Nahyan | du | Mitech | 2G-3G-4G | On Air | On Air | On Air | 47122.2855 | 177307.9566 | AUH5460
IDX5445 | IDX0445 | IDXL5445 | Al Rashidiya Police Station | Al Rashidiya Police Station | On Air | 25.3028 | 55.3691 | IBS | Government | DXB | Dubai | SHARJAH_AL NAHDA | du | W | 3G-4G |  | On Air | On Air | 282251.072 | 2099311.4 | IDX0445
DXB0543 | DXB5543 | DXBL0543 | AL RASHDAN TOWER (2P) - PLOT NO. 392-260 | AL RASHDAN TOWER (2P) - PLOT NO. 392-260 | On Air | 25.0787 | 55.143 | IBS | Residential | DXB | Dubai | DUBAI_MARSA DUBAI | du | MOTO | 2G-3G | On Air | On Air |  | 578957.2614 | 0 | DXB5543
DXB0229 | DXB5229 | DXBL0229 | al ramoul building, Near RAKBANK, al ramool, Rashidiya, Dubai | al ramoul building, Near RAKBANK, al ramool, Rashidiya, Dubai | On Air | 25.238 | 55.3586 | IBS | Commercial | DXB | Dubai | DUBAI_AL GARHOUD | du | Alan Dick | 2G-3G | On Air | On Air |  | 608104.7823 | 0 | DXB5229
AUH0418 | AUH5418 | AUHL0418 | Al Rahba Hospital | Al Rahba Hospital | On Air | 24.5728 | 54.6943 | IBS | Hospital | SE | Abu Dhabi | ABU DHABI_AL RAHBA | du | In House | 2G-3G-4G | On Air | On Air | On Air | 1274422.1515 | 3150111.3629 | AUH5418
SHJ0189 | SHJ5189 |  | Al Raha Tower | Al Raha Tower | On Air | 25.3266 | 55.3708 | IBS | Residential | NE | Sharjah | SHARJAH_AL KHAN | du | Huawei | 2G-3G | On Air | On Air |  | 1462028.683 | 0 | SHJ5189
AUH0420 | AUH5420 | AUHL0420 | Al Raha Mall | Al Raha Mall | On Air | 24.4388 | 54.5743 | IBS | Mall | SE | Abu Dhabi | ABU DHABI_SHATIE AL RAHA | du | In House | 2G-3G-4G | On Air | On Air | On Air | 675950.3016 | 2751438.8372 | AUH5420
AUH0745 | AUH5745 | AUHL0745 | Al Raha Beach Hotel Extension Building | Al Raha Beach Hotel | On Air | 24.439077 | 54.5712 | IBS | Hotel | SE | Abu Dhabi | ABU DHABI_SHATIE AL RAHA | du | T | 3G-4G |  | On Air | On Air | 132831.6414 | 619396.6133 | AUH5745
AUH0419 | AUH5419 | AUHL0419 | Al Raha Beach Hotel | Al Raha Beach Hotel | On Air | 24.4385 | 54.5724 | IBS | Hotel | SE | Abu Dhabi | ABU DHABI_SHATIE AL RAHA | du | Mitech | 2G-3G-4G | On Air | On Air | On Air | 338317.6002 | 1744892.5806 | AUH5419
| IDX0709 | IDXL5709 | Al Raffa Commercial and Residential Buildings Block A & B | Al Raffa Commercial and Residential Buildings Block A & B | On Air | 25.250729 | 55.2821 |  | Commercial & Residential | DXB |  | DUBAI_AL RAFFA |  |  | 3G-4G |  | On Air | On Air | 129367.9029 | 795062.7 | IDX0709
IDX5052 | IDX0052 | IDXL5052 | Al Rabia Tower | Al Rabia Tower | On Air | 25.0935 | 55.3243 | IBS | Residential | DXB | Dubai | DUBAI_WADI AL SAFA 3 (RANCHES) | du | NSN | 2G-3G | On Air | On Air |  | 1193106.5819 | 0 | IDX0052
SHJ0125 | SHJ5125 | SHJL0125 | Al Qemmah Tower | Al Qemmah Tower | On Air | 25.3101 | 55.373 | IBS | Residential | NE | Sharjah | SHARJAH_AL MAMZAR | du | NSN-FTK | 2G-3G-4G | On Air | On Air | On Air | 573451.5012 | 2503351.1 | SHJ5125
SHJ0425 | SHJ5425 | SHJL0425 | Al Qassimi Hospital New Extension | Al Qassimi Hospital New Extension | On Air | 25.3409 | 55.4335 | IBS | Hospital | NE | Sharjah | SHARJAH_AL KHEZAMIA | Etisalat | ETC | 3G-4G |  | On Air | On Air | 2840225.9611 | 5664003.3 | SHJ5425
SHJ0163 | SHJ5163 | SHJL0163 | Al Qasimi Hospital | Al Qasimi Hospital | On Air | 25.3421 | 55.4321 | IBS | Hospital | NE | Sharjah | SHARJAH_AL KHEZAMIA | du | NSN | 2G-3G-4G | On Air | On Air | On Air | 2214172.3357 | 4311559.7 | SHJ5163
AJM0880 | AJM5880 | AJML0880 | Al Owais Tower | Al Owais Tower | On Air | 25.4105 | 55.435 | IBS | Residential | NE | Ajman | DUBAI_AL SABKHA | du | NSN-FTK | 2G-3G-4G | On Air | On Air | On Air | 414666.7819 | 1594548.6 | AJM5880
DXB0102 | DXB5102 | DXBL0102 | Al Owais Tower | Al Owais Tower | On Air | 25.2683 | 55.3031 | IBS | Commercial | DXB | Dubai | DUBAI_AL SABKHA | du | NSN | 2G-3G | On Air | On Air |  | 480638.712 | 0 | DXB5102
SHJ0381 | SHJ5381 | SHJL0381 | Al Owais Tower | Al Owais Tower | On Air | 25.3279 | 55.3733 | IBS | Residential | NE | Sharjah | DUBAI_AL SABKHA | du | NSN | 2G-3G | On Air | On Air |  | 409933.644 | 0 | SHJ5381
SHJ0248 | SHJ5248 | SHJL0248 | Al Owais Nahad Tower C_D | Al Owais Nahad Tower | On Air | 25.301142 | 55.371762 | IBS | Residential | NE | Sharjah | SHARJAH_AL NAHDA | du |  | 3G-4G |  | On Air | On Air | 393676.7944 | 2059464.4 | SHJ5248
SHJ0247 | SHJ5247 | SHJL0247 | Al Owais Nahad Tower A_B_Podium | Al Owais Nahad Tower | On Air | 25.301142 | 55.371762 | IBS | Residential | NE | Sharjah | SHARJAH_AL NAHDA | du |  | 3G-4G |  | On Air | On Air | 384978.6867 | 2883559.5 | SHJ5247
AUH0810 | AUH5810 | AUHL0810 | Al Otaiba Building | Al Otaiba Building | On Air | 24.488 | 54.3534 | IBS | Residential | SE | Abu Dhabi | ABU DHABI_Al Hosn | du | Huawei | 2G-3G-4G |  | On Air | On Air | 28024.8037 | 212122.0313 | AUH5810
AUH0720 | AUH5720 | AUHL0720 | Al Orjowan Tower | Al Orjowan Tower | On Air | 24.4794 | 54.3543 | IBS | Residential | SE | Abu Dhabi | ABU DHABI_Al Hosn | du | NSN | 2G-3G-4G | On Air | On Air | On Air | 644959.2803 | 548704.2293 | AUH5720
AUH0721 | AUH5721 | AUHL0721 | AL Odaid tower | AL Odaid tower | On Air | 24.4666 | 54.3735 | IBS | Commercial | SE | Abu Dhabi | ABU DHABI_Al Karamah | du | NSN | 2G-3G-4G | On Air | On Air | On Air | 324503.2398 | 796376.2235 | AUH5721
DXB0772 | DXB5772 | DXBL0772 | Al Oasis Tower | Al Oasis Tower | On Air | 25.2115 | 55.2764 | IBS | Residential | DXB | Dubai | DUBAI_TRADE CENTER SECOND | du | Huawei | 2G-3G | On Air | On Air |  | 649190.0503 | 0 | DXB5772
SHJ0134 | SHJ5134 | SHJL0134 | Al Noor Tower | Al Noor Tower | On Air | 25.3229 | 55.3789 | IBS | Residential | NE | Sharjah | SHARJAH_AL MAZAJ THIRD | du | NSN-FTK | 2G-3G-4G | On Air | On Air | On Air | 717743.5927 | 1660653.7 | SHJ5134
AUH0471 | AUH5471 | AUHL0471 | Al Noor Hospital_Hamdan Street | Al Noor Hospital_Hamdan Street | On Air | 24.4903 | 54.3603 | IBS | Hospital | SE | Abu Dhabi | ABU DHABI_Al Markaziyah | du | NSN | 2G-3G-4G | On Air | On Air | On Air | 527287.4437 | 1424493.44 | AUH5471
AUH0472 | AUH5472 | AUHL0472 | Al Noor Hospital Airport Road | Al Noor Hospital Airport Road | On Air | 24.4171 | 54.4616 | IBS | Hospital | SE | Abu Dhabi | ABU DHABI_Al Madina Al Riyadiya | du | Huawei | 3G-4G |  | On Air | On Air | 583422.4745 | 2859814.4579 | AUH5472
SHJ0142 | SHJ5142 |  | Al Nibaha 561 | Al Nibaha 561 | On Air | 25.364 | 55.3949 | IBS | Residential | NE | Sharjah | SHARJAH_AL NABBA | du | Huawei | 2G-3G | On Air | On Air |  | 183514.6397 | 0 | SHJ5142
SHJ0102 | SHJ5102 | SHJL0102 | Al Nayli-5 | Al Nayli-5 | On Air | 25.3099 | 55.3745 | IBS | Residential | NE | Sharjah | SHARJAH_AL MAMZAR | du | NSN | 2G-3G-4G | On Air | On Air | On Air | 221694.4148 | 675286.9 | SHJ5102
DXB0225 | DXB5225 | DXBL0225 | Al Nawras Apartment Hotel | Al Nawras Apartment Hotel | On Air | 25.2916 | 55.3681 | IBS | Hotel | DXB | Dubai | DUBAI_AL NAHDA FIRST | du | Huawei | 2G-3G |  | On Air |  | 1687553.0188 | 0 | DXB5225
SHJ0112 | SHJ5112 | SHJL0112 | Al Nasser Tower | Al Nasser Tower | On Air | 25.3246 | 55.3793 | IBS | Residential | NE | Sharjah | SHARJAH_AL MAZAJ THIRD | du | NSN-FTK | 2G-3G-4G | On Air | On Air |  | 621587.5573 | 0 | SHJ5112
SHJ0187 | SHJ5187 | SHJL0187 | Al Nahda Tower (Al Tayer Tower) | Al Nahda Tower (Al Tayer Tower) | On Air | 25.3011 | 55.3739 | IBS | Residential | NE | Sharjah | SHARJAH_AL NAHDA | du | NSN | 2G-3G-4G | On Air | On Air | On Air | 1185928.8456 | 2552327.2 | SHJ5187
SHJ0222 | SHJ5222 | SHJL0222 | Al Nahda 3 Tower | Al Nahda 3 Tower | On Air | 25.302593 | 55.3826 | IBS | Residential | NE | Sharjah | SHARJAH_AL NAHDA | du | HW | 3G-4G |  | On Air | On Air | 798870.2481 | 4752903.1 | SHJ5222
RAK0511 | RAK5511 | RAKL0511 | Al Naeem Mall | Al Naeem Mall | On Air | 25.7922 | 55.9671 | IBS | Mall | NE | Ras Al Khaimah | RAS AL-KHAIMAH_NAKHEEL | Etisalat | Comba/ETC | 2G-3G-4G | On Air | On Air | On Air | 1169549.6781 | 4707085.6 | RAK5511
AJM0919 | AJM5919 | AJML0919 | Al Musharif Centre Health Care | Al Musharif Centre Health Care | On Air | 25.4136 | 55.4714 | IBS | Hospital | NE | Ajman | AJMAN_SAFIA | du | NSN | 2G-3G-4G | On Air | On Air | On Air | 80135.9999 | 529752.7 | AJM5919
DXB0091 | DXB5091 | DXBL0091 | Al Musalla Enterprise Tower | Al Musalla Enterprise Tower | On Air | 25.2578 | 55.2987 | IBS | Commercial | DXB | Dubai | DUBAI_AL HAMRIYA | du | NSN | 2G-3G-4G | On Air | On Air | On Air | 812481.468 | 2355420 | DXB5091
SHJ0145 | SHJ5145 | SHJL0145 | Al Musalla 544 | Al Musalla 544 | On Air | 25.3548 | 55.393 | IBS | Residential | NE | Sharjah | SHARJAH_AL MUSSALLA | du | Huawei | 2G-3G-4G | On Air | On Air | On Air | 196303.5026 | 728486.8 | SHJ5145
DXB0079 | DXB5079 | DXBL0079 | Al Murooj Rotana Hotel | Al Murooj Rotana Hotel | On Air | 25.2028 | 55.2778 | IBS | Hotel | DXB | Dubai | DUBAI_TRADE CENTER SECOND | du | NSN | 2G-3G-4G | On Air | On Air | On Air | 468259.172 | 1116558.4 | DXB5079
AUH0464 | AUH5464 | AUHL0464 | Al Murjan Tower (Previously known as Danet-Sorouh Tower) | Al Murjan Tower (Previously known as Danet-Sorouh Tower) | On Air | 24.4313 | 54.4375 | IBS | Commercial & Residential | SE | Abu Dhabi | ABU DHABI_Al Zahra | du | T | 3G-4G |  | On Air | On Air | 140016.6555 | 1211838.8214 | AUH5464
IDX5249 | IDX0249 | IDXL5249 | Al Muraqabat Police Station Accommodations | Al Muraqabat Police Station Accommodations | On Air | 25.2692 | 55.3285 | IBS | Government | DXB | Dubai | DUBAI_AL MURAQQABAT | du | NSN | 3G-4G |  | On Air | On Air | 1306818.5348 | 8718868.9 | IDX0249
IDX5228 | IDX0228 | IDXL5228 | Al Muraqabat Police Station | Al Muraqabat Police Station | On Air | 25.2699 | 55.3294 | IBS | Government | DXB | Dubai | DUBAI_AL MURAQQABAT | du | NSN | 2G-3G-4G | On Air | On Air | On Air | 325570.6826 | 1567306.3 | IDX0228
DXB0112 | DXB5112 | DXBL0112 | Al Mulla Plaza | Al Mulla Plaza | On Air | 25.2816 | 55.357 | IBS | Mall | DXB | Dubai | DUBAI_AL NAHDA FIRST | du | NSN | 2G-3G-4G | On Air | On Air | On Air | 843209.9341 | 1016311 | DXB5112
SHJ0478 | SHJ5478 | SHJL0478 | Al Muhanad Tower | Al Muhanad Tower | On Air | 25.3374 | 55.3756 | IBS | Residential | NE | Sharjah | SHARJAH_AL MAZAJ THIRD | du | W | 3G-4G |  | On Air | On Air | 201408.4488 | 489359.9 | SHJ5478
AUH0435 | AUH5435 | AUHL0435 | AL Muhairi Shopping Center | AL Muhairi Shopping Center | On Air | 24.4804 | 54.3573 | IBS | Mall | SE | Abu Dhabi | ABU DHABI_Al Khalidiya | du | Huawei | 2G-3G-4G | On Air | On Air | On Air | 519201.1058 | 1435903.1918 | AUH5435
DXB0100 | DXB5100 | DXBL0100 | AL MOUSA TOWER 2 | AL MOUSA TOWER 2 | On Air | 25.2164 | 55.2774 | IBS | Commercial | DXB | Dubai | DUBAI_TRADE CENTER FIRST | du | Mitech | 2G-3G-4G | On Air | On Air | On Air | 397843.3546 | 1566782.3 | DXB5100
DXB0099 | DXB5099 | DXBL0099 | AL MOUSA TOWER 1 | AL MOUSA TOWER 1 | On Air | 25.2167 | 55.2776 | IBS | Commercial | DXB | Dubai | DUBAI_TRADE CENTER FIRST | du | Mitech | 2G-3G | On Air | On Air |  | 427510.3752 | 0 | DXB5099
DXB0130 | DXB5130 |  | Al Meraikhy Tower | Al Meraikhy Tower | On Air | 25.2085 | 55.2725 | IBS | Residential | DXB | Dubai | DUBAI_TRADE CENTER FIRST | du | Huawei | 2G-3G | On Air | On Air |  | 107576.4565 | 0 | DXB5130
AUH0691 | AUH5691 | AUHL0691 | Al Maya Hotel Staff Accommodations | Al Maya Hotel Staff Accommodations | On Air | 24.3891 | 54.2218 | IBS | Residential | SE | Abu Dhabi | ABU DHABI_HALAT AL BAHRANI ISLAND | du | NSN | 2G-3G-4G | On Air | On Air | On Air | 481426.5989 | 816378.2978 | AUH5691
SHJ0126 | SHJ5126 | SHJL0126 | Al Mawja Tower | Al Mawja Tower | On Air | 25.3169 | 55.3755 | IBS | Residential | NE | Sharjah | SHARJAH_AL KHAN | du | Huawei | 2G-3G-4G | On Air | On Air | On Air | 701045.4399 | 3346734.6 | SHJ5126
IDX5623 | IDX0623 | IDXL5623 | Al Mawakeb School | Al Mawakeb School | On Air | 25.1045 | 55.2017 | IBS | University | DXB | Dubai | DUBAI_AL BARSHA SECOND | du | T | 3G-4G |  | On Air | On Air | 265890.0357 | 1639199.1 | IDX0623
SHJ0375 | SHJ5375 |  | Al Marzouqi Towers Office & Hotel (Four Points by Sheraton) | Al Marzouqi Towers Office & Hotel (Four Points by Sheraton) | On Air | 25.3445 | 55.3879 | IBS | Hotel | NE | Sharjah | SHARJAH_AL NUD | du | Huawei | 2G-3G |  | On Air |  | 1206114.5199 | 0 | SHJ5375
SHJ0374 | SHJ5374 | SHJL0374 | Al Marzouqi Towers A & B | Al Marzouqi Towers A & B | On Air | 25.3449 | 55.3879 | IBS | Residential | NE | Sharjah | SHARJAH_AL NUD | du | Huawei | 2G-3G-4G |  | On Air | On Air | 189371.7028 | 2193620.1 | SHJ5374
SHJ0364 | SHJ5364 | SHJL0364 | Al Marwa 3 | Al Marwa 3 | On Air | 25.3194 | 55.3634 | IBS | Residential | NE | Sharjah | SHARJAH_AL KHAN | du | Huawei | 2G-3G-4G | On Air | On Air | On Air | 531568.3281 | 3317548.7 | SHJ5364
AUH0478 | AUH5478 | AUHL0478 | Al Mamoura Building A | Al Mamoura Building A | On Air | 24.4632 | 54.3881 | IBS | Commercial | SE | Abu Dhabi | ABU DHABI_Al Nahyan | Etisalat | ETC | 2G-3G-4G | On Air | On Air | On Air | 1120414.8313 | 2641111.1368 | AUH5478
DXB0649 | DXB5649 | covered | Al Maktoum Airport Exhibition Airshow_Right | Al Maktoum Airport Exhibition Airshow | On Air | 24.8744 | 55.1806 | IBS | Airport | DXB | Dubai | DUBAI_MADINAT AL MATAAR | Etisalat | ETC | 2G-3G | On Air | On Air |  | 47870.8235 | 0 | DXB5649
DXB0650 | DXB5650 | DXBL0650 | Al Maktoum Airport Exhibition Airshow_Middle | Al Maktoum Airport Exhibition Airshow | On Air | 24.8744 | 55.1806 | IBS | Airport | DXB | Dubai | DUBAI_MADINAT AL MATAAR | Etisalat | ETC | 2G-3G-4G | On Air | On Air | On Air | 67936.4771 | 244915.7 | DXB5650
DXB0651 | DXB5651 | covered | Al Maktoum Airport Exhibition Airshow_Left | Al Maktoum Airport Exhibition Airshow | On Air | 24.8744 | 55.1806 | IBS | Airport | DXB | Dubai | DUBAI_MADINAT AL MATAAR | Etisalat | ETC | 2G-3G | On Air | On Air |  | 11700.2264 | 0 | DXB5651
SHJ0300 | SHJ5300 | SHJL0300 | Al Majid Tower | Al Majid Tower | On Air | 25.2988 | 55.3746 | IBS | Residential | NE | Sharjah | SHARJAH_AL NAHDA | du | NSN | 2G-3G | On Air | On Air |  | 788524.708 | 0 | SHJ5300
SHJ0033 | SHJ5033 | SHJL0033 | Al Majaz Tower | Al Majaz Tower | On Air | 25.3328 | 55.3755 | IBS | Residential | NE | Sharjah | SHARJAH_AL MAZAJ THIRD | du | NSN | 2G-3G-4G | On Air | On Air | On Air | 642016.3869 | 2375454 | SHJ5033
SHJ0026 | SHJ5026 | SHJL0026 | Al Majaz Pearl | Al Majaz Pearl | On Air | 25.3292 | 55.3918 | IBS | Residential | NE | Sharjah | SHARJAH_AL MAZAJ SECOND | du | NSN | 2G-3G | On Air | On Air |  | 609409.7586 | 0 | SHJ5026
SHJ0071 | SHJ5071 | SHJL0071 | Al Majaz 2 Tower | Al Majaz 2 Tower | On Air | 25.3301 | 55.3736 | IBS | Residential | NE | Sharjah | SHARJAH_AL MAZAJ THIRD | du | Huawei | 2G-3G-4G | On Air | On Air | On Air | 493468.2561 | 1343590.4 | SHJ5071
IDX5495 | IDX0495 | IDXL5495 | Al Majara Tower 5 | Al Majara Tower 5 | On Air | 25.0739 | 55.1368 | IBS | Residential | DXB | Dubai | DUBAI_MARSA DUBAI | du | W | 3G-4G |  | On Air | On Air | 119309.8218 | 385934.6 | IDX0495
IDX5494 | IDX0494 | IDXL5494 | Al Majara Tower 4 | Al Majara Tower 4 | On Air | 25.0745 | 55.1371 | IBS | Residential | DXB | Dubai | DUBAI_MARSA DUBAI | du | W | 3G-4G |  | On Air | On Air | 96690.0824 | 413643.9 | IDX0494
IDX5493 | IDX0493 | IDXL5493 | Al Majara Tower 3 | Al Majara Tower 3 | On Air | 25.0738 | 55.1374 | IBS | Residential | DXB | Dubai | DUBAI_MARSA DUBAI | du | W | 3G-4G |  | On Air | On Air | 44666.3913 | 571385.8 | IDX0493
IDX5490 | IDX0490 | IDXL5490 | Al Majara Tower 2 | Al Majara Tower 2 | On Air | 25.0733 | 55.1369 | IBS | Residential | DXB | Dubai | DUBAI_MARSA DUBAI | du | W | 3G-4G |  | On Air | On Air | 188474.1256 | 533048.1 | IDX0490
IDX5489 | IDX0489 | IDXL5489 | Al Majara Tower 1 | Al Majara Tower 1 | On Air | 25.0742 | 55.1375 | IBS | Residential | DXB | Dubai | DUBAI_MARSA DUBAI | du | W | 3G-4G |  | On Air | On Air | 89233.0273 | 647749 | IDX0489
AUH0417 | AUH5417 | AUHL0417 | Al Maha Rotana Suites | Al Maha Rotana Suites | On Air | 24.4923 | 54.3673 | IBS | Hotel | SE | Abu Dhabi | ABU DHABI_Al Markaziyah | du | NSN | 2G-3G-4G | On Air | On Air | On Air | 89773.8341 | 213193.3314 | AUH5417
AUH0416 | AUH5416 | AUHL0416 | Al Mafraq Hospital | Al Mafraq Hospital | On Air | 24.3295 | 54.6136 | IBS | Hospital | SE | Abu Dhabi | ABU DHABI_SHAKHBOUT CITY | du | NSN | 2G-3G-4G | On Air | On Air | On Air | 2681543.7327 | 6871972.9605 | #N/A
AUH0890 | AUH5890 | AUHL0890 | Al Mafraq Dialysis Center | Al Mafraq Dialysis Center | On Air | 24.3263 | 54.616 | IBS | Hospital | SE | Abu Dhabi | ABU DHABI_SHAKHBOUT CITY | du | NSN | 2G-3G-4G | On Air | On Air | On Air | 112432.1909 | 303388.3531 | AUH5890
NA | AJM5999H |  | Al Maeraj Contracting | Al Maeraj Contracting | On Air | 25.3703 | 55.4774 | ATOM | Commercial | NE | Ajman | AJMAN_AJMAN INDUSTRIAL 2 | du | Huawei | 3G |  | On Air |  | 264183.4711 | 0 | #N/A
SHJ0336 | SHJ5336 | SHJL0336 | Al Mabruka Tower 2 | Al Mabruka Tower 2 | On Air | 25.3371 | 55.3891 | IBS | Residential | NE | Sharjah | SHARJAH_AL MAZAJ FIRST | du | W | 3G-4G |  | On Air | On Air | 518029.1791 | 1442538.6 | SHJ5336
SHJ0228 | SHJ5228 | SHJL0228 | Al Mabruka Tower 1 | Al Mabruka Tower 1 | On Air | 25.3369 | 55.3887 | IBS | Residential | NE | Sharjah | SHARJAH_AL MAZAJ FIRST | du | W | 3G-4G |  | On Air | On Air | 196525.494 | 1445067.3 | SHJ5228
AUH0817 | AUH5817 | AUHL0817 | Al Kindi Tower | Al Kindi Tower | On Air | 24.4903 | 54.3561 | IBS | Residential | SE | Abu Dhabi | ABU DHABI_Al Markaziyah | du | NSN | 2G-3G-4G | On Air | On Air | On Air | 55578.0096 | 327808.1587 | AUH5817
SHJ0143 | SHJ5143 | SHJL0143 | Al Khudeirah Building | Al Khudeirah Building | On Air | 25.3551 | 55.3913 | IBS | Residential | NE | Sharjah | SHARJAH_UMM AT TARRAFA | du | Huawei | 2G-3G | On Air | On Air |  | 152688.4734 | 0 | SHJ5143
SHJ0201 | SHJ5201 | SHJL0201 | Al Khan Twin Tower A | Al Khan Twin Tower A | On Air | 25.326 | 55.3771 | IBS | Residential | NE | Sharjah | SHARJAH_AL MAZAJ THIRD | du | Huawei | 2G-3G-4G | On Air | On Air | On Air | 515868.732 | 800951.4 | SHJ5201
SHJ0150 | SHJ5150 | SHJL0150 | Al Khan Palace | Al Khan Palace | On Air | 25.328 | 55.3687 | IBS | Residential | NE | Sharjah | SHARJAH_AL KHAN | du | NSN-FTK | 2G-3G | On Air | On Air |  | 435658.5444 | 0 | SHJ5150
AUH0580 | AUH5580 | AUHL0580 | Al Khalidiya Mall | Al Khalidiya Mall | On Air | 24.4701 | 54.3517 | IBS | Mall | SE | Abu Dhabi | ABU DHABI_Al Khalidiya | du | MOTO | 2G-3G-4G | On Air | On Air | On Air | 2052360.3136 | 6065703.7351 | AUH5580
DXB0007 | DXB5007 | DXBL0007 | Al Khaleej Centre | Al Khaleej Centre | On Air | 25.2569 | 55.2958 | IBS | Mall | DXB | Dubai | DUBAI_AL RAFFA | du | NSN | 2G-3G-4G | On Air | On Air | On Air | 1629736.3356 | 3551720.7 | DXB5007
IDX5413 | IDX0413 | IDXL5413 | Al Khail Gate Community Centre | Al Khail Gate Community Centre | On Air | 25.1425 | 55.2499 | IBS | Mall | DXB | Dubai | DUBAI_AL QOUZE IND.SECOND (AL QUOZ IND. SECOND) | du | T | 3G-4G |  | On Air | On Air | 182436.5819 | 1155827.5 | IDX0413
DXB0819 | DXB5819 | DXBL0819 | Al Kazim Tower 1 (Business Central Tower 2) | Business Central Tower | On Air | 25.1004 | 55.1691 | IBS | Commercial | DXB | Dubai | DUBAI_AL SAFOUH SECOND | Etisalat | ETC | 2G-3G-4G | On Air | On Air | On Air | 2183757.2246 | 5837301.9 | DXB5819
DXB0818 | DXB5818 | DXBL0818 | Al Kazim Tower 1 (Business Central Tower 1) | Business Central Tower | On Air | 25.1008 | 55.1696 | IBS | Commercial | DXB | Dubai | DUBAI_AL SAFOUH SECOND | Etisalat | ETC | 2G-3G-4G | On Air | On Air | On Air | 1217135.4545 | 3089125.7 | DXB5818
DXB0487 | DXB5487 | DXBL0487 | Al Kafji Building | Al Kafji Building | On Air | 25.2469 | 55.309 | IBS | Commercial | DXB | Dubai | DUBAI_AL KARAMA | du | Huawei | 2G-3G | On Air | On Air |  | 477412.9198 | 0 | DXB5487
NA | AJM5999D |  | Al Jurf Center Ajman | Al Jurf Center Ajman | On Air | 25.4248 | 55.502 | ATOM | Mall | NE | Ajman | AJMAN_JURF 1 | du | Huawei | 3G |  | On Air |  | 1001114.8073 | 0 | #N/A
SHJ0404 | SHJ5404 | SHJL0404 | Al Jubail Market | Al Jubail Market | On Air | 25.3495 | 55.3794 | IBS | Mall | NE | Sharjah | SHARJAH_AL JUBAIL | Etisalat | ETC | 3G-4G |  | On Air | On Air | 1262082.96 | 3993634.2 | SHJ5404
AUH0575 | AUH5575 | AUHL0575 | Al Jowhara Tower MAAM Inv | Al Jowhara Tower MAAM Inv | On Air | 24.5045 | 54.3691 | IBS | Commercial | SE | Abu Dhabi | ABU DHABI_Tourist Club Area | du | Huawei | 3G-4G |  | On Air | On Air | 57102.874 | 101651.1733 | AUH5575
AAN0006 | AAN5006 | AANL0006 | Al Jimi Mall | Al Jimi Mall | On Air | 24.2441 | 55.7264 | IBS | Mall | SE | Abu Dhabi | ABU DHABI_AL JIMI | du | Mitech | 2G-3G-4G | On Air | On Air | On Air | 1796150.338 | 4924364.5084 | AAN5006
AUH0946 | AUH5946 | AUHL0946 | Al Jazeera Tower B (Bright Point Hospital) | Al Jazeera Tower B (Bright Point Hospital) | On Air | 24.4526 | 54.3933 | IBS | Hospital | SE | Abu Dhabi | ABU DHABI_Al Nahyan | du | Huawei | 2G-3G-4G | On Air | On Air | On Air | 264342.6668 | 1235762.0898 | AUH5946
AUH0945 | AUH5945 | AUHL0945 | Al Jazeera Tower A | Al Jazeera Tower A | On Air | 24.4538 | 54.3922 | IBS | Commercial | SE | Abu Dhabi | ABU DHABI_Al Nahyan | du | Huawei | 3G-4G |  | On Air | On Air | 489354.8595 | 1915802.414 | AUH5945
AUH0786 | AUH5786 | AUHL0786 | Al Jazeera Building | Al Jazeera Building | On Air | 24.4936 | 54.3609 | IBS | Residential | SE | Abu Dhabi | ABU DHABI_Al Markaziyah | du | NSN | 2G-3G-4G | On Air | On Air | On Air | 381361.0339 | 538711.444 | AUH5786
SHJ0438 | SHJ5438 | SHJL0438 | Al Jawaher Convention Centre | Al Jawaher Convention Centre | On Air | 25.3171 | 55.5137 | IBS | Exhibition | NE | Sharjah | SHARJAH_AL JURAINA FIRST | du | HW | 3G-4G |  | On Air | On Air | 168002.6486 | 1286367.4 | SHJ5438
| IDX0895 | IDXL5895 | Al Jalila Foundation Research Building |  | On Air | 25.2323 | 55.3247 |  | Commercial | [7 empty] | On Air |  | 5552.0016 | 16112.4 | IDX0895
IDX5104 | IDX0104 | IDXL5104 | Al Jalila Children Specialty Hospital | Al Jalila Children Specialty Hospital | On Air | 25.2256 | 55.3189 | IBS | Hospital | DXB | Dubai | DUBAI_AL JADAF | Etisalat | ETC | 2G-3G-4G | On Air | On Air | On Air | 206453.9547 | 2131691.2 | IDX0104
AUH0821 | AUH5821 | AUHL0821 | Al Jahili Tower | Al Jahili Tower | On Air | 24.4907 | 54.3579 | IBS | Government | SE | Abu Dhabi | ABU DHABI_Al Markaziyah | du | NSN | 2G-3G-4G | On Air | On Air | On Air | 33995.3584 | 81280.6584 | AUH5821
SHJ0406 | SHJ5406 | SHJL0406 | Al Jaberi Building | Al Jaberi Building | On Air | 25.299 | 55.3739 | IBS | Residential | NE | Sharjah | SHARJAH_AL NAHDA | du | Huawei | 2G-3G | On Air | On Air |  | 768848.413 | 0 | SHJ5406
IDX5216 | IDX0216 | IDXL5216 | Al Jaber Tower (Media One Hotel) Passive | Al Jaber Tower (Media One Hotel) Passive | On Air | 25.0899 | 55.1524 | IBS | Hotel | DXB | Dubai | DUBAI_AL SAFOUH SECOND | du | NSN | 2G-3G-4G | On Air | On Air | On Air | 2692454.9597 | 8599177.9 | IDX0216
IDX5060 | IDX0060 | IDXL5060 | Al Hudaiba Awards Buildings | Al Hudaiba Awards Buildings | On Air | 25.2409 | 55.2721 | IBS | Commercial | DXB | Dubai | DUBAI_MADINAT DUBAI AL MELAHEYAH (AL MINA) | du | Huawei | 2G-3G |  | On Air |  | 1656328.1902 | 0 | IDX0060
SHJ0387 | SHJ5387 | SHJl0387 | Al Huda 2 Tower | Al Huda 2 Tower | On Air | 25.3275 | 55.3738 | IBS | Residential | NE | Sharjah | SHARJAH_AL KHAN | du | NSN | 2G-3G-4G | On Air | On Air | On Air | 273814.6326 | 3375004.4 | SHJ5387
SHJ0079 | SHJ5079 | SHJL0079 | Al Hilal Tower | Al Hilal Tower | On Air | 25.3264 | 55.3793 | IBS | Commercial | NE | Sharjah | SHARJAH_AL MAZAJ THIRD | du | NSN-FTK | 2G-3G | On Air | On Air |  | 434199.1899 | 0 | SHJ5079
SHJ0213 | SHJ5213 | SHJL0213 | AL Hilal Bank Tower SHJ | AL Hilal Bank Tower SHJ | On Air | 25.3463 | 55.3924 | IBS | Commercial | NE | Sharjah | SHARJAH_AL QASIMIA | du | NSN | 2G-3G-4G | On Air | On Air | On Air | 574163.218 | 1674366.7 | SHJ5213
AUH0789 | AUH5789 | AUHL0789 | Al Hilal Bank Tower | Al Hilal Bank Tower | On Air | 24.4985 | 54.3905 | IBS | Commercial | SE | Abu Dhabi | ABU DHABI_AL MARYAH ISLAND | Etisalat | ETC | 3G-4G |  | On Air | On Air | 3658.4625 | 23295.5518 | AUH5789
AUH0534 | AUH5534 | AUHL0534 | Al Hana Tower | Al Hana Tower | On Air | 24.471 | 54.3401 | IBS | Commercial | SE | Abu Dhabi | ABU DHABI_Al Khalidiya | du | NSN | 3G-4G |  | On Air | On Air | 248037.6517 | 569593.5812 | AUH5534
DXB0006 | DXB5006 | DXBL0006 | AL HANA CENTER | AL HANA CENTER | On Air | 25.237 | 55.2799 | IBS | Mall | DXB | Dubai | DUBAI_AL JAFILIYA | du | NSN | 2G-3G | On Air | On Air |  | 264507.4343 | 0 | DXB5006
RAK0519 | RAK5519 | RAKL0519 | Al Hamra Palace-Casa Hotel | Al Hamra Palace-Casa Hotel | On Air | 25.6861 | 55.7736 | IBS | Hotel | NE | Ras Al Khaimah | RAS AL-KHAIMAH_JAZEERA NAD AL SILI | Etisalat | ETC | 2G-3G-4G | On Air | On Air | On Air | 491501.9331 | 1362569.6 | RAK5519
RAK0527 | RAK5527 | RAKL0527 | Al Hamra Palace_Waldorf Hotel | Al Hamra Palace_Waldorf Hotel | On Air | 25.6853 | 55.7733 | IBS | Hotel | NE | Ras Al Khaimah | RAS AL-KHAIMAH_JAZEERA NAD AL SILI | Etisalat | ETC | 2G-3G-4G | On Air | On Air | On Air | 595587.0574 | 3353323 | RAK5527
RAK0520 | RAK5520 | RAKL0520 | AL Hamra Mall | AL Hamra Mall | On Air | 25.6813 | 55.7802 | IBS | Mall | NE | Ras Al Khaimah | RAS AL-KHAIMAH_JAZEERA NAD AL SILI | Etisalat | ETC | 2G-3G-4G | On Air | On Air | On Air | 2058061.6894 | 1856186.2 | RAK5520
RAK0503 | RAK5503 | RAKL0503 | Al Hamra Beach Hotel | Al Hamra Beach Hotel | On Air | 25.6888 | 55.7759 | IBS | Hotel | NE | Ras Al Khaimah | RAS AL-KHAIMAH_JAZEERA NAD AL SILI | du | NSN | 2G-3G-4G | On Air | On Air | On Air | 47126.3697 | 239533.5 | #N/A
| FUJ5609 | FUJL0609 | Al Hail Investment tower (Mozoon Eng Office Tower) | Al Hail Investment tower (Mozoon Eng Office Tower) | On Air | 25.1275 | 56.3549 |  | Residential | NE |  | FUJAIRAH_Al Owaid |  |  | 3G |  | On Air |  | 575768.0286 | 0 | FUJ5609
IDX5365 | IDX0365 | IDXL5365 | Al Habtoor Residence Tower 3 | Al Habtoor Residence | On Air | 25.1834 | 55.2543 |  | Hotel | DXB |  | DUBAI_BURJ KHALIFA (BUSINESS BAY) |  |  | 3G-4G |  | On Air | On Air | 1398616.773 | 4085571.1 | IDX0365
IDX5454 | IDX0454 | IDXL5454 | Al Habtoor Polo Resort Hotel | Al Habtoor Polo Resort Hotel | On Air | 25.0803 | 55.3678 | IBS | Hotel | DXB | Dubai | DUBAI_WADI AL SAFA 5 (DUBAI LAND) | du | W | 3G-4G |  | On Air | On Air | 123287.6748 | 734916.3 | IDX0454
DXB0186 | DXB5186 | DXBL0186 | Al Habtoor Grand Palm Resort & Spa Palm Jumeirah | Al Habtoor Grand Palm Resort & Spa Palm Jumeirah | On Air | 25.1345 | 55.1504 | IBS | Hotel | DXB | Dubai | DUBAI_NAKHLAT JUMEIRA (THE PALM JUMEIRAH) | du | Huawei | 2G-3G | On Air | On Air |  | 1443754.6399 | 0 | DXB5186
IDX5346 | IDX0346 | IDXL5346 | Al Habtoor City Theatre Building | Al Habtoor City Theatre Building | On Air | 25.1839 | 55.2551 | IBS | Hotel | DXB | Dubai | DUBAI_BURJ KHALIFA (BUSINESS BAY) | du | Huawei | 3G-4G |  | On Air | On Air | 416260.2685 | 2836642.7 | IDX0346
DXB0736 | DXB5736 |  | Al Habtoor Business Tower | Al Habtoor Business Tower | On Air | 25.0856 | 55.142 | IBS | Commercial | DXB | Dubai | DUBAI_MARSA DUBAI | du | In House | 2G-3G | On Air | On Air |  | 645177.2213 | 0 | DXB5736
DXB0329 | DXB5329 | DXBL0329 | Al Ghurair University | Al Ghurair University | On Air | 25.1098 | 55.4071 | IBS | University | DXB | Dubai | DUBAI_AL ROWAIYAH SECOND (800) | du | In House | 2G-3G-4G | On Air | On Air | On Air | 163295.1786 | 898621.7 | DXB5329
DXB0700 | DXB5700 | DXBL0700 | Al Ghurair Expansion - Hotel Building & Basement | Al Ghurair City | On Air | 25.2696 | 55.3171 | IBS | Hotel | DXB | Dubai | DUBAI_AL MURAQQABAT | Etisalat | ETC | 2G-3G-4G | On Air | On Air | On Air | 4828212.1134 | 1962.2 | DXB5700
DXB0005 | DXB5005 | DXBL0005 | Al Ghurair City Mall | Al Ghurair City | On Air | 25.2682 | 55.318 | IBS | Mall | DXB | Dubai | DUBAI_AL MURAQQABAT | du | T | 2G-3G-4G | On Air | On Air | On Air | 1869550.166 | 4178818.8 | DXB5005
DXB0709 | DXB5709 | DXBL0709 | Al Ghurair City Expansion - Residential Building | Al Ghurair City | On Air | 25.269 | 55.3169 | IBS | Commercial | DXB | Dubai | DUBAI_AL MURAQQABAT | Etisalat | ETC | 2G-3G | On Air | On Air | On Air | 2196741.9657 | 31104 | DXB5709
DXB0708 | DXB5708 |  | Al Ghurair City Expansion - Office Building | Al Ghurair City | On Air | 25.2681 | 55.3166 | IBS | Residential | DXB | Dubai | DUBAI_AL MURAQQABAT | Etisalat | ETC | 2G-3G | On Air | On Air |  | 389542.1484 | 0 | DXB5708
DXB0806 | DXB5806 | DXBL0806 | Al Ghazal Mall & Residence | Al Ghazal Mall & Residence | On Air | 25.2377 | 55.2728 | IBS | Mall | DXB | Dubai | DUBAI_AL BADA (AL BADAA) | du | MOTO | 2G-3G-4G | On Air | On Air | On Air | 3013475.5512 | 3419274.1 | DXB5806
AUH0896 | AUH5896 | AUHL0896 | Al Gharbia Hospital Adminstration | Al Gharbia Hospital Adminstration | On Air | 23.6514 | 53.6758 | IBS | Hospital | SE | Abu Dhabi | ABU DHABI_MADINAT ZAYED(WR) | du | NSN | 2G-3G-4G | On Air | On Air | On Air | 0 | 94395.0942 | AUH5896
SHJ0410 | SHJ5410 | SHJL0410 | Al Ghanim Business Center | Al Ghanim Business Center | On Air | 25.3311 | 55.3705 | IBS | Commercial | NE | Sharjah | SHARJAH_AL MAZAJ THIRD | du | NSN | 2G-3G | On Air | On Air | On Air | 295535.6298 | 575056.6 | SHJ5410
NA | IDX0210T | IDXL5210I | Al Futtaim Carillion LLC Control Tower | Al Futtaim Carillion LLC Control Tower | On Air | 25.0473 | 55.2303 | ATOM | Commercial | DXB | Dubai | DUBAI_AL HEBIAH FIRST (DUBAI AUTODROME) | du | Huawei | 3G |  | On Air |  | 1237741.9331 | 0 | #N/A
DXB0218 | DXB5218 | DXBL0218 | Al Futtaim Capital | Al Futtaim Capital | On Air | 25.2674 | 55.3083 | IBS | Commercial | DXB | Dubai | DUBAI_AL RIGGA | du | Alan Dick | 2G-3G | On Air | On Air |  | 196580.4896 | 0 | DXB5218
FUJ0603 | FUJ5603 | FUJL0603 | Al Fujeirah Trade Center | Al Fujeirah Trade Center | On Air | 25.1212 | 56.3313 | IBS | Commercial | NE | Fujairah | FUJAIRAH_MERAISHID - Town Center | du | Huawei | 2G-3G | On Air | On Air |  | 209140.9069 | 0 | FUJ5603
AAN0021 | AAN5021 | AANL0021 | Al Foah Al Ain Mall | Al Foah Al Ain Mall | On Air | 24.3441 | 55.7926 | IBS | Mall | SE | Abu Dhabi | ABU DHABI_AL FOAA | du | NSN | 3G-4G |  | On Air | On Air | 1106104.6459 | 2878651.0578 | AAN5021
SHJ0409 | SHJ5409 | SHJL0409 | Al Ferasa Tower | Al Ferasa Tower | On Air | 25.3426 | 55.3864 | IBS | Residential | NE | Sharjah | SHARJAH_AL MAZAJ FIRST | du | NSN | 2G-3G | On Air | On Air |  | 118331.9708 | 0 | SHJ5409
DXB0468 | DXB5468 | DXBL0468 | Al Fattan Marine Tower Commercial | Al Fattan Marine Tower Commercial | On Air | 25.0793 | 55.1362 | IBS | Commercial | DXB | Dubai | DUBAI_MARSA DUBAI | du | Huawei | 2G-3G | On Air | On Air |  | 1841191.3563 | 0 | DXB5468
DXB0564 | DXB5564 | DXBL0564 | Al Fattan Currency House | Al Fattan Currency House | On Air | 25.2125 | 55.2812 | IBS | Commercial | DXB | Dubai | DUBAI_ZAABEEL SECOND | Etisalat | ETC | 2G-3G-4G | On Air | On Air | On Air | 1904169.3593 | 8382764.4 | DXB5564
IDX5206 | IDX0206 | IDXL5206 | Al Fattan Crystal Towers - Residential | Al Fattan Crystal Towers | On Air | 25.0801 | 55.1355 | IBS | Residential | DXB | Dubai | DUBAI_MARSA DUBAI | du |  | 3G-4G |  | On Air | On Air | 49623.1563 | 177449.6 | IDX0206
IDX5205 | IDX0205 | IDXL5205 | Al Fattan Crystal Towers - Hotel (Rixos Premium Hotel) | Al Fattan Crystal Towers | On Air | 25.0801 | 55.1355 | IBS | Hotel | DXB | Dubai | DUBAI_MARSA DUBAI | du | Huawei | 3G-4G |  | On Air | On Air | 288760.7948 | 1858344.3 | IDX0205
IDX5204 | IDX0204 | IDXL5204 | Al Fattan Crystal Towers – Common Floors | Al Fattan Crystal Towers | On Air | 25.0801 | 55.1355 | IBS | Car Park | DXB | Dubai | DUBAI_MARSA DUBAI | du | Huawei | 3G-4G |  | On Air | On Air | 1157071.0704 | 5245344.8 | IDX0204
DXB0410 | DXB5410 | DXBL0410 | Al Fardan Tower - Dream 1 | Al Fardan Tower - Dream 1 | On Air | 25.0703 | 55.1359 | IBS | Residential | DXB | Dubai | DUBAI_MARSA DUBAI | du | Huawei | 2G-3G | On Air | On Air |  | 752348.402 | 0 | DXB5410
DXB0878 | DXB5878 | DXBL0878 | Al Fardan Building (Standard Chartered Bank) | Al Fardan Building (Standard Chartered Bank) | On Air | 25.2533 | 55.293 | IBS | Commercial | DXB | Dubai | DUBAI_MANKHOOL | du | Mitech | 2G-3G | On Air | On Air |  | 322662.2082 | 0 | DXB5878
AAN0048 | AAN5048 | AANL0048 | Al Falah Plaza AAN | Al Falah Plaza AAN | On Air | 24.2245 | 55.7621 | IBS | Mall | SE | Abu Dhabi | ABU DHABI_CENTRAL DISTRICT | du | NSN | 3G-4G |  | On Air | On Air | 222629.8825 | 643653.4471 | AAN5048
AUH0787 | AUH5787 | AUHL0787 | Al Etihad Tower | Al Etihad Tower | On Air | 24.4932 | 54.3612 | IBS | Residential | SE | Abu Dhabi | ABU DHABI_Al Markaziyah | du | NSN | 2G-3G-4G | On Air | On Air | On Air | 257968.3796 | 667410.4579 | AUH5787
SHJ0124 | SHJ5124 | SHJL0124 | Al Durrah Tower | Al Durrah Tower | On Air | 25.3236 | 55.383 | IBS | Residential | NE | Sharjah | SHARJAH_AL MAZAJ THIRD | du | Huawei | 2G-3G | On Air | On Air |  | 2021049.4032 | 0 | SHJ5124
SHJ0147 | SHJ5147 | SHJL0147 | Al Diwan Tower | Al Diwan Tower | On Air | 25.3504 | 55.3922 | IBS | Residential | NE | Sharjah | SHARJAH_AL QASIMIA | du | Huawei | 2G-3G-4G | On Air | On Air | On Air | 285900.0278 | 528848 | SHJ5147
FUJ0604 | FUJ5604 | FUJL0604 | Al Diar Siji Center | Al Diar Siji Center | On Air | 25.1218 | 56.3327 | IBS | Commercial | NE | Fujairah | FUJAIRAH_MERAISHID - Town Center | du | NSN | 2G-3G-4G | On Air | On Air | On Air | 41765.7217 | 243658.2 | FUJ5604
SHJ0424 | SHJ5424 | SHJL0424 | Al Dhaid Hospital | Al Dhaid Hospital | On Air | 25.2796 | 55.8924 | IBS | Hospital | NE | Sharjah | SHARJAH_Al Dhaid City | du | Huawei | 2G-3G-4G | On Air | On Air | On Air | 660533.3182 | 1141155.5 | SHJ5424
SHJ0462 | SHJ5462 | SHJL0462 | Al Dhaheri Tower @ Al Taawun | Al Dhaheri Tower @ Al Taawun | On Air | 25.3129 | 55.3786 | IBS | Residential | NE | Sharjah | SHARJAH_AL MAMZAR | du | W | 3G-4G |  | On Air | On Air | 480330.0985 | 1450137.6 | SHJ5462
AUH0556 | AUH5556 | AUHL0556 | Al Dhabi Tower (RAK Bank at GF) | Al Dhabi Tower (RAK Bank at GF) | On Air | 24.4713 | 54.3689 | IBS | Residential | SE | Abu Dhabi | ABU DHABI_Al Karamah | du | T | 3G-4G |  | On Air | On Air | 245723.8338 | 987083.3224 | AUH5556
IDX5174 | IDX0174 | IDXL5174 | Al Dana Center | Al Dana Center | On Air | 25.2622 | 55.3193 | IBS | Mall | DXB | Dubai | DUBAI_AL MURAQQABAT | du | NSN | 2G-3G-4G | On Air | On Air | On Air | 207187.3764 | 955134.7 | IDX0174
DXB0004 | DXB5004 | DXBL0004 | Al Bustan Rotana Hotel | Al Bustan Rotana Hotel | On Air | 25.2481 | 55.3452 | IBS | Hotel | DXB | Dubai | DUBAI_AL GARHOUD | du | NSN | 2G-3G-4G | On Air | On Air | On Air | 332633.1106 | 1196804.8 | DXB5004
AUH0709 | AUH5709 | AUHL0709 | Al Bustan Complex 5 - Unfurnished Apartment West | Al Bustan Complex | On Air | 24.4297 | 54.4278 | IBS | Residential | SE | Abu Dhabi | ABU DHABI_Al Morror | Etisalat | ETC | 2G-3G-4G | On Air | On Air | On Air | 717464.3047 | 81702.1706 | AUH5709
AUH0708 | AUH5708 | AUHL0708 | Al Bustan Complex 4 - Unfurnished Apartment East | Al Bustan Complex | On Air | 24.4293 | 54.428 | IBS | Residential | SE | Abu Dhabi | ABU DHABI_Al Morror | Etisalat | ETC | 2G-3G-4G | On Air | On Air | On Air | 160359.5604 | 107140.373 | AUH5708
AUH0707 | AUH5707 | AUHL0707 | Al Bustan Complex 3 - Service Apartment | Al Bustan Complex | On Air | 24.4295 | 54.4284 | IBS | Commercial | SE | Abu Dhabi | ABU DHABI_Al Morror | Etisalat | ETC | 2G-3G-4G | On Air | On Air | On Air | 335672.7131 | 889580.6922 | AUH5707
AUH0706 | AUH5706 | AUHL0706 | Al Bustan Complex 2 - Office | Al Bustan Complex | On Air | 24.4293 | 54.4288 | IBS | Residential | SE | Abu Dhabi | ABU DHABI_Al Morror | Etisalat | ETC | 2G-3G-4G | On Air | On Air | On Air | 140038.9809 | 1353183.4602 | AUH5706
AUH0705 | AUH5705 | AUHL0705 | Al Bustan Complex 1 - Novotel Hotel | Al Bustan Complex | On Air | 24.4299 | 54.429 | IBS | Hotel | SE | Abu Dhabi | ABU DHABI_Al Morror | Etisalat | ETC | 2G-3G-4G | On Air | On Air | On Air | 346985.8413 | 1863763.0854 | AUH5705
AUH0793 | AUH5793 | AUHL0793 | Al Bustan Complex - Common Basemenet Parking | Al Bustan Complex | On Air | 24.4291 | 54.4282 | IBS | Car Park | SE | Abu Dhabi | ABU DHABI_Al Morror | Etisalat | ETC | 2G-3G-4G | On Air | On Air | On Air | 381209.5322 | 799229.7204 | AUH5793
DXB0003 | DXB5003 | DXBL0003 | AL Bustan Center | AL Bustan Center | On Air | 25.2747 | 55.3678 | IBS | Mall | DXB | Dubai | DUBAI_AL QUSAIS FIRST | du | NSN | 2G-3G-4G | On Air | On Air | On Air | 1383298.9511 | 4493732.1 | DXB5003
IDX5336 | IDX0336 | IDXL5336 | Al Berwaz Tower aka. Dubai Frame | Al Berwaz Tower aka. Dubai Frame | On Air | 25.2355 | 55.3 |  | Commercial | DXB |  | DUBAI_AL KIFAF |  |  | 3G-4G |  | On Air | On Air | 274820.4077 | 1640796.1 | IDX0336
AAN0015 | AAN5015 | AANL0015 | Al Bawadi Mall | Al Bawadi Mall | On Air | 24.1597 | 55.8059 | IBS | Mall | SE | Abu Dhabi | ABU DHABI_AL KHRAIR | Etisalat | Mitech/ETC | 2G-3G-4G | On Air | On Air | On Air | 4611963.5097 | 10547401.9602 | AAN5015
SHJ0057 | SHJ5057 | SHJL0057 | Al Bawadi 2 | Al Bawadi 2 | On Air | 25.3137 | 55.3776 | IBS | Residential | NE | Sharjah | SHARJAH_AL MAMZAR | du | NSN | 2G-3G | On Air | On Air |  | 808366.2259 | 0 | SHJ5057
SHJ0260 | SHJ5260 | SHJL0260 | Al Bathaa Office Tower | Al Bathaa Office Tower | On Air | 25.3341 | 55.389 | IBS | Commercial | NE | Sharjah | SHARJAH_AL MAZAJ FIRST | du | NSN | 2G-3G-4G | On Air | On Air | On Air | 479698.7623 | 1375837.7 | SHJ5260
DXB0579 | DXB5579 | DXBL0579 | Al Bateen Jumeirah Tower B | Al Bateen Jumeirah Tower B | On Air | 25.0725 | 55.1279 | IBS | Residential | DXB | Dubai | DUBAI_MARSA DUBAI | du | NSN | 2G-3G-4G | On Air | On Air |  | 2738206.4282 | 0 | DXB5579
DXB0545 | DXB5545 | DXBL0545 | Al Bateen Jumeirah Tower A (aka. Doubletree Hotel JBR) | Al Bateen Jumeirah Tower A (aka. Doubletree Hotel JBR) | On Air | 25.0728 | 55.1281 | IBS | Hotel | DXB | Dubai | DUBAI_MARSA DUBAI | du | NSN | 2G-3G | On Air | On Air |  | 868621.8892 | 0 | DXB5545
DXB0911 | DXB5911 | DXBL0911 | Al Bassam Tower | Al Bassam Tower | On Air | 25.0994 | 55.1772 | IBS | Commercial | DXB | Dubai | DUBAI_AL THANYAH FIRST (AL SAFOUH THIRD) | du | Huawei | 2G-3G-4G | On Air | On Air | On Air | 2044452.052 | 5353678.1 | DXB5911
IDX5257 | IDX0257 | IDXL5257 | Al Barsha Police Station | Al Barsha Police Station | On Air | 25.078 | 55.2139 | IBS | Government | DXB | Dubai | DUBAI_AL BARSHA SOUTH FIRST | du | NSN | 2G-3G-4G | On Air | On Air | On Air | 175029.9967 | 2220628.9 | IDX0257
DXB0136 | DXB5136 | DXBL0136 | Al Barsha Mall | Al Barsha Mall | On Air | 25.0986 | 55.2049 | IBS | Mall | DXB | Dubai | DUBAI_AL BARSHA SECOND | Etisalat | ETC | 2G-3G-4G | On Air | On Air | On Air | 2694040.4856 | 16539724.8 | DXB5136
DXB0371 | DXB5371 | DXBL0371 | Al Baraha Hospital - Deira | Al Baraha Hospital - Deira | On Air | 25.283 | 55.3177 | IBS | Hospital | DXB | Dubai | DUBAI_AL BARAHA | Etisalat | ETC | 2G-3G-4G | On Air | On Air | On Air | 1401155.7143 | 2532435.5 | DXB5371
SHJ0167 | SHJ5167 | SHJL0167 | Al Baheya Tower | Al Baheya Tower | On Air | 25.3344 | 55.392 | IBS | Residential | NE | Sharjah | SHARJAH_ABU SHUGHARA | du | NSN | 2G-3G | On Air | On Air |  | 181174.5361 | 0 | SHJ5167
AUH0779 | AUH5779 | AUHL0779 | Al Bahar L.L.C | Al Bahar L.L.C | On Air | 24.3786 | 54.4868 | IBS | Commercial | SE | Abu Dhabi | ABU DHABI_Mussafah | du | In House | 2G-3G-4G | On Air | On Air | On Air | 411111.4993 | 1072797.2849 | AUH5779
AUH0927 | AUH5927 | AUHL0927 | Al Badie Hotel (Rotana Hotel) | Al Badie Hotel (Rotana Hotel) | On Air | 24.418 | 54.4401 | IBS | Hotel | SE | Abu Dhabi | ABU DHABI_Al Safarat | du | NSN | 2G-3G-4G | On Air | On Air | On Air | 209285.2922 | 1492924.8906 | AUH5927
DXB0167 | DXB5167 | DXBL0167 | Al Badia Golf Club | Al Badia Golf Club | On Air | 25.2155 | 55.3638 | IBS | Commercial | DXB | Dubai | DUBAI_AL KHEERAN (RAS AL HAMAR) | du | NSN | 2G-3G | On Air | On Air |  | 82616.3248 | 0 | DXB5167
DXB0124 | DXB5124 | DXBL0124 | Al Attar Tower | Al Attar Tower | On Air | 25.213 | 55.2773 | IBS | Commercial | DXB | Dubai | DUBAI_TRADE CENTER SECOND | du | NSN | 2G-3G | On Air | On Air |  | 845199.4124 | 0 | DXB5124
DXB0080 | DXB5080 | DXBL0080 | Al Attar Business Tower | Al Attar Business Tower | On Air | 25.2125 | 55.2773 | IBS | Commercial | DXB | Dubai | DUBAI_TRADE CENTER SECOND | du | NSN | 2G-3G | On Air | On Air |  | 906124.7178 | 0 | DXB5080
SHJ0129 | SHJ5129 | SHJL0129 | Al Asmawi Tower | Al Asmawi Tower | On Air | 25.3062 | 55.3665 | IBS | Residential | NE | Sharjah | SHARJAH_AL MAMZAR | du | Huawei | 2G-3G | On Air | On Air |  | 291153.6901 | 0 | SHJ5129
SHJ0148 | SHJ5148 | SHJl0148 | Al Arobah Building | Al Arobah Building | On Air | 25.3591 | 55.3886 | IBS | Residential | NE | Sharjah | SHARJAH_Al Shuwaihean | du | Huawei | 2G-3G-4G | On Air | On Air | On Air | 721023.1406 | 1161060.2 | SHJ5148
SHJ0290 | SHJ5290 | SHJL0290 | AL Arab Mall | AL Arab Mall | On Air | 25.3089 | 55.369 | IBS | Mall | NE | Sharjah | SHARJAH_AL KHAN | du | NSN | 2G-3G-4G | On Air | On Air | On Air | 64095.0487 | 156650.4 | SHJ5290
SHJ0146 | SHJ5146 | SHJL0146 | AL Andalos Tower | AL Andalos Tower | On Air | 25.3658 | 55.3935 | IBS | Residential | NE | Sharjah | SHARJAH_AL MUJARRAH | du | Huawei | 2G-3G | On Air | On Air |  | 258582.0823 | 0 | SHJ5146
DXB0254 | DXB5254 | DXBL0254 | Al Amri Tower_Tecom C | Al Amri Tower_Tecom C | On Air | 25.1031 | 55.1765 | IBS | Commercial | DXB | Dubai | DUBAI_AL THANYAH FIRST (AL SAFOUH THIRD) | du | Huawei | 2G-3G-4G | On Air | On Air | On Air | 654856.7735 | 2823518.8 | DXB5254
SHJ0394 | SHJ5394 | SHJL0394 | Al Ameer Tower | Al Ameer Tower | On Air | 25.3026 | 55.3815 | IBS | Residential | NE | Sharjah | SHARJAH_AL NAHDA | du | NSN | 2G-3G | On Air | On Air |  | 331644.8417 | 0 | SHJ5394
IDX5565 | IDX0565 | IDXL5565 | Al Amal Hospital - Dubai | Al Amal Hospital - Dubai | On Air | 25.1539 | 55.5142 | IBS | Hospital | DXB | Dubai | DUBAI_AL ROWAIYAH THIRD (800) | du | T | 3G-4G |  | On Air | On Air | 695725.4511 | 2050926.2 | IDX0565
IDX5865 | IDX0865 | IDXL5865 | Al Ali Properties Investment at Umm Al Sheif |  | On Air | 25.1394 | 55.2045 |  | Residential | DXB |  | DUBAI_UMM AL SHEIF |  |  |  |  | On Air | On Air | 94557.1198 | 802071.4 | IDX0865
AUH0445 | AUH5445 | AUHL0445 | Al Ain University of Science & Technology | Al Ain University of Science & Technology | On Air | 24.345985 | 54.5393 | IBS | University | SE | Abu Dhabi | ABU DHABI_Mohammed Bin Zayed City | Etisalat | ETC | 3G-4G |  | On Air | On Air | 253630.9002 | 863964.7763 | AUH5445
SHJ0365 | SHJ5365 | SHJL0365 | AL AIN TOWER | AL AIN TOWER | On Air | 25.3003 | 55.3724 | IBS | Residential | NE | Sharjah | SHARJAH_AL NAHDA | du | Huawei | 2G-3G-4G | On Air | On Air | On Air | 524419.2765 | 3394728.5 | SHJ5365
|  | AANL0056 | Al Ain Stadium (AKA Hazza Bin Zayed Stadium) | Al Ain Stadium | On Air | 24.2445 | 55.7169 |  | Stadium | SE |  |  |  |  | 4G |  |  | On Air | 0 | 607224.6955 | #N/A | #N/A
AAN0037 | AAN5037 | AANL0037I | Al Ain Stadium (AKA Hazza Bin Zayed Stadium) | Al Ain Stadium | On Air | 24.245 | 55.7171 | IBS | Grand Stand | SE | Abu Dhabi | ABU DHABI_AL TOWAYYA | Etisalat | ETC | 2G-3G-4G | On Air | On Air | On Air | 299188.9488 | 81072.8694 | #N/A
|  | AANL0057 | Al Ain Stadium (AKA Hazza Bin Zayed Stadium) | Al Ain Stadium | On Air | 24.2445 | 55.7169 |  | Stadium | SE | 4G |  |  |  | 4G |  |  | On Air | 0 | 308489.4914 | #N/A | #N/A
| AAN5042 | AANL0037II | Al Ain Stadium (AKA Hazza Bin Zayed Stadium) | Al Ain Stadium | On Air | 24.2445 | 55.7169 | IBS | Stadium | SE | Abu Dhabi | ABU DHABI_AL TOWAYYA | Etisalat | ETC | 3G-4G |  | On Air | On Air | 86212.8097 | 15483.3449 | #N/A
AAN0011 | AAN5011 | AANL0011 | Al Ain Rotana Hotel | Al Ain Rotana Hotel | On Air | 24.2185 | 55.7486 |  | Hotel | SE |  | ABU DHABI_AL JAHILI |  |  | 3G-4G |  | On Air | On Air | 278546.6119 | 763500.4567 | AAN5011
AAN0005 | AAN5005 | AANL0005 | Al Ain Municipality | Al Ain Municipality | On Air | 24.2386 | 55.7371 | IBS | Government | SE | Abu Dhabi | ABU DHABI_AL JIMI | du | NSN | 2G-3G-4G | On Air | On Air | On Air | 1369555.3213 | 3658487.2847 | AAN5005
AAN0025 | AAN5025 | AANL0025 | Al Ain Mall Phase-1 Extension | Al Ain Mall Phase-1 Extension | On Air | 24.2209 | 55.7819 | IBS | Mall | SE | Abu Dhabi | ABU DHABI_CENTRAL DISTRICT | Etisalat | ETC | 2G-3G-4G | On Air | On Air | On Air | 2388572.3558 | 7846253.8161 | AAN5025
AAN0004 | AAN5004 | AANL0004 | Al Ain Mall | Al Ain Mall | On Air | 24.2225 | 55.7822 | IBS | Mall | SE | Abu Dhabi | ABU DHABI_CENTRAL DISTRICT | du | NSN | 2G-3G-4G | On Air | On Air | On Air | 2776288.6498 | 6313554.0586 | AAN5004
AAN0003 | AAN5602 | AANL0003 | Al Ain International Airport | Al Ain International Airport | On Air | 24.2586 | 55.6164 | IBS | Airport | SE | Abu Dhabi | ABU DHABI_AL AIN INTERNATIONAL AIRPORT | du | NSN | 2G-3G-4G | On Air | On Air | On Air | 319607.9035 | 1652832.4355 | AAN5602
AAN0014 | AAN5014 | AANL0014 | Al Ain Hospital (Old + New Buildings) | Al Ain Hospital (Old + New Buildings) | On Air | 24.2307 | 55.7334 | IBS | Hospital | SE | Abu Dhabi | ABU DHABI_AL MUTAREDH | du | NSN | 2G-3G-4G | On Air |  | On Air | 0 | 5942147.5655 | AAN5014
SHJ0120 | SHJ5120 | SHJL0120 | Al Ahli Building | Al Ahli Building | On Air | 25.2882 | 55.4497 | IBS | Residential | NE | Sharjah | SHARJAH_MUWAILEH COMMERCIAL | du | Huawei | 2G-3G-4G | On Air | On Air | On Air | 1633725.1477 | 2137006.9 | SHJ5120
DXB0506 | DXB5506 | DXBL0506 | AL ABBAS TRADING | AL ABBAS TRADING | On Air | 25.2588 | 55.3011 | IBS | Commercial | DXB | Dubai | DUBAI_AL HAMRIYA | du | MOTO | 2G-3G | On Air | On Air |  | 237114.3492 | 0 | DXB5506
FUJ0636 | FUJ5636 | FUJL0636 | Ajman University of Science and Technology | Ajman University of Science and Technology | On Air | 25.1319 | 56.2939 | IBS | University | NE | Fujairah | FUJAIRAH_Fujairah Rural | du | T | 3G-4G |  | On Air | On Air | 59788.3454 | 261457.5 | FUJ5636
AJM0806 | AJM5806 | AJML0806 | Ajman University - 3 | Ajman University | On Air | 25.4125 | 55.5035 | IBS | University | NE | Ajman | AJMAN_JURF 1 | du | NSN-SV | 2G-3G-4G | On Air | On Air | On Air | 43860.3237 | 262536.8 | AJM5806
AJM0805 | AJM5805 | AJML0805 | Ajman University - 2 | Ajman University | On Air | 25.4131 | 55.5049 | IBS | University | NE | Ajman | AJMAN_JURF 1 | du | NSN-SV | 2G-3G-4G | On Air | On Air | On Air | 86034.043 | 342273.1 | AJM5805
AJM0804 | AJM5804 | AJML0804 | Ajman University | Ajman University | On Air | 25.4122 | 55.5072 | IBS | University | NE | Ajman | AJMAN_JURF 1 | du | NSN-SV | 2G-3G-4G | On Air | On Air | On Air | 85918.4945 | 478897.5 | AJM5804
AJM0878 | AJM5878 | AJML0878 | Ajman Twin Towers | Ajman Twin Towers | On Air | 25.3915 | 55.4372 | IBS | Residential | NE | Ajman | AJMAN_NUAIMEYA 3 | du | Huawei | 2G-3G-4G | On Air | On Air | On Air | 1072222.9439 | 2856047 | AJM5878
AJM0908 | AJM5908 | AJML0908 | Ajman Saray Resort | Ajman Saray Resort | On Air | 25.4211 | 55.4413 | IBS | Hotel | NE | Ajman | AJMAN_NAKHEEL 2 | Etisalat | ETC | 2G-3G-4G | On Air | On Air | On Air | 286069.8705 | 1126505 | AJM5908
AJM0891 | AJM5891 | AJML0891 | Ajman Pink Tower | Ajman Pink Tower | On Air | 25.3931 | 55.4315 | IBS | Commercial | NE | Ajman | AJMAN_RASHIDEYA 3 | du | Huawei | 2G-3G-4G | On Air | On Air | On Air | 384617.368 | 1066658.4 | AJM5891
AJM0917 | AJM5917 | AJML0917 | Ajman Pearl Tower(B4&B5) | Ajman Pearl Tower | On Air | 25.3925 | 55.4686 | IBS | Residential | NE | Ajman | AJMAN_RASHIDEYA 1 | du | Huawei | 2G-3G-4G | On Air | On Air | On Air | 941941.3525 | 4094705.6 | AJM5917
AJM0916 | AJM5916 | AJML0916 | Ajman Pearl Tower(B1&B2&B3) | Ajman Pearl Tower | On Air | 25.3925 | 55.4686 | IBS | Residential | NE | Ajman | AJMAN_RASHIDEYA 1 | du | Huawei | 2G-3G-4G | On Air | On Air | On Air | 1163516.5219 | 5123955.7 | AJM5916
AJM0915 | AJM5915 | AJML0915 | Ajman Pearl Tower(A4&A5) | Ajman Pearl Tower | On Air | 25.3925 | 55.4686 | IBS | Residential | NE | Ajman | AJMAN_RASHIDEYA 1 | du | Huawei | 2G-3G-4G | On Air | On Air | On Air | 1478316.0577 | 5618661.7 | AJM5915
AJM0914 | AJM5914 | AJML0914 | Ajman Pearl Tower(A1&A2&A3) | Ajman Pearl Tower(A1&A2&A3) | On Air | 25.3925 | 55.4686 | IBS | Residential | NE | Ajman | AJMAN_RASHIDEYA 1 | du | Huawei | 2G-3G-4G | On Air | On Air | On Air | 1401016.4732 | 5540434.6 | AJM5914
AJM0894 | AJM5894 | AJML0894 | Ajman Palace Hotel | Ajman Palace Hotel | On Air | 25.4169 | 55.4388 | IBS | Hotel | NE | Ajman | AJMAN_NAKHEEL 2 | du | Huawei | 2G-3G-4G | On Air | On Air | On Air | 397229.2541 | 1907583 | AJM5894
AJM0945 | AJM5945 | AJML0945 | Ajman Oriental Tower Podium and Tower A | Ajman Oriental Tower | On Air | 25.4045 | 55.4512 |  | Residential | NE |  | AJMAN_LIWARA 2 |  |  | 3G-4G |  | On Air | On Air | 242903.946 | 1467390.9 | AJM5945
AJM0947 | AJM5947 | AJML0947 | Ajman Oriental Tower C | Ajman Oriental Tower | On Air | 25.4045 | 55.4512 | IBS | Residential | NE | Ajman | AJMAN_LIWARA 2 | du |  | 3G-4G |  | On Air | On Air | 224392.8251 | 730666 | AJM5947
AJM0946 | AJM5946 | AJML0946 | Ajman Oriental Tower B | Ajman Oriental Tower | On Air | 25.4045 | 55.4512 | IBS | Residential | NE | Ajman | AJMAN_LIWARA 2 | du |  | 3G-4G |  | On Air | On Air | 746102.6933 | 1576561.1 | AJM5946
AJM0897 | AJM5897 | AJML0897 | Ajman One Towers_W5 Tower&SW6 Tower | Ajman One Towers | On Air | 25.3959 | 55.431 | IBS | Residential | NE | Ajman | AJMAN_RASHIDEYA 3 | du | Huawei | 2G-3G-4G | On Air | On Air | On Air | 857392.2816 | 4540395.5 | AJM5897
AJM0899 | AJM5899 | AJML0899 | Ajman One Towers_SE9 Tower&SE10 Tower | Ajman One Towers | On Air | 25.3959 | 55.431 | IBS | Residential | NE | Ajman | AJMAN_RASHIDEYA 3 | du | Huawei | 2G-3G-4G | On Air | On Air | On Air | 1430737.575 | 5015454.4 | AJM5899
AJM0898 | AJM5898 | AJML0898 | Ajman One Towers_S7 Tower&SE8 Tower | Ajman One Towers | On Air | 25.3959 | 55.431 | IBS | Residential | NE | Ajman | AJMAN_RASHIDEYA 3 | du | Huawei | 2G-3G-4G | On Air | On Air | On Air | 1179579.7541 | 3739919 | AJM5898
AJM0896 | AJM5896 | AJML0896 | Ajman One Towers_NW3 Tower&NW4 Tower | Ajman One Towers | On Air | 25.3959 | 55.431 | IBS | Residential | NE | Ajman | AJMAN_RASHIDEYA 3 | du | Huawei | 2G-3G-4G | On Air | On Air | On Air | 1909204.1795 | 4374763.4 | AJM5896
AJM0895 | AJM5895 | AJML0895 | Ajman One Towers_N1 Tower & NW2 Tower | Ajman One Towers | On Air | 25.3959 | 55.431 | IBS | Residential | NE | Ajman | AJMAN_RASHIDEYA 3 | du | Huawei | 2G-3G-4G | On Air | On Air | On Air | 1672390.1543 | 5455665.2 | AJM5895
AJM0901 | AJM5901 | AJML0901 | Ajman One Towers_Ground Floor&Podium Floors | Ajman One Towers | On Air | 25.3959 | 55.431 | IBS | Residential | NE | Ajman | AJMAN_RASHIDEYA 3 | du | Huawei | 2G-3G-4G | On Air | On Air | On Air | 867320.1938 | 1576366 | AJM5901
AJM0900 | AJM5900 | AJML0900 | Ajman One Towers_E11 Tower&NE12 Tower | Ajman One Towers | On Air | 25.3959 | 55.431 | IBS | Residential | NE | Ajman | AJMAN_RASHIDEYA 3 | du | Huawei | 2G-3G-4G | On Air | On Air | On Air | 2329639.8406 | 7539686.3 | AJM5900
AJM0803 | AJM5803 | AJML0803 | Ajman Municipality | Ajman Municipality | On Air | 25.4077 | 55.445 | IBS | Government | NE | Ajman | AJMAN_LIWARA 2 | du | NSN | 2G-3G | On Air | On Air |  | 115234.2009 | 0 | AJM5803
AJM0802 | AJM5802 | AJML0802 | Ajman Kempenski Hotel | Ajman Kempenski Hotel | On Air | 25.4232 | 55.4428 | IBS | Hotel | NE | Ajman | AJMAN_NAKHEEL 2 | du | NSN | 2G-3G-4G | On Air | On Air | On Air | 745131.0207 | 997151.9 | AJM5802
AJM0909 | AJM5909 | AJML0909 | Ajman Hyper Market Coop – Al Rumailah | Ajman Hyper Market Coop – Al Rumailah | On Air | 25.4002 | 55.4333 | IBS | Mall | NE | Ajman | AJMAN_RUMAILA 2 | du | Huawei | 2G-3G-4G | On Air | On Air | On Air | 471809.7698 | 1548388.8 | AJM5909
AJM0939 | AJM5939 | AJML0939 | Ajman Free Zone Block C | Ajman Free Zone Block C | On Air | 25.419437 | 55.4525 | IBS | Commercial | NE | Ajman | AJMAN_LIWARA 1 | du | W | 3G-4G |  | On Air | On Air | 309173.2728 | 1153294.6 | AJM5939
| AJM5954 | AJML0954 | Ajman City University |  | On Air | 25.3643 | 55.5115 |  | University |  |  | AJMAN_TALLAH 2 |  |  |  |  | On Air |  | 41942.4242 | 96275.1 | AJM5954
AJM0923 | AJM5923 | AJML0923 | Ajman City Towers A1 A2 B1 B2 | Ajman City Towers | On Air | 25.3906 | 55.4413 | IBS | Residential | NE | Ajman | AJMAN_NUAIMEYA 3 | du | T | 3G-4G |  | On Air | On Air | 521945.5471 | 2647036.2 | AJM5923
AJM0922 | AJM5922 | AJML0922 | Ajman City Towers B3 B4 B5 C1 C2 | Ajman City Towers | On Air | 25.3906 | 55.4413 | IBS | Residential | NE | Ajman | AJMAN_NUAIMEYA 3 | du | HW | 3G-4G |  | On Air | On Air | 1135682.3095 | 4593561 | AJM5922
AJM0801 | AJM5801 | AJML0801 | Ajman City Centre | Ajman City Centre | On Air | 25.3994 | 55.4791 | IBS | Mall | NE | Ajman | AJMAN_JURF 2 | du | NSN | 2G-3G-4G |  | On Air | On Air | 122285.0001 | 267307.6 | #N/A
AJM0935 | AJM5935 | AJML0935 | Ajman City Center Expansion – Phase 1 | Ajman City Centre | On Air | 25.3996 | 55.4794 |  | Mall | NE |  | AJMAN_JURF 2 |  |  | 3G-4G |  | On Air | On Air | 1962512.259 | 11535923 | AJM5935
AJM0879 | AJM5879 | AJML0879 | Ajman Bank Building | Ajman Bank Building | On Air | 25.3917 | 55.4364 | IBS | Commercial | NE | Ajman | AJMAN_NUAIMEYA 3 | du | Huawei | 2G-3G-4G | On Air | On Air | On Air | 304865.2804 | 1597129.2 | AJM5879
IDX5710 | IDX0710 | IDXL5710 | Ajmal Sarah Tower | Ajmal Sarah Tower | On Air | 25.0991 | 55.3738 | IBS | Residential | DXB | Dubai | DUBAI_WADI AL SAFA 5 (DUBAI LAND) | du | W | 3G-4G |  | On Air | On Air | 245393.7335 | 1503733.2 | IDX0710
SHJ0332 | SHJ5332 | SHJL0332 | Air Arabia Centro Hotel (Rotana near SHJ Airport) | Air Arabia Centro Hotel (Rotana near SHJ Airport) | On Air | 25.3201 | 55.5141 | IBS | Hotel | NE | Sharjah | SHARJAH_SHARJAH INTERNATIONAL AIRPORT | Etisalat | ETC | 2G-3G-4G | On Air | On Air | On Air | 300530.2339 | 1584365.4 | SHJ5332
AUH0886 | AUH5886 | AUHL0886 | Ahlia Towers Block B and C | Ahlia Towers | On Air | 24.4701 | 54.3423 | IBS | Residential | SE | Abu Dhabi | ABU DHABI_Al Khalidiya | du | Huawei | 2G-3G-4G |  | On Air | On Air | 276633.1684 | 675620.6744 | AUH5886
AUH0885 | AUH5885 | AUHL0885 | Ahlia Towers Block A and Common Podium | Ahlia Towers | On Air | 24.4701 | 54.3423 | IBS | Residential | SE | Abu Dhabi | ABU DHABI_Al Khalidiya | du | Huawei | 2G-3G-4G | On Air | On Air | On Air | 125786.5352 | 506755.2634 | AUH5885
NA | AUH5818A | AUHL0818I | ADPC Cruise Terminal_GF | ADPC Cruise Terminal | On Air | 24.5289 | 54.3803 | ATOM | Commercial | SE | Abu Dhabi | ABU DHABI_Al Meena | du | Huawei | 3G |  | On Air |  | 330.9507 | 3069.486 | AUH5818A
NA | AUH5818B | AUHL0818II | ADPC Cruise Terminal_1F | ADPC Cruise Terminal | On Air | 24.5298 | 54.3817 | ATOM | Commercial | SE | Abu Dhabi | ABU DHABI_Al Meena | du | Huawei | 3G-4G |  | On Air | On Air | 26782.9283 | 47823.7028 | AUH5818B
AUH0594 | AUH5594 | AUHL0594 | ADNOC New HQ Tower | ADNOC New HQ | On Air | 24.462 | 54.324 | IBS | Commercial | SE | Abu Dhabi | ABU DHABI_Al Khebeirah | Etisalat | ETC | 2G-3G-4G | On Air | On Air | On Air | 1110379.3901 | 4035215.078 | AUH5594
AUH0497 | AUH5497 | AUHL0497 | ADNOC New HQ Parking | ADNOC New HQ | On Air | 24.462 | 54.324 | IBS | Commercial | SE | Abu Dhabi | ABU DHABI_Al Khebeirah | Etisalat | ETC | 2G-3G-4G | On Air | On Air | On Air | 137280.1066 | 375983.7188 | AUH5497
AUH0677 | AUH5677 | AUHL0677 | ADNOC Housing Al Yash Guest House-4 | ADNOC Housing Al Yash Guest House | On Air | 24.0896 | 52.6444 |  | Residential | SE |  | ABU DHABI_AL RUWAIS |  |  | 4G |  | On Air | On Air | 0 | 745952.1848 | AUH5677
AUH0676 | AUH5676 | AUHL0676 | ADNOC Housing Al Yash Guest House-3 | ADNOC Housing Al Yash Guest House | On Air | 24.0896 | 52.6444 |  | Residential | SE |  | ABU DHABI_AL RUWAIS |  |  | 4G |  | On Air | On Air | 0 | 224291.3355 | AUH5676
AUH0675 | AUH5675 | AUHL0675 | ADNOC Housing Al Yash Guest House-2 | ADNOC Housing Al Yash Guest House | On Air | 24.0896 | 52.6444 |  | Residential | SE |  | ABU DHABI_AL RUWAIS |  |  | 4G |  | On Air | On Air | 0 | 401363.8341 | AUH5675
AUH0674 | AUH5674 | AUHL0674 | ADNOC Housing Al Yash Guest House-1 | ADNOC Housing Al Yash Guest House | On Air | 24.0896 | 52.6444 |  | Residential | SE |  | ABU DHABI_AL RUWAIS |  |  | 4G |  | On Air | On Air | 0 | 560245.1337 | AUH5674
AUH0598 | AUH5598 | AUHL0598 | ADNEC Phase 2A - Hyatt Capital Gate Hotel | ADNEC | On Air | 24.4184 | 54.4347 | IBS | Hotel | SE | Abu Dhabi | ABU DHABI_Al Safarat | Etisalat | ETC | 2G-3G-4G | On Air | On Air | On Air | 512393.219 | 1086663.2815 | AUH5598
AUH0597 | AUH5597 | AUHL0597 | ADNEC Phase 2A - Aloft Hotel | ADNEC | On Air | 24.4201 | 54.4395 | IBS | Hotel | SE | Abu Dhabi | ABU DHABI_Al Safarat | Etisalat | ETC | 2G-3G-4G | On Air | On Air | On Air | 862805.74 | 3730864.3422 | AUH5597
AUH0595 | AUH5595 | AUHL0595 | ADNEC Phase 2 - Car Park Building B, Link Building & Grand Stand Left Wing | ADNEC | On Air | 24.4194 | 54.4353 | IBS | Exhibition | SE | Abu Dhabi | ABU DHABI_Al Safarat | Etisalat | ETC | 2G-3G-4G | On Air | On Air | On Air | 217834.8224 | 307746.9806 | AUH5595
|  | AUHL0596III | ADNEC Phase 2 - Exhibition Hall 8 -12 & Car Park Building A | ADNEC | On Air | 24.4208 | 54.4361 | IBS | Exhibition | SE | Abu Dhabi | ABU DHABI_Al Safarat | Etisalat | ETC | 4G |  |  | On Air | 0 | 1348312.0339 | #N/A | AUHL0596III
AUH0596 | AUH5596 | AUHL0596I | ADNEC Phase 2 - Exhibition Hall 8 -12 & Car Park Building A | ADNEC | On Air | 24.4208 | 54.4361 | IBS | Exhibition | SE | Abu Dhabi | ABU DHABI_Al Safarat | Etisalat | ETC | 2G-3G-4G | On Air | On Air | On Air | 561521.5905 | 276613.7887 | AUH5596
|  | AUHL0596II | ADNEC Phase 2 - Exhibition Hall 8 -12 & Car Park Building A | ADNEC | On Air | 24.4208 | 54.4361 | IBS | Exhibition | SE | Abu Dhabi | ABU DHABI_Al Safarat | Etisalat | ETC | 4G |  |  | On Air | 0 | 371564.0891 | #N/A | AUHL0596II
|  | AUHL0596IV | ADNEC Phase 2 - Exhibition Hall 8 -12 & Car Park Building A | ADNEC | On Air | 24.4208 | 54.4361 | IBS | Exhibition | SE | Abu Dhabi | ABU DHABI_Al Safarat | Etisalat | ETC | 4G |  |  | On Air | 0 | 175689.1202 | #N/A | AUHL0596IV
AUH0565 | AUH5565 | AUHL0565I | ADNEC Phase 1 - Exhibition Hall 1-7 , Link Building & Grand Stand Right Wing | ADNEC | On Air | 24.4195 | 54.4363 | IBS | Exhibition | SE | Abu Dhabi | ABU DHABI_Al Safarat | Etisalat | ETC | 2G-3G-4G | On Air | On Air | On Air | 544544.5071 | 1003208.6362 | #N/A
|  | AUHL0565II | ADNEC Phase 1 - Exhibition Hall 1-7 , Link Building & Grand Stand Right Wing | ADNEC | On Air | 24.4195 | 54.4363 | IBS | Exhibition | SE | Abu Dhabi | ABU DHABI_Al Safarat | Etisalat | ETC | 4G |  |  | On Air | 0 | 366537.6486 | #N/A | #N/A
|  | AUHL0565III | ADNEC Phase 1 - Exhibition Hall 1-7 , Link Building & Grand Stand Right Wing | ADNEC | On Air | 24.4195 | 54.4363 | IBS | Exhibition | SE | Abu Dhabi | ABU DHABI_Al Safarat | Etisalat | ETC | 4G |  |  | On Air | 0 | 121809.4432 | #N/A | #N/A
| AUH5741 | AUHL0741 | ADIC HQ - Tower 2 (Council) | ADIC HQ | On Air | 24.4561 | 54.4009 |  | Commercial | SE |  | ABU DHABI_Al Nahyan |  |  | 3G-4G |  | On Air | On Air | 124304.0842 | 332233.7608 | AUH5741
| AUH5740 | AUHL0740 | ADIC HQ - Tower 1 (Bank & Common Floor) | ADIC HQ | On Air | 24.4561 | 54.4009 |  | Commercial | SE |  | ABU DHABI_Al Nahyan |  |  | 3G-4G |  | On Air | On Air | 782883.0233 | 1458002.6814 | AUH5740
AUH0540 | AUH5540 | AUHL0540 | ADIA HQ | ADIA HQ | On Air | 24.4861 | 54.3515 | IBS | Government | SE | Abu Dhabi | ABU DHABI_Al Hosn | Etisalat | NSN/ETC | 2G-3G-4G | On Air | On Air | On Air | 256487.3277 | 635770.3813 | AUH5540
AUH0412 | AUH5412 | AUHL0412 | ADCO HQ | ADCO HQ | On Air | 24.4737 | 54.3436 | IBS | Commercial | SE | Abu Dhabi | ABU DHABI_Al Khalidiya | du | NSN | 2G-3G-4G | On Air | On Air | On Air | 1423729.1663 | 6289551.7195 | AUH5412
AUH0485 | AUH5485 | AUHL0485 | ADAC_Air Traffic Control Complex (ATCC) | ADAC_Air Traffic Control Complex (ATCC) | On Air | 24.4416 | 54.6551 | IBS | Airport | SE | Abu Dhabi | ABU DHABI_ABU DHABI INTERNATIONAL AIRPORT | Etisalat | ETC | 4G |  | On Air | On Air | 48635.1709 | 530962.7475 | AUH5485
DXB0376 | DXB5376 | DXBL0376 | ACICO Twin Tower - Offices (Massima Tower) | ACICO Twin Tower | On Air | 25.2236 | 55.2823 | IBS | Commercial | DXB | Dubai | DUBAI_TRADE CENTER FIRST | Etisalat | ETC | 2G-3G-4G | On Air | On Air | On Air | 427422.0234 | 2278753.3 | DXB5376
DXB0375 | DXB5375 | DXBL0375 | ACICO Twin Tower - JAL Hotel | ACICO Twin Tower | On Air | 25.2236 | 55.2823 | IBS | Hotel | DXB | Dubai | DUBAI_TRADE CENTER FIRST | Etisalat | ETC | 2G-3G-4G | On Air | On Air | On Air | 399997.701 | 1625980.9 | DXB5375
DXB0177 | DXB5177 | DXBL0177 | Academic City Complex, Emirates Road, Dubai (Block 6,7,8) | Academic City Complex, Emirates Road, Dubai (Block 6,7,8) | On Air | 25.1241 | 55.4116 | IBS | University | DXB | Dubai | DUBAI_AL ROWAIYAH FIRST (800) | du | Alan Dick | 2G-3G-4G | On Air | On Air | On Air | 1631170.2027 | 12369134.5 | DXB5177
RAK0517 | RAK5517 | RAKL0517 | ACACIA Hotel | ACACIA Hotel | On Air | 25.6603 | 55.7971 | IBS | Hotel | NE | Sharjah | RAS AL-KHAIMAH_JAZEERAH SUBAITH | Etisalat | ETC | 2G-3G | On Air | On Air |  | 749959.86 | 0 | RAK5517
SHJ0411 | SHJ5411 | SHJL0411 | Abu Shagarah Twin Towers | Abu Shagarah Twin Towers | On Air | 25.3439 | 55.402 | IBS | Residential | NE | Sharjah | SHARJAH_ABU SHUGHARA | du | NSN | 2G-3G-4G | On Air | On Air | On Air | 674079.0143 | 4406215.7 | SHJ5411
SHJ0144 | SHJ5144 | SHJL0144 | Abu Shagarah Building 156 | Abu Shagarah Building 156 | On Air | 25.3361 | 55.3988 | IBS | Residential | NE | Sharjah | SHARJAH_ABU SHUGHARA | du | Huawei | 2G-3G-4G | On Air | On Air | On Air | 348089.246 | 758968.9 | SHJ5144
AUH0549 | AUH5549 | AUHL0549 | Abu Dhabi Water & Electricity Authority Building (ADWEA) | Abu Dhabi Water & Electricity Authority Building (ADWEA) | On Air | 24.483 | 54.3775 | IBS | Commercial | SE | Abu Dhabi | ABU DHABI_Madinat Zayed(AD) | du | NSN | 2G-3G-4G | On Air | On Air | On Air | 250858.7187 | 1021428.5949 | AUH5549
AUH0542 | AUH5542 | AUHL0542 | Abu Dhabi University | Abu Dhabi University | On Air | 24.3658 | 54.5638 | IBS | University | SE | Abu Dhabi | ABU DHABI_ZAYED CITY | du | Mitech | 2G-3G-4G | On Air | On Air | On Air | 281376.0747 | 264776.6233 | AUH5542
AUH0410 | AUH5410 | AUHL0410 | Abu Dhabi Trade Center | Abu Dhabi Trade Center | On Air | 24.4955 | 54.3831 | IBS | Commercial | SE | Abu Dhabi | ABU DHABI_Tourist Club Area | du | NSN | 2G-3G-4G | On Air | On Air | On Air | 346218.5264 | 1313337.0203 | AUH5410
SHJ0009 | SHJ5009 | SHJL0009 | Abu Dhabi Tower | Abu Dhabi Tower | On Air | 25.3111 | 55.3754 | IBS | Residential | NE | Sharjah | SHARJAH_AL MAMZAR | du | Huawei | 2G-3G-4G | On Air | On Air | On Air | 966484.9792 | 2001731.8 | SHJ5009
AUH0981 | AUH5981 | AUHL0981 | Abu Dhabi Police IT Building | Abu Dhabi Police IT Building | On Air | 24.4352 | 54.4184 | IBS | Government | SE | Abu Dhabi | ABU DHABI_Al Morror | du | Huawei | 2G-3G-4G | On Air | On Air | On Air | 217774.7192 | 1444105.5669 | AUH5981
AUH0783 | AUH5783 | AUHL0783 | Abu Dhabi Police Complex(9 Old Hostel Building)_Block C | Abu Dhabi Police Complex | On Air | 24.4167 | 54.6536 | IBS | Government | SE | Abu Dhabi | ABU DHABI_ABU DHABI INTERNATIONAL AIRPORT | du | NSN | 3G-4G |  | On Air | On Air | 37067.3366 | 324607.8223 | #N/A
AUH0782 | AUH5782 | AUHL0782 | Abu Dhabi Police Complex(9 Old Hostel Building)_Block B | Abu Dhabi Police Complex | On Air | 24.4167 | 54.6536 | IBS | Government | SE | Abu Dhabi | ABU DHABI_ABU DHABI INTERNATIONAL AIRPORT | du | NSN | 3G-4G |  | On Air | On Air | 42017.5596 | 398823.4456 | #N/A
AUH0715 | AUH5715 | AUHl0715 | Abu Dhabi Police Complex(9 Old Hostel Building)_Block A | Abu Dhabi Police Complex | On Air | 24.4167 | 54.6536 | IBS | Government | SE | Abu Dhabi | ABU DHABI_ABU DHABI INTERNATIONAL AIRPORT | du | NSN | 3G-4G |  | On Air | On Air | 119279.2375 | 261852.2669 | #N/A
AUH0665 | AUH5665 | AUHL0665 | Abu Dhabi Police Complex | Abu Dhabi Police Complex | On Air | 24.4181 | 54.653 | IBS | Government | SE | Abu Dhabi | ABU DHABI_ABU DHABI INTERNATIONAL AIRPORT | du | NSN | 3G-4G |  | On Air | On Air | 192566.0754 | 1146700.0442 | #N/A
AUH0679 | AUH5679 | AUHL0679 | Abu Dhabi National Hotels | Abu Dhabi National Hotels | On Air | 24.4219 | 54.4466 | IBS | Government | SE | Abu Dhabi | ABU DHABI_Al Madina Al Riyadiya | du | NSN | 3G-4G |  | On Air | On Air | 48177.5045 | 274873.5584 | AUH5679
AUH0406 | AUH5406 | AUHL0406I | Abu Dhabi Municipality | Abu Dhabi Municipality | On Air | 24.4878 | 54.378 | IBS | Government | SE | Abu Dhabi | ABU DHABI_Madinat Zayed(AD) | du | NSN | 2G-3G-4G | On Air | On Air | On Air | 735113.8766 | 504708.3781 | AUH5406
|  | AUHL0406II | Abu Dhabi Municipality | Abu Dhabi Municipality | On Air | 24.4878 | 54.378 | IBS | Government | SE | Abu Dhabi | ABU DHABI_Madinat Zayed(AD) | du | NSN | 4G |  |  | On Air | 0 | 949770.0425 | #N/A | #N/A
AUH0827 | AUH5827 | AUHL0827 | Abu Dhabi Media Company/Emirates Media Incorporated |  | On Air | 24.4594 | 54.3859 |  | Government | SE |  | ABU DHABI_Al Nahyan |  |  |  |  | On Air | On Air | 44176.9309 | 456418.4722 | AUH5827
AUH0404 | AUH5404A | AUHL0404I | Abu Dhabi Mall | Abu Dhabi Mall | On Air | 24.4957 | 54.384 | IBS | Mall | SE | Abu Dhabi | ABU DHABI_Tourist Club Area | du | NSN | 2G-3G-4G | On Air | On Air | On Air | 4461258.0765 | 5241716.5205 | AUH5404A
|  | AUHL0404II | Abu Dhabi Mall | Abu Dhabi Mall | On Air | 24.4957 | 54.384 | IBS | Mall | SE | Abu Dhabi | ABU DHABI_Tourist Club Area | du | NSN | 4G |  |  | On Air | 0 | 4173328.9669 | #N/A | AUHL0404II
|  | AUHL0404III | Abu Dhabi Mall | Abu Dhabi Mall | On Air | 24.4957 | 54.384 | IBS | Mall | SE | Abu Dhabi | ABU DHABI_Tourist Club Area | du | NSN | 4G |  |  | On Air | 0 | 1837097.3404 | #N/A | AUHL0404III
| AUH5404B |  | Abu Dhabi Mall | Abu Dhabi Mall | On Air | 24.4957 | 54.384 | IBS | Mall | SE | Abu Dhabi | ABU DHABI_Tourist Club Area | du | NSN | 3G |  | On Air |  | 1239686.8386 | 0 | AUH5404B
AUH0663 | AUH5663 | AUHL0663 | Abu Dhabi Judicial Department new building | Abu Dhabi Judicial Department new building | On Air | 24.4163 | 54.447 | IBS | Government | SE | Abu Dhabi | ABU DHABI_Al Madina Al Riyadiya | Etisalat | ETC | 3G-4G |  | On Air | On Air | 1728075.3376 | 6679461.0177 | AUH5663
AUH0860 | AUH5860 | AUHL0860 | Abu Dhabi Islamic Bank Building | Abu Dhabi Islamic Bank Building | On Air | 24.4978 | 54.3683 | IBS | Commercial | SE | Abu Dhabi | ABU DHABI_Al Markaziyah | du | Huawei | 2G-3G-4G |  | On Air | On Air | 46683.3437 | 218997.2574 | AUH5860
| AUH5668 | AUHL0668 | Abu Dhabi International Airport MTB - Pier 3 | Abu Dhabi International Airport MTB - Pier 3 | On Air | 24.4635 | 54.3881 |  | Commercial | SE |  | ABU DHABI_Al Nahyan |  |  | 3G-4G |  | On Air | On Air | 55974.1477 | 296207.428 | AUH5668
AUH0917 | AUH5917 | AUHL0917 | Abu Dhabi In-Flight Catering | Abu Dhabi In-Flight Catering | On Air | 24.4249 | 54.6505 | IBS | Airport | SE | Abu Dhabi | ABU DHABI_ABU DHABI INTERNATIONAL AIRPORT | du | NSN | 3G-4G |  | On Air | On Air | 324777.5814 | 778024.7226 | AUH5917
AUH0573 | AUH5573 | AUHL0573 | Abu Dhabi Gas Liquefication Company (ADGAS) | Abu Dhabi Gas Liquefication Company (ADGAS) | On Air | 24.4959 | 54.3643 | IBS | Commercial | SE | Abu Dhabi | ABU DHABI_Al Markaziyah | du | MOTO | 2G-3G-4G | On Air | On Air | On Air | 255131.4698 | 652005.4268 | AUH5573
AUH0840 | AUH5840 | AUHL0840 | Abu Dhabi Financial Centre(ADFC) - Tower 4 | ADFC | On Air | 24.5017 | 54.3896 | IBS | Commercial | SE | Abu Dhabi | ABU DHABI_AL MARYAH ISLAND | Etisalat | ETC | 2G-3G-4G | On Air | On Air | On Air | 113621.5508 | 703700.4112 | AUH5840
AUH0839 | AUH5839 | AUHL0839 | Abu Dhabi Financial Centre(ADFC) - Tower 3 | ADFC | On Air | 24.5004 | 54.3894 | IBS | Commercial | SE | Abu Dhabi | ABU DHABI_AL MARYAH ISLAND | Etisalat | ETC | 2G-3G-4G | On Air | On Air | On Air | 783684.0937 | 2199417.3207 | AUH5839
AUH0838 | AUH5838 | AUHL0838 | Abu Dhabi Financial Centre(ADFC) - Tower 2 | ADFC | On Air | 24.5021 | 54.3886 | IBS | Commercial | SE | Abu Dhabi | ABU DHABI_AL MARYAH ISLAND | Etisalat | ETC | 2G-3G-4G | On Air | On Air | On Air | 403.7688 | 4128.492 | AUH5838
AUH0837 | AUH5837 | AUHL0837 | Abu Dhabi Financial Centre(ADFC) - Tower 1 | ADFC | On Air | 24.5002 | 54.3884 | IBS | Commercial | SE | Abu Dhabi | ABU DHABI_AL MARYAH ISLAND | Etisalat | ETC | 2G-3G-4G | On Air | On Air | On Air | 351812.8369 | 1606748.7963 | AUH5837
AUH0836 | AUH5836 | AUHL0836 | Abu Dhabi Financial Centre(ADFC) - Stock Exchange | ADFC | On Air | 24.5012 | 54.3886 | IBS | Commercial | SE | Abu Dhabi | ABU DHABI_AL MARYAH ISLAND | Etisalat | ETC | 2G-3G-4G | On Air | On Air | On Air | 26060.9835 | 306760.7308 | AUH5836
AUH0841 | AUH5841 | AUHL0841 | Abu Dhabi Financial Centre(ADFC) - South Car Park | ADFC | On Air | 24.4995 | 54.3887 | IBS | Car Park | SE | Abu Dhabi | ABU DHABI_AL MARYAH ISLAND | Etisalat | ETC | 2G-3G-4G | On Air | On Air | On Air | 216535.6814 | 733636.6209 | AUH5841
AUH0842 | AUH5842 | AUHL0842 | Abu Dhabi Financial Centre(ADFC) - North Car Park | ADFC | On Air | 24.5028 | 54.3892 | IBS | Car Park | SE | Abu Dhabi | ABU DHABI_AL MARYAH ISLAND | Etisalat | ETC | 2G-3G-4G | On Air | On Air | On Air | 175564.7511 | 681625.6947 | AUH5842
AUH0843 | AUH5843 | AUHL0843 | Abu Dhabi Financial Centre(ADFC) - Galleria Sowwah Square | ADFC | On Air | 24.5025 | 54.3883 | IBS | Mall | SE | Abu Dhabi | ABU DHABI_AL MARYAH ISLAND | Etisalat | ETC | 2G-3G-4G | On Air | On Air | On Air | 1308459.0867 | 4071194.5002 | AUH5843
AUH0951 | AUH5951 | AUHL0951 | Abu Dhabi Educational Council (ADEC) at Twofour54 | Abu Dhabi Educational Council (ADEC) at Twofour54 | On Air | 24.43 | 54.4643 | IBS | Government | SE | Abu Dhabi | ABU DHABI_Al Matar | du | Huawei | 2G-3G-4G | On Air | On Air | On Air | 358678.9383 | 867050.0301 | AUH5951
AUH0553 | AUH5553 | AUHL0553 | Abu Dhabi Distribution Company (ADDC) HQ | Abu Dhabi Distribution Company (ADDC) HQ | On Air | 24.4837 | 54.3782 | IBS | Commercial | SE | Abu Dhabi | ABU DHABI_Madinat Zayed(AD) | du | NSN | 2G-3G-4G | On Air | On Air | On Air | 1122821.5569 | 2984817.1565 | AUH5553
AUH0537 | AUH5537 | AUHL0537 | Abu Dhabi Cooperative Society Murror Branch | Abu Dhabi Cooperative Society Murror Branch | On Air | 24.4337 | 54.4397 | IBS | Mall | SE | Abu Dhabi | ABU DHABI_Al Matar | du | Huawei | 2G-3G-4G | On Air | On Air | On Air | 485308.8723 | 805306.5705 | AUH5537
AUH0774 | AUH5774 | AUHL0774 | Abu Dhabi Airport Terminal 3_E | AUH Airport T3 | On Air | 24.429 | 54.6436 | IBS | Airport | SE | Abu Dhabi | ABU DHABI_ABU DHABI INTERNATIONAL AIRPORT | Etisalat | ETC | 2G-3G-4G | On Air | On Air | On Air | 872059.4475 | 2038065.442 | AUH5774
AUH0773 | AUH5773 | AUHL0773 | Abu Dhabi Airport Terminal 3_D | AUH Airport T3 | On Air | 24.429 | 54.6436 | IBS | Airport | SE | Abu Dhabi | ABU DHABI_ABU DHABI INTERNATIONAL AIRPORT | Etisalat | ETC | 2G-3G-4G | On Air | On Air | On Air | 2873929.0329 | 3404625.0753 | AUH5773
AUH0772 | AUH5772 | AUHL0772 | Abu Dhabi Airport Terminal 3_C | AUH Airport T3 | On Air | 24.429 | 54.6436 | IBS | Airport | SE | Abu Dhabi | ABU DHABI_ABU DHABI INTERNATIONAL AIRPORT | Etisalat | ETC | 2G-3G-4G | On Air | On Air | On Air | 1682101.5261 | 3818199.6141 | AUH5772
AUH0771 | AUH5771 | AUHL0771 | Abu Dhabi Airport Terminal 3_B | AUH Airport T3 | On Air | 24.429 | 54.6436 | IBS | Airport | SE | Abu Dhabi | ABU DHABI_ABU DHABI INTERNATIONAL AIRPORT | Etisalat | ETC | 2G-3G-4G | On Air | On Air | On Air | 619358.4067 | 1304493.7378 | AUH5771
AUH0568 | AUH5568 | AUHL0568 | Abu Dhabi Airport Terminal 3_A | AUH Airport T3 | On Air | 24.429 | 54.6436 | IBS | Airport | SE | Abu Dhabi | ABU DHABI_ABU DHABI INTERNATIONAL AIRPORT | Etisalat | ETC | 2G-3G-4G | On Air | On Air | On Air | 1119036.0357 | 2093750.3197 | AUH5568
AUH0480 | AUH5480 | AUHL0480 | Abu Dhabi Airport Terminal 3 Car Parking (Skypark) | AUH Airport T3 | On Air | 24.429 | 54.6436 | IBS | Airport | SE | Abu Dhabi | ABU DHABI_ABU DHABI INTERNATIONAL AIRPORT | Etisalat | ETC | 2G-3G-4G | On Air | On Air |  | 3205547.3517 | 0 | AUH5480
AUH0402 | AUH5402A |  | Abu Dhabi Airport Terminal 1 & 2 | Abu Dhabi Airport Terminal 1 & 2 | On Air | 24.427 | 54.6466 | IBS | Airport | SE | Abu Dhabi | ABU DHABI_ABU DHABI INTERNATIONAL AIRPORT | du | NSN | 2G-3G | On Air | On Air |  | 1753788.1771 | 0 | AUH5402A
| AUH5402B |  | Abu Dhabi Airport Terminal 1 & 2 | Abu Dhabi Airport Terminal 1 & 2 | On Air | 24.427 | 54.6466 | IBS | Airport | SE | Abu Dhabi | ABU DHABI_ABU DHABI INTERNATIONAL AIRPORT | du | NSN | 3G |  | On Air |  | 461135.5958 | 0 | AUH5402B
AUH0426 | AUH5426 | AUHL0426 | Abu Dhabi Airport Power Complex | Abu Dhabi Airport Power Complex | On Air | 24.4207 | 54.6491 |  | Airport | SE |  |  |  |  | 4G |  | On Air | On Air | 2468.189 | 63980.2115 | AUH5426
AUH0954 | AUH5954 | AUHL0954 | Abu Dhabi Airport Cargo Village | Abu Dhabi Airport Cargo Village | On Air | 24.4216 | 54.6552 | IBS | Airport | SE | Abu Dhabi | ABU DHABI_ABU DHABI INTERNATIONAL AIRPORT | du | Huawei | 2G-3G-4G | On Air | On Air |  | 12584.4168 | 0 | AUH5954
AUH0943 | AUH5943 | AUHL0943 | Abu Dhabi Airport Cargo Terminal | Abu Dhabi Airport Cargo Terminal | On Air | 24.4232 | 54.6524 | IBS | Airport | SE | Abu Dhabi | ABU DHABI_ABU DHABI INTERNATIONAL AIRPORT | du | Huawei | 2G-3G-4G | On Air | On Air | On Air | 776853.2804 | 1606629.1605 | AUH5943
AUH0572 | AUH5572 | AUHL0572 | Abu Dhabi Accountability Authority(ADAA) | Abu Dhabi Accountability Authority(ADAA) | On Air | 24.41976 | 54.4485 | IBS | Government | SE | Abu Dhabi | ABU DHABI_Al Madina Al Riyadiya |  |  | 3G-4G |  | On Air | On Air | 419569.0444 | 1153088.779 | AUH5572
AUH0768 | AUH5768 | AUHL0768 | Abraj Towers Phase 2 - Building E | Abraj Towers | On Air | 24.4428 | 54.6087 | IBS | Residential | SE | Abu Dhabi | ABU DHABI_KHALIFA CITY | Etisalat | ETC | 2G-3G-4G | On Air |  | On Air | 0 | 530191.0912 | AUH5768
AUH0767 | AUH5767 | AUHL0767 | Abraj Towers Phase 2 - Building D | Abraj Towers | On Air | 24.4428 | 54.6087 | IBS | Residential | SE | Abu Dhabi | ABU DHABI_KHALIFA CITY | Etisalat | ETC | 2G-3G-4G | On Air | On Air | On Air | 511254.0726 | 650223.8359 | AUH5767
AUH0766 | AUH5766 | AUHL0766 | Abraj Towers Phase 2 - Building C | Abraj Towers | On Air | 24.4428 | 54.6087 | IBS | Residential | SE | Abu Dhabi | ABU DHABI_KHALIFA CITY | Etisalat | ETC | 2G-3G-4G | On Air |  | On Air | 0 | 429265.8536 | AUH5766
AUH0765 | AUH5765 | AUHL0765 | Abraj Towers Phase 2 - Building B | Abraj Towers | On Air | 24.4428 | 54.6087 | IBS | Residential | SE | Abu Dhabi | ABU DHABI_KHALIFA CITY | Etisalat | ETC | 2G-3G-4G | On Air | On Air | On Air | 390632.8569 | 520759.9893 | AUH5765
AUH0655 | AUH5655 | AUHL0655 | Abraj Towers Phase 2 - Building A | Abraj Towers | On Air | 24.4428 | 54.6087 | IBS | Residential | SE | Abu Dhabi | ABU DHABI_KHALIFA CITY | Etisalat | ETC | 2G-3G-4G | On Air |  | On Air | 0 | 486564.5614 | AUH5655
AUH0654 | AUH5654 | AUHL0654 | Abraj Towers Phase 1B | Abraj Towers | On Air | 24.4428 | 54.6087 | IBS | Residential | SE | Abu Dhabi | ABU DHABI_KHALIFA CITY | Etisalat | ETC | 2G-3G-4G | On Air | On Air | On Air | 141654.55 | 522841.2537 | AUH5654
AUH0653 | AUH5653 | AUHL0653 | Abraj Towers Phase 1A | Abraj Towers | On Air | 24.4428 | 54.6087 | IBS | Residential | SE | Abu Dhabi | ABU DHABI_KHALIFA CITY | Etisalat | ETC | 2G-3G-4G | On Air | On Air | On Air | 81793.9942 | 444686.9434 | AUH5653
AUH0413 | AUH5413 | AUHL0413 | Abela Superstores | Abela Superstores | On Air | 24.4755 | 54.3466 | IBS | Mall | SE | Abu Dhabi | ABU DHABI_Al Khalidiya | du | Huawei | 2G-3G-4G | On Air | On Air | On Air | 68567.9646 | 153156.249 | AUH5413
RAK0515 | RAK5515 | RAKL0515 | Abdullah Bin Omran Hospital | Abdullah Bin Omran Hospital | On Air | 25.770020 | 55.9766 | IBS | Hospital | NE | Ras Al Khaimah | RAS AL-KHAIMAH_NEW TOWN// AL JUWAISE | du | Huawei | 3G-4G |  | On Air | On Air | 535668.6583 | 1144666.2 | RAK5515
DXB0266 | DXB5266 | DXBL0266 | Abdulla Saleh building, Nakheel Street, Deira, Dubai | Abdulla Saleh building, Nakheel Street, Deira, Dubai | On Air | 25.2735 | 55.3138 | IBS | Commercial | DXB | Dubai | DUBAI_NAIF | du | Alan Dick | 2G-3G | On Air | On Air |  | 123530.6427 | 0 | DXB5266
SHJ0018 | SHJ5018 | SHJL0018 | Abdul Aziz Tower B (Cornish Tower B) | Abdul Aziz Tower B (Cornish Tower B) | On Air | 25.3287 | 55.3771 | IBS | Residential | NE | Sharjah | SHARJAH_AL MAZAJ THIRD | du | Huawei | 2G-3G-4G | On Air | On Air | On Air | 265592.503 | 1202596.6 | SHJ5018
SHJ0017 | SHJ5017 | SHJL0017 | Abdul Aziz Tower A (Cornish Tower A ) | Abdul Aziz Tower A (Cornish Tower A ) | On Air | 25.3287 | 55.3771 | IBS | Residential | NE | Sharjah | SHARJAH_AL MAZAJ THIRD | du | Huawei | 2G-3G | On Air | On Air |  | 687171.1295 | 0 | SHJ5017
SHJ0096 | SHJ5096 | SHJL0096 | Abdul Aziz Al Majid Tower 6 | Abdul Aziz Al Majid Tower | On Air | 25.3004 | 55.3804 | IBS | Residential | NE | Sharjah | SHARJAH_AL NAHDA | du | Huawei | 2G-3G-4G | On Air | On Air | On Air | 319990.5991 | 1630345.7 | SHJ5096
SHJ0095 | SHJ5095 | SHJL0095 | Abdul Aziz Al Majid Tower 5 | Abdul Aziz Al Majid Tower | On Air | 25.3004 | 55.3804 | IBS | Residential | NE | Sharjah | SHARJAH_AL NAHDA | du | Huawei | 2G-3G-4G | On Air | On Air | On Air | 513452.4287 | 2326320.9 | SHJ5095
SHJ0094 | SHJ5094 | SHJL0094 | Abdul Aziz Al Majid Tower 4 | Abdul Aziz Al Majid Tower | On Air | 25.3003 | 55.38 | IBS | Residential | NE | Sharjah | SHARJAH_AL NAHDA | du | Huawei | 2G-3G-4G | On Air | On Air | On Air | 443158.2397 | 1136195 | SHJ5094
SHJ0093 | SHJ5093 | SHJL0093 | Abdul Aziz Al Majid Tower 3 | Abdul Aziz Al Majid Tower | On Air | 25.3009 | 55.3813 | IBS | Residential | NE | Sharjah | SHARJAH_AL NAHDA | du | Huawei | 2G-3G-4G | On Air | On Air | On Air | 413843.5112 | 1623731.3 | SHJ5093
SHJ0092 | SHJ5092 | SHJL0092 | Abdul Aziz Al Majid Tower 2 | Abdul Aziz Al Majid Tower | On Air | 25.3007 | 55.3815 | IBS | Residential | NE | Sharjah | SHARJAH_AL NAHDA | du | Huawei | 2G-3G-4G | On Air | On Air | On Air | 548750.5574 | 2578518 | SHJ5092
SHJ0091 | SHJ5091 | SHJL0091 | Abdul Aziz Al Majid Tower 1 | Abdul Aziz Al Majid Tower | On Air | 25.3004 | 55.3816 | IBS | Residential | NE | Sharjah | SHARJAH_AL NAHDA | du | Huawei | 2G-3G-4G | On Air | On Air | On Air | 387025.4358 | 1260326.9 | SHJ5091
SHJ0379 | SHJ5379 | SHJL0379 | Abbco Tower | Abbco Tower | On Air | 25.3028 | 55.3777 | IBS | Residential | NE | Sharjah | SHARJAH_AL NAHDA | du | NSN | 2G-3G-4G | On Air | On Air | On Air | 1205038.7083 | 3845236 | SHJ5379
DXB0782 | DXB5782 | DXBL0782 | Abados Hotel | Abados Hotel | On Air | 25.0892 | 55.3795 | IBS | Hotel | DXB | Dubai | DUBAI_WADI AL SAFA 5 (DUBAI LAND) | du | NSN | 2G-3G | On Air | On Air |  | 445972.184 | 0 | DXB5782
DXB0240 | DXB5240 | DXBL0240 | AB Plaza 9 | AB Plaza 9 | On Air | 25.2924 | 55.3691 | IBS | Residential | DXB | Dubai | DUBAI_AL NAHDA FIRST | du | Huawei | 3G-4G |  | On Air | On Air | 647171.988 | 3341405 | DXB5240
DXB0176 | DXB5176 | DXBL0176 | AAM Tower(ARENCO)_KV | AAM Tower(ARENCO)_KV | On Air | 25.0915 | 55.1588 | IBS | Commercial | DXB | Dubai | DUBAI_AL SAFOUH SECOND | du | In House | 2G-3G-4G | On Air | On Air | On Air | 1265224.3236 | 6472677.6 | DXB5176
| IDX0673 | IDXL5673 | 9 Tower Dubai Marina |  | On Air | 25.0834 | 55.1449 |  | Commercial & Residential | [7 empty] | On Air |  | 19002.0691 | 47729.5 | IDX0673
AUH0788 | AUH5788 | AUHL0788 | 51 Tower | 51 Tower | On Air | 24.4926 | 54.3614 | IBS | Commercial | SE | Abu Dhabi | ABU DHABI_Al Markaziyah | du | NSN | 2G-3G-4G | On Air | On Air | On Air | 84370.5723 | 235104.7774 | AUH5788
DXB0910 | DXB5910 | DXBL0910 | 2CDE Dubai Marina | 2CDE Dubai Marina | On Air | 25.0802 | 55.1434 | IBS | Hotel | DXB | Dubai | DUBAI_MARSA DUBAI | du | MOTO | 2G-3G | On Air | On Air |  | 593876.2082 | 0 | DXB5910
DXB0396 | DXB5396 | DXBL0396 | 29 Hotel Tower - Tecom C | 29 Hotel Tower - Tecom C | On Air | 25.0978 | 55.1748 | IBS | Hotel | DXB | Dubai | DUBAI_AL THANYAH FIRST (AL SAFOUH THIRD) | du | Huawei | 2G-3G-4G | On Air | On Air | On Air | 377044.1212 | 2337928.1 | DXB5396
DXB0779 | DXB5779 | DXBL0779 | 29 Boulevard - Tower 2 | 29 Boulevard | On Air | 25.1917 | 55.2723 | IBS | Hotel | DXB | Dubai | DUBAI_BURJ KHALIFA (BUSINESS BAY) | du | Comba | 2G-3G-4G | On Air | On Air | On Air | 570364.076 | 1908091.5 | DXB5779
DXB0777 | DXB5777 | DXBL0777 | 29 Boulevard - Tower 1 | 29 Boulevard | On Air | 25.1917 | 55.2723 | IBS | Residential | DXB | Dubai | DUBAI_BURJ KHALIFA (BUSINESS BAY) | du | NSN | 2G-3G | On Air | On Air |  | 649754.1055 | 0 | DXB5777
DXB0989 | DXB5989 | DXBL0989 | 23 Marina Tower_Upper Part | 23 Marina Tower | On Air | 25.0895 | 55.1507 | IBS | Residential | DXB | Dubai | DUBAI_MARSA DUBAI | du | Mitech | 2G-3G-4G | On Air | On Air | On Air | 117223.8266 | 1105458.7 | DXB5989
DXB0199 | DXB5199 | DXBL0199 | 23 Marina Tower_Lower Part | 23 Marina Tower | On Air | 25.0895 | 55.1507 | IBS | Residential | DXB | Dubai | DUBAI_MARSA DUBAI | du | Mitech | 2G-3G-4G | On Air | On Air | On Air | 547591.3433 | 3150896.1 | DXB5199
DXB0078 | DXB5078 | DXBL0078 | 21st Century Tower | 21st Century Tower | On Air | 25.2109 | 55.2761 | IBS | Residential | DXB | Dubai | DUBAI_TRADE CENTER SECOND | du | NSN | 2G-3G-4G | On Air | On Air | On Air | 386182.1455 | 993752.8 | DXB5078
| IDX0879 | IDXL5879 | M Gallery Sofitel at Palm Jumeirah |  | On Air | 25.139026° | 55.142160° |  | Hotel | [7 empty] | On Air |  | 52667.5244 | 255209.9 | IDX0879
Note on A500: Author: Old Site Code is DXB0945

## Sept 2018 (hidden)
Physcial Sitecode | Site name | 2G Technical code | 3G Technical code | 4G Technical code | Region | Latitude | Longitude | Vendor | Site Type | Site Model | Technology | Cabinet Type | 2G Config | 3G config | LTE config
IAD5001 | SmallCell Satelite_Ground Foor_Right Half |  |  | IAD5001 | SE | 24.427 | 54.6466 | NSN | Airport | Small Cell |  |  |  | 2 | 11
IAD5013 | SmallCell Arrival Hall |  |  | IAD5013I | SE | 24.427 | 54.6466 | NSN | Airport | Small Cell |  |  |  | 2 | 11
IDX5957 | DIAC 5th foor Testbed |  |  | IDX5957 | DXB | 25.1243 | 55.41 |  | Commercial | IBS
IAD5106 | Zayed Sports City Stadium Site 3 |  | IAD0106 | IAD5106 | SE | 24.4163 | 54.4528 | Tawasol | Stadium | IBS |  |  |  | 2+2+2 | 11+11+11
IAD5104 | Zayed Sports City Stadium Site 2 |  | IAD0104 | IADL5104 | SE | 24.4163 | 54.4528 | Tawasol | Stadium | IBS |  |  |  | 2+2+2+2 | 11+11+11+11
IAD5103 | Zayed Sports City Stadium Site 1 |  | IAD0103 | IADL5103 | SE | 24.4163 | 54.4528 | Tawasol | Stadium | IBS |  |  |  | 2+2+2 | 11+11+11
AJM0955 | Wyndham Garden Hotel Ajman |  | AJM5955 | AJML0955 | NE | 25.4083 | 55.4329 | Tawasol | Hotel | IBS |  |  |  | 2 | 1
IAD5130 | Warner Bros World Theme Park_Site 2 |  | IAD0130 | IADL5130 | SE | 24.4916 | 54.5999 | ETC | Resort/Theme Park | IBS |  |  |  | 2/2/2 | 11/11/11
IAD5129 | Warner Bros World Theme Park_Site 1 |  | IAD0129 | IADL5129 | SE | 24.4916 | 54.5999 | ETC | Resort/Theme Park | IBS |  |  |  | 2/2/2/2/2/2 | 11/11/11/11/11/11
IDX5870 | Vincitore Boulevard |  | IDX0870 | IDXL5870 | DXB | 25.0661 | 55.2329 | Waseela | Residential | IBS |  |  |  | 2 | 1
IDX5747 | The Onyx Tower 2 at Tecom |  | IDX0747 | IDXL5747 | DXB | 25.0968 | 55.1688 | Waseela | Commercial | IBS |  |  |  | 2/2 | 1/1
IDX5746 | The Onyx Tower 1 at Tecom |  | IDX0746 | IDXL5746 | DXB | 25.0968 | 55.1688 | Waseela | Commercial | IBS |  |  |  | 2/2 | 1/1
IDX5667 | The Atria Service Tower |  | IDX0667 | IDXL5667 | DXB | 25.180167° | 55.263426° | Tawasol | Commercial & Residential | IBS |  |  |  | 2/2/2/2 | 1/1/1/1
IDX5665 | The Atria Residential Tower |  | IDX0665 | IDXL5665 | DXB | 25.1802 | 55.2639 | Tawasol | Commercial & Residential | IBS |  |  |  | 2/2+2/2 | 1/1+1/1
IDX5999 | Terminal Test Team |  | IDX0999 | IDXL5999 | DXB | 25.1243 | 55.41 |  | Commercial | IBS |  |  |  | 2 | 1
IDX5594 | Techno Hub1&2 and Techno Point Building |  | IDX0594 | IDXL5594 | DXB | 25.1216 | 55.3769 | Tawasol | University | IBS |  |  |  | 2/2/2/2 | 1/1/1/1
AUH0831 | Shams Towers ( Common Parking & Sky Tower lower) |  | AUH5831 | AUHL0831 | SE | 24.4964 | 54.4082 | ETC | Commercial & Residential | IBS |  |  |  | 2/2/2/2/2/2 | 1/1/1/1/1/1
IAD5085 | Sea View Tower |  | IAD0085 | IADL5085 | SE | 24.5123 | 54.4057 | ETC | Residential | IBS |  |  |  | 2/2/2 | 1/1/1
IDX5697 | Rove Hotel at Marina |  | IDX0697_U900 | IDXL5697 | DXB | 25.0697 | 55.1274 | Waseela | Hotel | IBS |  |  |  | 1/1 | 1/1
AUH5794 | Rotana Hotel and Resort in Saadiyat Island left Wing |  | AUH5794 | AUHL0794 | SE | 24.5422 | 54.4304 | ETC | Hotel | IBS |  |  |  | 2/2/2/2 | 11/11/11/11
IDX5940B | PICO_DAMAC OWNER |  | IDX0940B_PICO | IDXL5940II | DXB | 25.12 | 55.1466 |  | Residential | Pico |  |  |  | 2 | 1
IDX5196 | Park Lane Tower @ BB |  | IDX0196 | IDXL5196 | DXB | 25.1854 | 55.2615 | Huawei | Commercial | IBS |  |  |  | 2/2/2 | 1/1/1
IDX5027 | Paramount Tower A&B |  | IDX0027 | IDXL5027 | DXB | 25.1859 | 55.2918 | Nokia | Hotel | IBS |  |  |  | 2/2/2/2/2/2 | 1
IDX5026 | Paramount Podium |  | IDX0026 | IDXL5026 | DXB | 25.1859 | 55.2918 | NSN | Hotel | IBS |  |  |  | 2/2 | 1/1
IDX5732 | Palm First Hotel |  | IDX0732 | IDXL5732 | DXB | 25.1259 | 55.1531 | Tawasol | Hotel | IBS |  |  |  | 2+2 | 1+1
IDX5749 | Othman 10C at JVC |  | IDX0749 | IDXL5749 | DXB | 25.0529 | 55.2 | Waseela | Residential | IBS |  |  |  | 2 | 1
IDX5842 | OIA Residence at Motor City |  | IDX0842 | IDXL5842 | DXB | 25.043 | 55.2432 | Waseela | Residential | IBS |  |  |  | 2/2/2 | 1/1/1
AUH0948 | New Mafraq Hospital_Outpatient & Annex building |  | AUH5948 | AUHL0948 | SE | 24.3242 | 54.6134 | ETC | Hospital | IBS |  |  |  | 2/2 | 1/1
IAD5125 | NCC Business Hub @ Kizad |  | IAD0125 | IADL5125 | SE | 24.7201 | 54.7377 | Tawasol | Commercial | IBS |  |  |  | 2/2/2 | 1/1/1
IDX5814 | Mont Rose Tower 2 |  | IDX0814 | IDXL5814 | DXB | 25.0692 | 55.2452 | Tawasol | Residential | IBS |  |  |  | 2/2 2/2 2/2 | 1/1 1/1 1/1
IDX5813 | Mont Rose Tower 1 |  | IDX0813 | IDXL5813 | DXB | 25.0692 | 55.2452 | Tawasol | Residential | IBS |  |  |  | 2/2 2/2 2/2 | 1/1 1/1 1/1
IDX5935 | Marsa Al Seef _ Phase 3 _Basement Parking |  | IDX0935 | IDXL5935 | DXB | 25.2561 | 55.3121 | ETC | Car Park | IBS |  |  |  | 2 | 1
IAD5095 | Marina Heights Towers @ Al Reem Island Zone C _Car parking |  | IAD0095 | IADL5095 | SE | 24.4916 | 54.3948 | ETC | Commercial & Residential | IBS |  |  |  | 2/2/2/2/2/2 | 1/1/1/1/1/1
IDX5752 | MAJESTINE HOTEL APARTMENTS |  | IDX0752 | IDXL5752 | DXB | 25.1864 | 55.282 | Waseela | Hotel | IBS |  |  |  | 2/2/2 | 1/1/1
IDX5955C | Mai Dubai Accommodation-B |  | IDX0955C | IDXL5955III | DXB | 24.9996 | 55.2796 | Tawasol | residential | ATOM |  |  |  | 2 | 1/1
IDX5955B | Mai Dubai Accommodation-A |  | IDX0955B | IDXL5955II | DXB | 24.9996 | 55.2796 | Tawasol | residential | ATOM |  |  |  | 2 | 1/1
IAD5101 | Leaf Tower Al Reem Island_Office Part |  | IAD0101 | IADL5101 | SE | 24.4995 | 54.3948 | ETC | Residential | IBS |  |  |  | 2/2/2 | 1/1/1
IDX5479 | IRIS Bay @ BB |  | IDX0479 | IDXL5479 | DXB | 25.1859 | 55.2602 | Tawasol | Commercial | IBS |  |  |  | 2/2 | 1/1
IDX5738 | Gate Village 11 |  | IDX0738 | IDXL5738 | DXB | 25.2145 | 55.2828 | Waseela | Commercial | IBS |  |  |  | 2 | 1
AUH0657 | Etihad Complex Car Park Building |  | AUH5657 |  | SE | 24.4461 | 54.6131 | ETC | Car Park | IBS |  |  |  | 2+0
IDX5829 | ENOC Rugemont accommodation |  | IDX0829 | IDXL5829 | DXB | 25.1538 | 55.2465 | Waseela | Residential | IBS |  |  |  | 2 | 1
IDX5913 | Emirates NBD Meydan_Building M |  | IDX0913 | IDXL5913 | DXB | 25.1601 | 55.3255 | Tawasol | Commercial | IBS |  |  |  | 2 | 1
IDX5367 | Emerald Palace Kempinski Hotel Palm Jumeirah |  | IDX0367 | IDXL5367 | DXB | 25.110497° | 55.109672° | Huawei | Hotel | IBS |  |  |  | 2+2 | 11/ 11+11+1+11
IDX5875 | ELTAYER Motors @AL QUOZ IND. THIRD |  | IDX0875 | IDXL5875 | DXB | 25.1237 | 55.2079 | Waseela | Commercial | IBS |  |  |  | 2 | 1
IDX5163 | DXB Terminal 1- Room 5 |  | IDX0163 |  | DXB | 25.2494 | 55.3524 | ETC | Airport | IBS |  |  |  | 2
IDX5670 | dubiotech headquarters (North Tower ,South Tower ) |  | IDX0670 | IDXL5670 | DXB | 25.0749 | 55.2399 | Waseela | Commercial | IBS |  |  |  | 2/2/2/2 | 1/1/1/1
IDX5102 | Dubai Mall - Park Avenue West |  | IDX0102_U900 |  | DXB | 25.1976 | 55.2787 |  | Mall | IBS |  |  |  | 1
IDX5142 | Dubai Mall - Park Avenue West |  | IDX0142_U900 |  | DXB | 25.1976 | 55.2788 |  | Mall | IBS |  |  |  | 1
IDX5100 | Dubai Mall - Park Avenue East |  | IDX0100_U900 |  | DXB | 25.1976 | 55.2787 |  | Mall | IBS |  |  |  | 1
IDX5140 | Dubai Mall - Park Avenue East |  | IDX0140_U900 |  | DXB | 25.1976 | 55.2788 |  | Mall | IBS |  |  |  | 1
IDX5098 | Dubai Mall - Leather Court |  | IDX0098_U900 |  | DXB | 25.1976 | 55.2787 |  | Mall | IBS |  |  |  | 1
IDX5090 | Dubai Mall - Galleria Drive Car Park |  | IDX0090_U900 |  | DXB | 25.1976 | 55.2787 |  | Mall | IBS |  |  |  | 1
IDX5093 | Dubai Mall - Galleria 2 |  | IDX0093_U900 |  | DXB | 25.1976 | 55.2787 |  | Mall | IBS |  |  |  | 1
IDX5092 | Dubai Mall - Galleria 1 |  | IDX0092_U900 |  | DXB | 25.1976 | 55.2787 |  | Mall | IBS |  |  |  | 1
IDX5089 | Dubai Mall - Fashion Island 2 |  | IDX0089_U900 |  | DXB | 25.1976 | 55.2787 |  | Mall | IBS |  |  |  | 1
IDX5088 | Dubai Mall - Fashion Island 1 |  | IDX0088_U900 |  | DXB | 25.1976 | 55.2787 |  | Mall | IBS |  |  |  | 1
IDX5084 | Dubai Mall - Entertainment Cinemas |  | IDX0084_U900 |  | DXB | 25.1976 | 55.2787 |  | Mall | IBS |  |  |  | 1
IDX5736 | DEWA Data Centre |  | IDX0736 | IDXL5736 | DXB | 25.0652 | 55.1307 | Waseela | Government | IBS |  |  |  | 2 | 1
IDX5029 | Damac Towers by Paramount_Part C & D |  | IDX0029 | IDXL5029 | DXB | 25.1859 | 55.2918 | Nokia | Hotel | IBS |  |  |  | 2/2/2/2/2/2 | 1/1
AJM0942 | City Life Mall Al Tallah |  | AJM5942 | AJML0942 | NE | 25.3661 | 55.5107 | Tawasol | mall | IBS |  |  |  | 2/2 | 1/1
AUH0453 | CI Tower (Emirates Investment Authority )(EIA) |  | AUH5453 | AUHL0453 | SE | 24.4688 | 54.3393 | ETC | Mixed Used | IBS |  |  |  | 0 | 1
AUH0785 | Capital Centre Arjaan by Rotana |  | AUH5785 | AUHL0785 | SE | 24.4185 | 54.4403 | ETC | Hotel | IBS |  |  |  | 2/2 | 1/1
IDX5571 | Bvlgari Residences Block B at Jumeirah Bay |  | IDX0571 | IDXL5571 | DXB | 25.208359° | 55.234542° | ETC | Residential | IBS |  |  |  | 2/2 | 1/1
IDX5570 | Bvlgari Residences Block A at Jumeirah Bay |  | IDX0570 | IDXL5570 | DXB | 25.209 | 55.2358 | ETC | Residential | IBS |  |  |  | 2/2 | 1/1
IDX5350 | Blue Water Island Residence Blocks CDEMNP |  | IDX0350 | IDXL5350 | DXB | 25.0791 | 55.1206 | Huawei | Residential | IBS |  |  |  | 2/2+2/2 | 1/1+1/1
IDX5348 | Blue Water Island Residence (Blocks FGH) |  | IDX0348 | IDXL5348 | DXB | 25.0771 | 55.1231 | Huawei | Residential | IBS |  |  |  | 2/2/2/2/2 | 1/1/1/1/1
IDX5354 | Blue Water Hospitality Luxury Hotel, Service Apartment 1 |  | IDX0354 | IDXL5354 | DXB | 25.0814 | 55.121259 | Huawei | Hotel | IBS |  |  |  | 2/2+2/2/2/2 | 11/11+11/11/1/1
IDX5356 | Blue Water Hospitality Family Hotel, Service Apartment 2, Conference Centre |  | IDX0356 | IDXL5356 | DXB | 25.081387 | 55.121259 | Huawei | Hotel | IBS |  |  |  | 2/2/2/2+2 | 11/11/1/1+1
AUH5812G | Bin Butti International Holding |  | AUH5812G | AUHL0812IX | SE | 24.4671 | 54.3345 | Huawei | Commercial | ATOM |  |  |  | 2 | 1
AUH5532I | Bin Butti International Holding |  | AUH5532I | AUHL0812VII | SE | 24.4671 | 54.3345 | Huawei | Commercial | ATOM |  |  |  | 2 | 1
IDX5407 | Bay Views Hotel at Business Bay |  | IDX0407 | IDXL5407 | DXB | 25.1827 | 55.2742 | Waseela | Hotel | IBS |  |  |  | 2/2 | 1/1
IDX5804 | Bay Central at Business Bay |  | IDX0804 | IDXL5804 | DXB | 25.1807 | 55.2665 | Tawasol | Hotel | IBS |  |  |  | 2/2 | 1/1
IDX5525 | Axiom Telecom @ DSO |  | IDX0525 | IDXL5525 | DXB | 25.1219 | 55.3797 | ETC | Commercial | IBS |  |  |  | 2/2 | 1/1
IDX5942C | ATOM Unitra International New HQ |  | IDX0942C | IDXL5942III | SE | 25.2278 | 55.3727 | Tawasol | Commercial | ATOM |  |  |  | 2 | 1
IDX5941D | ATOM Sika UAE LLC_2 |  | IDX0941D | IDXL5941IV | DXB | 24.8238 | 55.1048 | Tawasol | Commercial | ATOM |  |  |  | 2 | 1
IDX5941C | ATOM Sika UAE LLC_1 |  | IDX0941C | IDXL5941III | DXB | 24.8238 | 55.1048 | Tawasol | Commercial | ATOM |  |  |  | 2 | 1
IDX5940D | ATOM Riu Hotel Project_2 |  | IDX0940D | IDXL5940IV | DXB | 25.3014 | 55.3056 | Huawei ATOM installation only | Commercial | ATOM |  |  |  | 2 | 1
IDX5940C | ATOM Riu Hotel Project_1 |  | IDX0940C | IDXL5940III | DXB | 25.3014 | 55.3056 | Huawei ATOM installation only | Commercial | ATOM |  |  |  | 2 | 1
IDX5943D | ATOM Glenbeigh Records Management |  | IDX0943D | IDXL5943IV | DXB | 24.9034 | 55.1192 | Tawasol | Commercial | ATOM |  |  |  | 2 | 1
IDX5950C | Atom General Directorate of Residency & Foreigners Affairs Store-Al Barsha |  | IDX0950C | IDXL5950III | DXB | 25.1109 | 55.2347 | Tawasol | Government | ATOM |  |  |  | 2 | 11/11/11
IDX5967D | ATOM Brookfields Multiplex Office Bluewaters |  | IDX0967D | IDXL5967IV | DXB | 25.0817 | 55.1216 | Tawasol | commercial | ATOM |  |  |  | 2 | 1
IDX5976A | ATOM ArcelorMittal |  | IDX0976A | IDXL5976I | DXB | 24.9336 | 55.0955 | Huawei | Commercial | IBS |  |  |  | 2 | 1
IDX5943C | ATOM Al Laith Scaffolding New Office |  | IDX0943C | IDXL5943III | DXB | 24.8436 | 55.0942 | Tawasol | Commercial | ATOM |  |  |  | 2 | 1
AJM0963 | Asyad Tower |  | AJM5963 | AJML0963 | NE | 25.3871 | 55.4688 | Tawasol | Residential | IBS |  |  |  | 2/2 | 1/1
IDX5067 | Aster Hospital @ AL Qusais |  | IDX0067 | IDXL5067 | DXB | 25.2777 | 55.3951 | ETC | Hospital | IBS |  |  |  | 2 | 1
AUH0525 | Al Sahel Tower West & Commercial Building |  | AUH5525 | AUHL0525 | SE | 24.466874 | 54.3342 | ETC | Commercial | IBS |  |  |  | 2/2/2/2/2 | 1/1/1/1/1
AUH0669 | Al Sahel Tower East Building |  | AUH5669 | AUHL0669 | SE | 24.4669 | 54.3342 | ETC | Commercial | IBS |  |  |  | 2/2/2/2 | 1/1/1/1
IDX5958B | Al Rostamani Pegel |  | IDX0958B | IDXL5958II | DXB | 25.1044 | 55.1299 | Waseela | Residential | ATOM |  |  |  | 2 | 1/1
IDX5895 | Al Jalila Foundation Research Building |  | IDX0895 | IDXL5895 | DXB | 25.2323 | 55.3247 | Tawasol | Commercial | IBS |  |  |  | 2 | 1
AJM0954 | Ajman City University |  | AJM5954 | AJML0954 | NE | 25.3643 | 55.5115 | Tawasol | University | IBS |  |  |  | 2/2 | 1/1
IDX5673 | 9 Tower Dubai Marina |  | IDX0673 | IDXL5673 | DXB | 25.0834 | 55.1449 | Waseela | Commercial & Residential | IBS |  |  |  | 2/2 | 1
IDX5879 | M Gallery Sofitel at Palm Jumeirah |  | IDX0879 | IDXL5879 | DXB | 25.139026° | 55.142160° | Waseela | Hotel | IBS |  |  |  | 2/2 | 1/1